## Index
INDEX | Technology Data for Energy Carrier Generation and Conversion June 2017
1.1 AEC 1MW
1.1 AEC 100MW | Version | 14
1.1 AEC 1 CW
1.1 PEMEC 10MW | All cost data is in | 2020 | EURO
1.1 PEMEC 100MW | Except the chapters on pyrolysis which are in | 2025 | EURO
1.1 PEMEC 1000MW
1.1 SOEC 1MW | License:
1.1 SOEC 10MW | This work is licensed under Attribution 4.0 International
1.1 SOEC 100MW
2.1 Biogas, Basic Plant, small | The data sheets are continuously updated as technologies evolve, if the data changes significantly or if errors are found. The date for the latest update is listed in the index below and also indicated in the specific datasheets.
2.1 Biogas, Basic Plant, large
2.1 Biogas, Scen. A, small | 5.5 Gasification of biomass for bio diesel has been overwritten with data from previous chapter 96. Chapter 96 has been removed. (update Feb 2019)
2.1 Biogas, Scen. A, large | 3.3 Catalytic hydropyrolysis configuration 1 - financial data added. (update Feb 2019)
2.1 Biogas, Scen. B, small | All datasheets have been revised (update Dec 2018)
2.1 Biogas, Scen. B, large | 3.3 Catalytic hydropyrolysis in two configurations (added Dec 2018)
2.2 Gasif. Fixed Bed, Producer | 2.2, 4.4,5.5 Gasification and electrolysis (added Dec 2018)
3.2 Fast Pyrolysis Wood | 5.6 Jet Fuel from Hydrogen and Carbon Dioxide Added (May 2020) - minor adjustment in july 2020.
3.2 Fast Pyrolysis Straw | 5.4 Ammonia frim Hydrogen and Air Capture (added February 2021 - adjusted April 2021)
3.2 Catalytic Pyrolysis Wood | Old Chapter 86-88 have been replaced with chapter 1.1 on electrolysis (added April 2021)
3.3 Slow Pyrolysis Large Garden Waste | 3.4 Methane pyrolysis (added April 2021)
3.3 Slow Pyrolysis Large Straw | 3.2 Slow pyrolysis (added April 2021)
3.3 Slow Pyrolysis Large Digestate | 5.2 Methanol from power has been replaced with chapter 5.2 Methanol from hydrogen and carbon dioxide (added March 2023)
3.3 Slow Pyrolysis Small Straw | 2.1 Biogas Plants and 4.1 Biogas Upgrading (CO2 Removal) has been updated (April 2023)
3.3 Slow Pyrolysis Small Digestate | All chapters update to 2020 prices (August 2023)
3.4 Hydrothermal Liquefaction | 4.2 Methanol from power datasheet has been updated and 1.1 Water Electrolysis got new datasheets
4.1 Biogas, Upgrading, small | 4.3 Biogas Biomethanation (Hydrogen Addition) added (January 2024)
4.1 Biogas, Upgrading, large | 1.1 Water electrolysis has been updated (January 2024)
4.2 SNG from methan. of biogas | 5.3 Methanol from Hydrogen and Biogas added and the catalogue was reorganised (February 2025)
4.3 Biomethanation of biogas | 3.1 Pyrolysis Oils chapter updated and replaced with 3 datasheets on: 3.2 Fast Pyrolysis Wood, 3.2 Fast Pyrolysis Straw and 3.2 Catalytic Pyrolysis Wood (January 2026)
4.4 Gasif. CFB, Bio-SNG | 3.2 Slow Pyrolysis sheets (straw, digestate) updated and replaced by 3.3 Slow Pyrolysis Large Garden Waste, 3.3 Slow Pyrolysis Large Straw, 3.3 Slow Pyrolysis Large Digestate, 3.3 Slow Pyrolysis Small Straw and 3.3 Slow Pyrolysis Small Digestate (January 2026)
5.1 Methanol from biomass gasif. | 3.3 Catalytic Hydropyrolysis 1 and 2, Methane Pyrolysis MBR and Plasma removed in this iteration. A new chapter in the text document 3.1 Pyrolysis Overview includes them
5.2 Methanol from hydrogen
5.3 Methanol from biogas and hydrogen
5.4 Hydrogen to Ammonia
5.5 Gasif. Ent. Flow FT, liq fu
5.6 Hydrogen to Jet
5.6 Power to Jet
5.7 Vegetable oil FAME
5.8 UCO & animal fat FAME
5.9 HVO jet fuel
5.10 Hydrogenated veg oil
5.11 1st generation ethanol
5.12 Cellulosic ethanol

## alldata_flat
ws | Technology | cat | par | unit | priceyear | note | ref | est | year | val
1.1 AEC 10 MW | Hydrogen production via alkaline electrolysis (AEC) for 10 MW plant | Energy/technical data | - hereof recoverable for district heating [%-points of heat loss] | pct.-pointsofheatloss |  | J |  | Lower | 2020 | 24.0789
1.1 AEC 10 MW | Hydrogen production via alkaline electrolysis (AEC) for 10 MW plant | Energy/technical data | - hereof recoverable for district heating [%-points of heat loss] | pct.-pointsofheatloss |  | J |  | Lower | 2050 | 10.9857
1.1 AEC 10 MW | Hydrogen production via alkaline electrolysis (AEC) for 10 MW plant | Energy/technical data | - hereof recoverable for district heating [%-points of heat loss] | pct.-pointsofheatloss |  | J |  | Upper | 2020 | 30.8307
1.1 AEC 10 MW | Hydrogen production via alkaline electrolysis (AEC) for 10 MW plant | Energy/technical data | - hereof recoverable for district heating [%-points of heat loss] | pct.-pointsofheatloss |  | J |  | Upper | 2050 | 14.8008
1.1 AEC 10 MW | Hydrogen production via alkaline electrolysis (AEC) for 10 MW plant | Energy/technical data | - hereof recoverable for district heating [%-points of heat loss] | pct.-pointsofheatloss |  | J |  | ctrl | 2020 | 27.6187
1.1 AEC 10 MW | Hydrogen production via alkaline electrolysis (AEC) for 10 MW plant | Energy/technical data | - hereof recoverable for district heating [%-points of heat loss] | pct.-pointsofheatloss |  | J |  | ctrl | 2025 | 26.4024
1.1 AEC 10 MW | Hydrogen production via alkaline electrolysis (AEC) for 10 MW plant | Energy/technical data | - hereof recoverable for district heating [%-points of heat loss] | pct.-pointsofheatloss |  | J |  | ctrl | 2030 | 22.2831
1.1 AEC 10 MW | Hydrogen production via alkaline electrolysis (AEC) for 10 MW plant | Energy/technical data | - hereof recoverable for district heating [%-points of heat loss] | pct.-pointsofheatloss |  | J |  | ctrl | 2040 | 18.4903
1.1 AEC 10 MW | Hydrogen production via alkaline electrolysis (AEC) for 10 MW plant | Energy/technical data | - hereof recoverable for district heating [%-points of heat loss] | pct.-pointsofheatloss |  | J |  | ctrl | 2050 | 12.9365
1.1 AEC 10 MW | Hydrogen production via alkaline electrolysis (AEC) for 10 MW plant | Energy/technical data | - hereof unrecoverable heat loss [%-points of heat loss] | pct.-pointsofheatloss |  | I |  | Lower | 2020 | 3
1.1 AEC 10 MW | Hydrogen production via alkaline electrolysis (AEC) for 10 MW plant | Energy/technical data | - hereof unrecoverable heat loss [%-points of heat loss] | pct.-pointsofheatloss |  | I |  | Lower | 2050 | 3
1.1 AEC 10 MW | Hydrogen production via alkaline electrolysis (AEC) for 10 MW plant | Energy/technical data | - hereof unrecoverable heat loss [%-points of heat loss] | pct.-pointsofheatloss |  | I |  | Upper | 2020 | 3
1.1 AEC 10 MW | Hydrogen production via alkaline electrolysis (AEC) for 10 MW plant | Energy/technical data | - hereof unrecoverable heat loss [%-points of heat loss] | pct.-pointsofheatloss |  | I |  | Upper | 2050 | 3
1.1 AEC 10 MW | Hydrogen production via alkaline electrolysis (AEC) for 10 MW plant | Energy/technical data | - hereof unrecoverable heat loss [%-points of heat loss] | pct.-pointsofheatloss |  | I |  | ctrl | 2020 | 3
1.1 AEC 10 MW | Hydrogen production via alkaline electrolysis (AEC) for 10 MW plant | Energy/technical data | - hereof unrecoverable heat loss [%-points of heat loss] | pct.-pointsofheatloss |  | I |  | ctrl | 2025 | 3
1.1 AEC 10 MW | Hydrogen production via alkaline electrolysis (AEC) for 10 MW plant | Energy/technical data | - hereof unrecoverable heat loss [%-points of heat loss] | pct.-pointsofheatloss |  | I |  | ctrl | 2030 | 3
1.1 AEC 10 MW | Hydrogen production via alkaline electrolysis (AEC) for 10 MW plant | Energy/technical data | - hereof unrecoverable heat loss [%-points of heat loss] | pct.-pointsofheatloss |  | I |  | ctrl | 2040 | 3
1.1 AEC 10 MW | Hydrogen production via alkaline electrolysis (AEC) for 10 MW plant | Energy/technical data | - hereof unrecoverable heat loss [%-points of heat loss] | pct.-pointsofheatloss |  | I |  | ctrl | 2050 | 3
1.1 AEC 10 MW | Hydrogen production via alkaline electrolysis (AEC) for 10 MW plant | Energy/technical data | Construction time [years] | years |  | M |  | Lower | 2020 | 0.75
1.1 AEC 10 MW | Hydrogen production via alkaline electrolysis (AEC) for 10 MW plant | Energy/technical data | Construction time [years] | years |  | M |  | Lower | 2050 | 0.75
1.1 AEC 10 MW | Hydrogen production via alkaline electrolysis (AEC) for 10 MW plant | Energy/technical data | Construction time [years] | years |  | M |  | Upper | 2020 | 1
1.1 AEC 10 MW | Hydrogen production via alkaline electrolysis (AEC) for 10 MW plant | Energy/technical data | Construction time [years] | years |  | M |  | Upper | 2050 | 1
1.1 AEC 10 MW | Hydrogen production via alkaline electrolysis (AEC) for 10 MW plant | Energy/technical data | Construction time [years] | years |  | M |  | ctrl | 2020 | 1
1.1 AEC 10 MW | Hydrogen production via alkaline electrolysis (AEC) for 10 MW plant | Energy/technical data | Construction time [years] | years |  | M |  | ctrl | 2025 | 1
1.1 AEC 10 MW | Hydrogen production via alkaline electrolysis (AEC) for 10 MW plant | Energy/technical data | Construction time [years] | years |  | M |  | ctrl | 2030 | 1
1.1 AEC 10 MW | Hydrogen production via alkaline electrolysis (AEC) for 10 MW plant | Energy/technical data | Construction time [years] | years |  | M |  | ctrl | 2040 | 1
1.1 AEC 10 MW | Hydrogen production via alkaline electrolysis (AEC) for 10 MW plant | Energy/technical data | Construction time [years] | years |  | M |  | ctrl | 2050 | 1
1.1 AEC 10 MW | Hydrogen production via alkaline electrolysis (AEC) for 10 MW plant | Energy/technical data | Electricity (% total input [MWh/MWh]) | MWh/MWh |  |  |  | Lower | 2020 | 100
1.1 AEC 10 MW | Hydrogen production via alkaline electrolysis (AEC) for 10 MW plant | Energy/technical data | Electricity (% total input [MWh/MWh]) | MWh/MWh |  |  |  | Lower | 2050 | 100
1.1 AEC 10 MW | Hydrogen production via alkaline electrolysis (AEC) for 10 MW plant | Energy/technical data | Electricity (% total input [MWh/MWh]) | MWh/MWh |  |  |  | Upper | 2020 | 100
1.1 AEC 10 MW | Hydrogen production via alkaline electrolysis (AEC) for 10 MW plant | Energy/technical data | Electricity (% total input [MWh/MWh]) | MWh/MWh |  |  |  | Upper | 2050 | 100
1.1 AEC 10 MW | Hydrogen production via alkaline electrolysis (AEC) for 10 MW plant | Energy/technical data | Electricity (% total input [MWh/MWh]) | MWh/MWh |  |  |  | ctrl | 2020 | 100
1.1 AEC 10 MW | Hydrogen production via alkaline electrolysis (AEC) for 10 MW plant | Energy/technical data | Electricity (% total input [MWh/MWh]) | MWh/MWh |  |  |  | ctrl | 2025 | 100
1.1 AEC 10 MW | Hydrogen production via alkaline electrolysis (AEC) for 10 MW plant | Energy/technical data | Electricity (% total input [MWh/MWh]) | MWh/MWh |  |  |  | ctrl | 2030 | 100
1.1 AEC 10 MW | Hydrogen production via alkaline electrolysis (AEC) for 10 MW plant | Energy/technical data | Electricity (% total input [MWh/MWh]) | MWh/MWh |  |  |  | ctrl | 2040 | 100
1.1 AEC 10 MW | Hydrogen production via alkaline electrolysis (AEC) for 10 MW plant | Energy/technical data | Electricity (% total input [MWh/MWh]) | MWh/MWh |  |  |  | ctrl | 2050 | 100
1.1 AEC 10 MW | Hydrogen production via alkaline electrolysis (AEC) for 10 MW plant | Energy/technical data | Electricity consumption [stack level, kWh/kgH2] | stacklevel,kWh/kgH2 |  | C, D | [1], [2], [3], [4] | Lower | 2020 | 49.801
1.1 AEC 10 MW | Hydrogen production via alkaline electrolysis (AEC) for 10 MW plant | Energy/technical data | Electricity consumption [stack level, kWh/kgH2] | stacklevel,kWh/kgH2 |  | C, D | [1], [2], [3], [4] | Lower | 2050 | 42.2202
1.1 AEC 10 MW | Hydrogen production via alkaline electrolysis (AEC) for 10 MW plant | Energy/technical data | Electricity consumption [stack level, kWh/kgH2] | stacklevel,kWh/kgH2 |  | C, D | [1], [2], [3], [4] | Upper | 2020 | 54.8826
1.1 AEC 10 MW | Hydrogen production via alkaline electrolysis (AEC) for 10 MW plant | Energy/technical data | Electricity consumption [stack level, kWh/kgH2] | stacklevel,kWh/kgH2 |  | C, D | [1], [2], [3], [4] | Upper | 2050 | 44.1798
1.1 AEC 10 MW | Hydrogen production via alkaline electrolysis (AEC) for 10 MW plant | Energy/technical data | Electricity consumption [stack level, kWh/kgH2] | stacklevel,kWh/kgH2 |  | C, D | [1], [2], [3], [4] | ctrl | 2020 | 52.3418
1.1 AEC 10 MW | Hydrogen production via alkaline electrolysis (AEC) for 10 MW plant | Energy/technical data | Electricity consumption [stack level, kWh/kgH2] | stacklevel,kWh/kgH2 |  | C, D | [1], [2], [3], [4] | ctrl | 2025 | 51.44
1.1 AEC 10 MW | Hydrogen production via alkaline electrolysis (AEC) for 10 MW plant | Energy/technical data | Electricity consumption [stack level, kWh/kgH2] | stacklevel,kWh/kgH2 |  | C, D | [1], [2], [3], [4] | ctrl | 2030 | 48.6041
1.1 AEC 10 MW | Hydrogen production via alkaline electrolysis (AEC) for 10 MW plant | Energy/technical data | Electricity consumption [stack level, kWh/kgH2] | stacklevel,kWh/kgH2 |  | C, D | [1], [2], [3], [4] | ctrl | 2040 | 46.256
1.1 AEC 10 MW | Hydrogen production via alkaline electrolysis (AEC) for 10 MW plant | Energy/technical data | Electricity consumption [stack level, kWh/kgH2] | stacklevel,kWh/kgH2 |  | C, D | [1], [2], [3], [4] | ctrl | 2050 | 43.2
1.1 AEC 10 MW | Hydrogen production via alkaline electrolysis (AEC) for 10 MW plant | Energy/technical data | Electricity consumption [stack+BOP level, kWh/kgH2] | stack+BOPlevel,kWh/kgH2 |  | E | [1], [2], [3], [4] | Lower | 2020 | 54.885
1.1 AEC 10 MW | Hydrogen production via alkaline electrolysis (AEC) for 10 MW plant | Energy/technical data | Electricity consumption [stack+BOP level, kWh/kgH2] | stack+BOPlevel,kWh/kgH2 |  | E | [1], [2], [3], [4] | Lower | 2050 | 46.5303
1.1 AEC 10 MW | Hydrogen production via alkaline electrolysis (AEC) for 10 MW plant | Energy/technical data | Electricity consumption [stack+BOP level, kWh/kgH2] | stack+BOPlevel,kWh/kgH2 |  | E | [1], [2], [3], [4] | Upper | 2020 | 60.4853
1.1 AEC 10 MW | Hydrogen production via alkaline electrolysis (AEC) for 10 MW plant | Energy/technical data | Electricity consumption [stack+BOP level, kWh/kgH2] | stack+BOPlevel,kWh/kgH2 |  | E | [1], [2], [3], [4] | Upper | 2050 | 48.6899
1.1 AEC 10 MW | Hydrogen production via alkaline electrolysis (AEC) for 10 MW plant | Energy/technical data | Electricity consumption [stack+BOP level, kWh/kgH2] | stack+BOPlevel,kWh/kgH2 |  | E | [1], [2], [3], [4] | ctrl | 2020 | 57.6851
1.1 AEC 10 MW | Hydrogen production via alkaline electrolysis (AEC) for 10 MW plant | Energy/technical data | Electricity consumption [stack+BOP level, kWh/kgH2] | stack+BOPlevel,kWh/kgH2 |  | E | [1], [2], [3], [4] | ctrl | 2025 | 56.6913
1.1 AEC 10 MW | Hydrogen production via alkaline electrolysis (AEC) for 10 MW plant | Energy/technical data | Electricity consumption [stack+BOP level, kWh/kgH2] | stack+BOPlevel,kWh/kgH2 |  | E | [1], [2], [3], [4] | ctrl | 2030 | 53.5658
1.1 AEC 10 MW | Hydrogen production via alkaline electrolysis (AEC) for 10 MW plant | Energy/technical data | Electricity consumption [stack+BOP level, kWh/kgH2] | stack+BOPlevel,kWh/kgH2 |  | E | [1], [2], [3], [4] | ctrl | 2040 | 50.9781
1.1 AEC 10 MW | Hydrogen production via alkaline electrolysis (AEC) for 10 MW plant | Energy/technical data | Electricity consumption [stack+BOP level, kWh/kgH2] | stack+BOPlevel,kWh/kgH2 |  | E | [1], [2], [3], [4] | ctrl | 2050 | 47.6101
1.1 AEC 10 MW | Hydrogen production via alkaline electrolysis (AEC) for 10 MW plant | Energy/technical data | Forced outage [%] | pct. |  | K |  | Lower | 2020 | 3
1.1 AEC 10 MW | Hydrogen production via alkaline electrolysis (AEC) for 10 MW plant | Energy/technical data | Forced outage [%] | pct. |  | K |  | Lower | 2050 | 3
1.1 AEC 10 MW | Hydrogen production via alkaline electrolysis (AEC) for 10 MW plant | Energy/technical data | Forced outage [%] | pct. |  | K |  | Upper | 2020 | 3
1.1 AEC 10 MW | Hydrogen production via alkaline electrolysis (AEC) for 10 MW plant | Energy/technical data | Forced outage [%] | pct. |  | K |  | Upper | 2050 | 3
1.1 AEC 10 MW | Hydrogen production via alkaline electrolysis (AEC) for 10 MW plant | Energy/technical data | Forced outage [%] | pct. |  | K |  | ctrl | 2020 | 3
1.1 AEC 10 MW | Hydrogen production via alkaline electrolysis (AEC) for 10 MW plant | Energy/technical data | Forced outage [%] | pct. |  | K |  | ctrl | 2025 | 3
1.1 AEC 10 MW | Hydrogen production via alkaline electrolysis (AEC) for 10 MW plant | Energy/technical data | Forced outage [%] | pct. |  | K |  | ctrl | 2030 | 3
1.1 AEC 10 MW | Hydrogen production via alkaline electrolysis (AEC) for 10 MW plant | Energy/technical data | Forced outage [%] | pct. |  | K |  | ctrl | 2040 | 3
1.1 AEC 10 MW | Hydrogen production via alkaline electrolysis (AEC) for 10 MW plant | Energy/technical data | Forced outage [%] | pct. |  | K |  | ctrl | 2050 | 3
1.1 AEC 10 MW | Hydrogen production via alkaline electrolysis (AEC) for 10 MW plant | Energy/technical data | Frequency of stack replacement [h] | h |  | C, D, L | [1], [2], [3], [4], [5] | Lower | 2020 | 61500
1.1 AEC 10 MW | Hydrogen production via alkaline electrolysis (AEC) for 10 MW plant | Energy/technical data | Frequency of stack replacement [h] | h |  | C, D, L | [1], [2], [3], [4], [5] | Lower | 2050 | 83000
1.1 AEC 10 MW | Hydrogen production via alkaline electrolysis (AEC) for 10 MW plant | Energy/technical data | Frequency of stack replacement [h] | h |  | C, D, L | [1], [2], [3], [4], [5] | Upper | 2020 | 78500
1.1 AEC 10 MW | Hydrogen production via alkaline electrolysis (AEC) for 10 MW plant | Energy/technical data | Frequency of stack replacement [h] | h |  | C, D, L | [1], [2], [3], [4], [5] | Upper | 2050 | 120000
1.1 AEC 10 MW | Hydrogen production via alkaline electrolysis (AEC) for 10 MW plant | Energy/technical data | Frequency of stack replacement [h] | h |  | C, D, L | [1], [2], [3], [4], [5] | ctrl | 2020 | 70000
1.1 AEC 10 MW | Hydrogen production via alkaline electrolysis (AEC) for 10 MW plant | Energy/technical data | Frequency of stack replacement [h] | h |  | C, D, L | [1], [2], [3], [4], [5] | ctrl | 2025 | 80000
1.1 AEC 10 MW | Hydrogen production via alkaline electrolysis (AEC) for 10 MW plant | Energy/technical data | Frequency of stack replacement [h] | h |  | C, D, L | [1], [2], [3], [4], [5] | ctrl | 2030 | 92500
1.1 AEC 10 MW | Hydrogen production via alkaline electrolysis (AEC) for 10 MW plant | Energy/technical data | Frequency of stack replacement [h] | h |  | C, D, L | [1], [2], [3], [4], [5] | ctrl | 2040 | 94500
1.1 AEC 10 MW | Hydrogen production via alkaline electrolysis (AEC) for 10 MW plant | Energy/technical data | Frequency of stack replacement [h] | h |  | C, D, L | [1], [2], [3], [4], [5] | ctrl | 2050 | 101500
1.1 AEC 10 MW | Hydrogen production via alkaline electrolysis (AEC) for 10 MW plant | Energy/technical data | Heat loss (% total input_e [MWh/MWh]) | MWh/MWh |  |  |  | Lower | 2020 | 27.0789
1.1 AEC 10 MW | Hydrogen production via alkaline electrolysis (AEC) for 10 MW plant | Energy/technical data | Heat loss (% total input_e [MWh/MWh]) | MWh/MWh |  |  |  | Lower | 2050 | 13.9857
1.1 AEC 10 MW | Hydrogen production via alkaline electrolysis (AEC) for 10 MW plant | Energy/technical data | Heat loss (% total input_e [MWh/MWh]) | MWh/MWh |  |  |  | Upper | 2020 | 33.8307
1.1 AEC 10 MW | Hydrogen production via alkaline electrolysis (AEC) for 10 MW plant | Energy/technical data | Heat loss (% total input_e [MWh/MWh]) | MWh/MWh |  |  |  | Upper | 2050 | 17.8008
1.1 AEC 10 MW | Hydrogen production via alkaline electrolysis (AEC) for 10 MW plant | Energy/technical data | Heat loss (% total input_e [MWh/MWh]) | MWh/MWh |  |  |  | ctrl | 2020 | 30.6187
1.1 AEC 10 MW | Hydrogen production via alkaline electrolysis (AEC) for 10 MW plant | Energy/technical data | Heat loss (% total input_e [MWh/MWh]) | MWh/MWh |  |  |  | ctrl | 2025 | 29.4024
1.1 AEC 10 MW | Hydrogen production via alkaline electrolysis (AEC) for 10 MW plant | Energy/technical data | Heat loss (% total input_e [MWh/MWh]) | MWh/MWh |  |  |  | ctrl | 2030 | 25.2831
1.1 AEC 10 MW | Hydrogen production via alkaline electrolysis (AEC) for 10 MW plant | Energy/technical data | Heat loss (% total input_e [MWh/MWh]) | MWh/MWh |  |  |  | ctrl | 2040 | 21.4903
1.1 AEC 10 MW | Hydrogen production via alkaline electrolysis (AEC) for 10 MW plant | Energy/technical data | Heat loss (% total input_e [MWh/MWh]) | MWh/MWh |  |  |  | ctrl | 2050 | 15.9365
1.1 AEC 10 MW | Hydrogen production via alkaline electrolysis (AEC) for 10 MW plant | Energy/technical data | Hydrogen Output (% total input_e [MWh/MWh]) | MWh/MWh |  | F |  | Lower | 2020 | 60.6724
1.1 AEC 10 MW | Hydrogen production via alkaline electrolysis (AEC) for 10 MW plant | Energy/technical data | Hydrogen Output (% total input_e [MWh/MWh]) | MWh/MWh |  | F |  | Lower | 2050 | 71.5663
1.1 AEC 10 MW | Hydrogen production via alkaline electrolysis (AEC) for 10 MW plant | Energy/technical data | Hydrogen Output (% total input_e [MWh/MWh]) | MWh/MWh |  | F |  | Upper | 2020 | 55.0547
1.1 AEC 10 MW | Hydrogen production via alkaline electrolysis (AEC) for 10 MW plant | Energy/technical data | Hydrogen Output (% total input_e [MWh/MWh]) | MWh/MWh |  | F |  | Upper | 2050 | 68.392
1.1 AEC 10 MW | Hydrogen production via alkaline electrolysis (AEC) for 10 MW plant | Energy/technical data | Hydrogen Output (% total input_e [MWh/MWh]) | MWh/MWh |  | F |  | ctrl | 2020 | 57.7272
1.1 AEC 10 MW | Hydrogen production via alkaline electrolysis (AEC) for 10 MW plant | Energy/technical data | Hydrogen Output (% total input_e [MWh/MWh]) | MWh/MWh |  | F |  | ctrl | 2025 | 58.7392
1.1 AEC 10 MW | Hydrogen production via alkaline electrolysis (AEC) for 10 MW plant | Energy/technical data | Hydrogen Output (% total input_e [MWh/MWh]) | MWh/MWh |  | F |  | ctrl | 2030 | 62.1665
1.1 AEC 10 MW | Hydrogen production via alkaline electrolysis (AEC) for 10 MW plant | Energy/technical data | Hydrogen Output (% total input_e [MWh/MWh]) | MWh/MWh |  | F |  | ctrl | 2040 | 65.3222
1.1 AEC 10 MW | Hydrogen production via alkaline electrolysis (AEC) for 10 MW plant | Energy/technical data | Hydrogen Output (% total input_e [MWh/MWh]) | MWh/MWh |  | F |  | ctrl | 2050 | 69.9431
1.1 AEC 10 MW | Hydrogen production via alkaline electrolysis (AEC) for 10 MW plant | Energy/technical data | Hydrogen [kg/MWh input_e] | kg/MWhinput_e |  |  |  | Lower | 2020 | 20.0799
1.1 AEC 10 MW | Hydrogen production via alkaline electrolysis (AEC) for 10 MW plant | Energy/technical data | Hydrogen [kg/MWh input_e] | kg/MWhinput_e |  |  |  | Lower | 2050 | 23.6853
1.1 AEC 10 MW | Hydrogen production via alkaline electrolysis (AEC) for 10 MW plant | Energy/technical data | Hydrogen [kg/MWh input_e] | kg/MWhinput_e |  |  |  | Upper | 2020 | 18.2207
1.1 AEC 10 MW | Hydrogen production via alkaline electrolysis (AEC) for 10 MW plant | Energy/technical data | Hydrogen [kg/MWh input_e] | kg/MWhinput_e |  |  |  | Upper | 2050 | 22.6348
1.1 AEC 10 MW | Hydrogen production via alkaline electrolysis (AEC) for 10 MW plant | Energy/technical data | Hydrogen [kg/MWh input_e] | kg/MWhinput_e |  |  |  | ctrl | 2020 | 19.1052
1.1 AEC 10 MW | Hydrogen production via alkaline electrolysis (AEC) for 10 MW plant | Energy/technical data | Hydrogen [kg/MWh input_e] | kg/MWhinput_e |  |  |  | ctrl | 2025 | 19.4401
1.1 AEC 10 MW | Hydrogen production via alkaline electrolysis (AEC) for 10 MW plant | Energy/technical data | Hydrogen [kg/MWh input_e] | kg/MWhinput_e |  |  |  | ctrl | 2030 | 20.5744
1.1 AEC 10 MW | Hydrogen production via alkaline electrolysis (AEC) for 10 MW plant | Energy/technical data | Hydrogen [kg/MWh input_e] | kg/MWhinput_e |  |  |  | ctrl | 2040 | 21.6188
1.1 AEC 10 MW | Hydrogen production via alkaline electrolysis (AEC) for 10 MW plant | Energy/technical data | Hydrogen [kg/MWh input_e] | kg/MWhinput_e |  |  |  | ctrl | 2050 | 23.1481
1.1 AEC 10 MW | Hydrogen production via alkaline electrolysis (AEC) for 10 MW plant | Energy/technical data | Planned outage [days per year] | days/year |  | K |  | Lower | 2020 | 11
1.1 AEC 10 MW | Hydrogen production via alkaline electrolysis (AEC) for 10 MW plant | Energy/technical data | Planned outage [days per year] | days/year |  | K |  | Lower | 2050 | 11
1.1 AEC 10 MW | Hydrogen production via alkaline electrolysis (AEC) for 10 MW plant | Energy/technical data | Planned outage [days per year] | days/year |  | K |  | Upper | 2020 | 11
1.1 AEC 10 MW | Hydrogen production via alkaline electrolysis (AEC) for 10 MW plant | Energy/technical data | Planned outage [days per year] | days/year |  | K |  | Upper | 2050 | 11
1.1 AEC 10 MW | Hydrogen production via alkaline electrolysis (AEC) for 10 MW plant | Energy/technical data | Planned outage [days per year] | days/year |  | K |  | ctrl | 2020 | 11
1.1 AEC 10 MW | Hydrogen production via alkaline electrolysis (AEC) for 10 MW plant | Energy/technical data | Planned outage [days per year] | days/year |  | K |  | ctrl | 2025 | 11
1.1 AEC 10 MW | Hydrogen production via alkaline electrolysis (AEC) for 10 MW plant | Energy/technical data | Planned outage [days per year] | days/year |  | K |  | ctrl | 2030 | 11
1.1 AEC 10 MW | Hydrogen production via alkaline electrolysis (AEC) for 10 MW plant | Energy/technical data | Planned outage [days per year] | days/year |  | K |  | ctrl | 2040 | 11
1.1 AEC 10 MW | Hydrogen production via alkaline electrolysis (AEC) for 10 MW plant | Energy/technical data | Planned outage [days per year] | days/year |  | K |  | ctrl | 2050 | 11
1.1 AEC 10 MW | Hydrogen production via alkaline electrolysis (AEC) for 10 MW plant | Energy/technical data | Technical lifetime of plant [years] | years |  | K |  | Lower | 2020 | 20
1.1 AEC 10 MW | Hydrogen production via alkaline electrolysis (AEC) for 10 MW plant | Energy/technical data | Technical lifetime of plant [years] | years |  | K |  | Lower | 2050 | 20
1.1 AEC 10 MW | Hydrogen production via alkaline electrolysis (AEC) for 10 MW plant | Energy/technical data | Technical lifetime of plant [years] | years |  | K |  | Upper | 2020 | 30
1.1 AEC 10 MW | Hydrogen production via alkaline electrolysis (AEC) for 10 MW plant | Energy/technical data | Technical lifetime of plant [years] | years |  | K |  | Upper | 2050 | 30
1.1 AEC 10 MW | Hydrogen production via alkaline electrolysis (AEC) for 10 MW plant | Energy/technical data | Technical lifetime of plant [years] | years |  | K |  | ctrl | 2020 | 25
1.1 AEC 10 MW | Hydrogen production via alkaline electrolysis (AEC) for 10 MW plant | Energy/technical data | Technical lifetime of plant [years] | years |  | K |  | ctrl | 2025 | 25
1.1 AEC 10 MW | Hydrogen production via alkaline electrolysis (AEC) for 10 MW plant | Energy/technical data | Technical lifetime of plant [years] | years |  | K |  | ctrl | 2030 | 25
1.1 AEC 10 MW | Hydrogen production via alkaline electrolysis (AEC) for 10 MW plant | Energy/technical data | Technical lifetime of plant [years] | years |  | K |  | ctrl | 2040 | 25
1.1 AEC 10 MW | Hydrogen production via alkaline electrolysis (AEC) for 10 MW plant | Energy/technical data | Technical lifetime of plant [years] | years |  | K |  | ctrl | 2050 | 25
1.1 AEC 10 MW | Hydrogen production via alkaline electrolysis (AEC) for 10 MW plant | Energy/technical data | Typical total plant size [MW input_e] | MWinput_e |  |  |  | Lower | 2020 | 10
1.1 AEC 10 MW | Hydrogen production via alkaline electrolysis (AEC) for 10 MW plant | Energy/technical data | Typical total plant size [MW input_e] | MWinput_e |  |  |  | Lower | 2050 | 10
1.1 AEC 10 MW | Hydrogen production via alkaline electrolysis (AEC) for 10 MW plant | Energy/technical data | Typical total plant size [MW input_e] | MWinput_e |  |  |  | Upper | 2020 | 10
1.1 AEC 10 MW | Hydrogen production via alkaline electrolysis (AEC) for 10 MW plant | Energy/technical data | Typical total plant size [MW input_e] | MWinput_e |  |  |  | Upper | 2050 | 10
1.1 AEC 10 MW | Hydrogen production via alkaline electrolysis (AEC) for 10 MW plant | Energy/technical data | Typical total plant size [MW input_e] | MWinput_e |  |  |  | ctrl | 2020 | 10
1.1 AEC 10 MW | Hydrogen production via alkaline electrolysis (AEC) for 10 MW plant | Energy/technical data | Typical total plant size [MW input_e] | MWinput_e |  |  |  | ctrl | 2025 | 10
1.1 AEC 10 MW | Hydrogen production via alkaline electrolysis (AEC) for 10 MW plant | Energy/technical data | Typical total plant size [MW input_e] | MWinput_e |  |  |  | ctrl | 2030 | 10
1.1 AEC 10 MW | Hydrogen production via alkaline electrolysis (AEC) for 10 MW plant | Energy/technical data | Typical total plant size [MW input_e] | MWinput_e |  |  |  | ctrl | 2040 | 10
1.1 AEC 10 MW | Hydrogen production via alkaline electrolysis (AEC) for 10 MW plant | Energy/technical data | Typical total plant size [MW input_e] | MWinput_e |  |  |  | ctrl | 2050 | 10
1.1 AEC 10 MW | Hydrogen production via alkaline electrolysis (AEC) for 10 MW plant | Energy/technical data | Typical total plant size [kgH2/day of max output] | kgH2/dayofmaxoutput |  | A, B |  | Lower | 2020 | 4819.183
1.1 AEC 10 MW | Hydrogen production via alkaline electrolysis (AEC) for 10 MW plant | Energy/technical data | Typical total plant size [kgH2/day of max output] | kgH2/dayofmaxoutput |  | A, B |  | Lower | 2050 | 5684.4822
1.1 AEC 10 MW | Hydrogen production via alkaline electrolysis (AEC) for 10 MW plant | Energy/technical data | Typical total plant size [kgH2/day of max output] | kgH2/dayofmaxoutput |  | A, B |  | Upper | 2020 | 4372.9712
1.1 AEC 10 MW | Hydrogen production via alkaline electrolysis (AEC) for 10 MW plant | Energy/technical data | Typical total plant size [kgH2/day of max output] | kgH2/dayofmaxoutput |  | A, B |  | Upper | 2050 | 5432.3474
1.1 AEC 10 MW | Hydrogen production via alkaline electrolysis (AEC) for 10 MW plant | Energy/technical data | Typical total plant size [kgH2/day of max output] | kgH2/dayofmaxoutput |  | A, B |  | ctrl | 2020 | 4585.2469
1.1 AEC 10 MW | Hydrogen production via alkaline electrolysis (AEC) for 10 MW plant | Energy/technical data | Typical total plant size [kgH2/day of max output] | kgH2/dayofmaxoutput |  | A, B |  | ctrl | 2025 | 4665.6299
1.1 AEC 10 MW | Hydrogen production via alkaline electrolysis (AEC) for 10 MW plant | Energy/technical data | Typical total plant size [kgH2/day of max output] | kgH2/dayofmaxoutput |  | A, B |  | ctrl | 2030 | 4937.86
1.1 AEC 10 MW | Hydrogen production via alkaline electrolysis (AEC) for 10 MW plant | Energy/technical data | Typical total plant size [kgH2/day of max output] | kgH2/dayofmaxoutput |  | A, B |  | ctrl | 2040 | 5188.5161
1.1 AEC 10 MW | Hydrogen production via alkaline electrolysis (AEC) for 10 MW plant | Energy/technical data | Typical total plant size [kgH2/day of max output] | kgH2/dayofmaxoutput |  | A, B |  | ctrl | 2050 | 5555.5556
1.1 AEC 10 MW | Hydrogen production via alkaline electrolysis (AEC) for 10 MW plant | Energy/technical data | Ultrapure Water for electrolysis [kg/MWh input_e] | kg/MWhinput_e |  |  |  | Lower | 2020 | 180.7194
1.1 AEC 10 MW | Hydrogen production via alkaline electrolysis (AEC) for 10 MW plant | Energy/technical data | Ultrapure Water for electrolysis [kg/MWh input_e] | kg/MWhinput_e |  |  |  | Lower | 2050 | 213.1681
1.1 AEC 10 MW | Hydrogen production via alkaline electrolysis (AEC) for 10 MW plant | Energy/technical data | Ultrapure Water for electrolysis [kg/MWh input_e] | kg/MWhinput_e |  |  |  | Upper | 2020 | 163.9864
1.1 AEC 10 MW | Hydrogen production via alkaline electrolysis (AEC) for 10 MW plant | Energy/technical data | Ultrapure Water for electrolysis [kg/MWh input_e] | kg/MWhinput_e |  |  |  | Upper | 2050 | 203.713
1.1 AEC 10 MW | Hydrogen production via alkaline electrolysis (AEC) for 10 MW plant | Energy/technical data | Ultrapure Water for electrolysis [kg/MWh input_e] | kg/MWhinput_e |  |  |  | ctrl | 2020 | 171.9468
1.1 AEC 10 MW | Hydrogen production via alkaline electrolysis (AEC) for 10 MW plant | Energy/technical data | Ultrapure Water for electrolysis [kg/MWh input_e] | kg/MWhinput_e |  |  |  | ctrl | 2025 | 174.9611
1.1 AEC 10 MW | Hydrogen production via alkaline electrolysis (AEC) for 10 MW plant | Energy/technical data | Ultrapure Water for electrolysis [kg/MWh input_e] | kg/MWhinput_e |  |  |  | ctrl | 2030 | 185.1697
1.1 AEC 10 MW | Hydrogen production via alkaline electrolysis (AEC) for 10 MW plant | Energy/technical data | Ultrapure Water for electrolysis [kg/MWh input_e] | kg/MWhinput_e |  |  |  | ctrl | 2040 | 194.5694
1.1 AEC 10 MW | Hydrogen production via alkaline electrolysis (AEC) for 10 MW plant | Energy/technical data | Ultrapure Water for electrolysis [kg/MWh input_e] | kg/MWhinput_e |  |  |  | ctrl | 2050 | 208.3333
1.1 AEC 10 MW | Hydrogen production via alkaline electrolysis (AEC) for 10 MW plant | Energy/technical data | ΔE from HHV to LHV (% total input_e [MWh/MWh]) | MWh/MWh |  | G, H |  | Lower | 2020 | 12.2488
1.1 AEC 10 MW | Hydrogen production via alkaline electrolysis (AEC) for 10 MW plant | Energy/technical data | ΔE from HHV to LHV (% total input_e [MWh/MWh]) | MWh/MWh |  | G, H |  | Lower | 2050 | 14.4481
1.1 AEC 10 MW | Hydrogen production via alkaline electrolysis (AEC) for 10 MW plant | Energy/technical data | ΔE from HHV to LHV (% total input_e [MWh/MWh]) | MWh/MWh |  | G, H |  | Upper | 2020 | 11.1146
1.1 AEC 10 MW | Hydrogen production via alkaline electrolysis (AEC) for 10 MW plant | Energy/technical data | ΔE from HHV to LHV (% total input_e [MWh/MWh]) | MWh/MWh |  | G, H |  | Upper | 2050 | 13.8072
1.1 AEC 10 MW | Hydrogen production via alkaline electrolysis (AEC) for 10 MW plant | Energy/technical data | ΔE from HHV to LHV (% total input_e [MWh/MWh]) | MWh/MWh |  | G, H |  | ctrl | 2020 | 11.6542
1.1 AEC 10 MW | Hydrogen production via alkaline electrolysis (AEC) for 10 MW plant | Energy/technical data | ΔE from HHV to LHV (% total input_e [MWh/MWh]) | MWh/MWh |  | G, H |  | ctrl | 2025 | 11.8585
1.1 AEC 10 MW | Hydrogen production via alkaline electrolysis (AEC) for 10 MW plant | Energy/technical data | ΔE from HHV to LHV (% total input_e [MWh/MWh]) | MWh/MWh |  | G, H |  | ctrl | 2030 | 12.5504
1.1 AEC 10 MW | Hydrogen production via alkaline electrolysis (AEC) for 10 MW plant | Energy/technical data | ΔE from HHV to LHV (% total input_e [MWh/MWh]) | MWh/MWh |  | G, H |  | ctrl | 2040 | 13.1875
1.1 AEC 10 MW | Hydrogen production via alkaline electrolysis (AEC) for 10 MW plant | Energy/technical data | ΔE from HHV to LHV (% total input_e [MWh/MWh]) | MWh/MWh |  | G, H |  | ctrl | 2050 | 14.1204
1.1 AEC 10 MW | Hydrogen production via alkaline electrolysis (AEC) for 10 MW plant | Financial data | - hereof BOP [€/kW of total input_e] | €/kWoftotalinput_e |  | P, Q |  | Lower | 2020 | 349.1556
1.1 AEC 10 MW | Hydrogen production via alkaline electrolysis (AEC) for 10 MW plant | Financial data | - hereof BOP [€/kW of total input_e] | €/kWoftotalinput_e |  | P, Q |  | Lower | 2050 | 85.8579
1.1 AEC 10 MW | Hydrogen production via alkaline electrolysis (AEC) for 10 MW plant | Financial data | - hereof BOP [€/kW of total input_e] | €/kWoftotalinput_e |  | P, Q |  | Upper | 2020 | 520.8715
1.1 AEC 10 MW | Hydrogen production via alkaline electrolysis (AEC) for 10 MW plant | Financial data | - hereof BOP [€/kW of total input_e] | €/kWoftotalinput_e |  | P, Q |  | Upper | 2050 | 131.6488
1.1 AEC 10 MW | Hydrogen production via alkaline electrolysis (AEC) for 10 MW plant | Financial data | - hereof BOP [€/kW of total input_e] | €/kWoftotalinput_e |  | P, Q |  | ctrl | 2020 | 435.0135
1.1 AEC 10 MW | Hydrogen production via alkaline electrolysis (AEC) for 10 MW plant | Financial data | - hereof BOP [€/kW of total input_e] | €/kWoftotalinput_e |  | P, Q |  | ctrl | 2025 | 320.5363
1.1 AEC 10 MW | Hydrogen production via alkaline electrolysis (AEC) for 10 MW plant | Financial data | - hereof BOP [€/kW of total input_e] | €/kWoftotalinput_e |  | P, Q |  | ctrl | 2030 | 200.3352
1.1 AEC 10 MW | Hydrogen production via alkaline electrolysis (AEC) for 10 MW plant | Financial data | - hereof BOP [€/kW of total input_e] | €/kWoftotalinput_e |  | P, Q |  | ctrl | 2040 | 154.5443
1.1 AEC 10 MW | Hydrogen production via alkaline electrolysis (AEC) for 10 MW plant | Financial data | - hereof BOP [€/kW of total input_e] | €/kWoftotalinput_e |  | P, Q |  | ctrl | 2050 | 108.7534
1.1 AEC 10 MW | Hydrogen production via alkaline electrolysis (AEC) for 10 MW plant | Financial data | - hereof Civil Infrastructure [€/kW of total input_e] | €/kWoftotalinput_e |  | P, Q |  | Lower | 2020 | 72.7314
1.1 AEC 10 MW | Hydrogen production via alkaline electrolysis (AEC) for 10 MW plant | Financial data | - hereof Civil Infrastructure [€/kW of total input_e] | €/kWoftotalinput_e |  | P, Q |  | Lower | 2050 | 17.8848
1.1 AEC 10 MW | Hydrogen production via alkaline electrolysis (AEC) for 10 MW plant | Financial data | - hereof Civil Infrastructure [€/kW of total input_e] | €/kWoftotalinput_e |  | P, Q |  | Upper | 2020 | 108.501
1.1 AEC 10 MW | Hydrogen production via alkaline electrolysis (AEC) for 10 MW plant | Financial data | - hereof Civil Infrastructure [€/kW of total input_e] | €/kWoftotalinput_e |  | P, Q |  | Upper | 2050 | 27.4233
1.1 AEC 10 MW | Hydrogen production via alkaline electrolysis (AEC) for 10 MW plant | Financial data | - hereof Civil Infrastructure [€/kW of total input_e] | €/kWoftotalinput_e |  | P, Q |  | ctrl | 2020 | 90.6162
1.1 AEC 10 MW | Hydrogen production via alkaline electrolysis (AEC) for 10 MW plant | Financial data | - hereof Civil Infrastructure [€/kW of total input_e] | €/kWoftotalinput_e |  | P, Q |  | ctrl | 2025 | 66.7698
1.1 AEC 10 MW | Hydrogen production via alkaline electrolysis (AEC) for 10 MW plant | Financial data | - hereof Civil Infrastructure [€/kW of total input_e] | €/kWoftotalinput_e |  | P, Q |  | ctrl | 2030 | 41.7311
1.1 AEC 10 MW | Hydrogen production via alkaline electrolysis (AEC) for 10 MW plant | Financial data | - hereof Civil Infrastructure [€/kW of total input_e] | €/kWoftotalinput_e |  | P, Q |  | ctrl | 2040 | 32.1926
1.1 AEC 10 MW | Hydrogen production via alkaline electrolysis (AEC) for 10 MW plant | Financial data | - hereof Civil Infrastructure [€/kW of total input_e] | €/kWoftotalinput_e |  | P, Q |  | ctrl | 2050 | 22.6541
1.1 AEC 10 MW | Hydrogen production via alkaline electrolysis (AEC) for 10 MW plant | Financial data | - hereof Control System [€/kW of total input_e] | €/kWoftotalinput_e |  | P, Q |  | Lower | 2020 | 133.106
1.1 AEC 10 MW | Hydrogen production via alkaline electrolysis (AEC) for 10 MW plant | Financial data | - hereof Control System [€/kW of total input_e] | €/kWoftotalinput_e |  | P, Q |  | Lower | 2050 | 32.731
1.1 AEC 10 MW | Hydrogen production via alkaline electrolysis (AEC) for 10 MW plant | Financial data | - hereof Control System [€/kW of total input_e] | €/kWoftotalinput_e |  | P, Q |  | Upper | 2020 | 198.5679
1.1 AEC 10 MW | Hydrogen production via alkaline electrolysis (AEC) for 10 MW plant | Financial data | - hereof Control System [€/kW of total input_e] | €/kWoftotalinput_e |  | P, Q |  | Upper | 2050 | 50.1875
1.1 AEC 10 MW | Hydrogen production via alkaline electrolysis (AEC) for 10 MW plant | Financial data | - hereof Control System [€/kW of total input_e] | €/kWoftotalinput_e |  | P, Q |  | ctrl | 2020 | 165.837
1.1 AEC 10 MW | Hydrogen production via alkaline electrolysis (AEC) for 10 MW plant | Financial data | - hereof Control System [€/kW of total input_e] | €/kWoftotalinput_e |  | P, Q |  | ctrl | 2025 | 122.1957
1.1 AEC 10 MW | Hydrogen production via alkaline electrolysis (AEC) for 10 MW plant | Financial data | - hereof Control System [€/kW of total input_e] | €/kWoftotalinput_e |  | P, Q |  | ctrl | 2030 | 76.3723
1.1 AEC 10 MW | Hydrogen production via alkaline electrolysis (AEC) for 10 MW plant | Financial data | - hereof Control System [€/kW of total input_e] | €/kWoftotalinput_e |  | P, Q |  | ctrl | 2040 | 58.9158
1.1 AEC 10 MW | Hydrogen production via alkaline electrolysis (AEC) for 10 MW plant | Financial data | - hereof Control System [€/kW of total input_e] | €/kWoftotalinput_e |  | P, Q |  | ctrl | 2050 | 41.4592
1.1 AEC 10 MW | Hydrogen production via alkaline electrolysis (AEC) for 10 MW plant | Financial data | - hereof Indirects [€/kW of total input_e] | €/kWoftotalinput_e |  | P, Q |  | Lower | 2020 | 232.6271
1.1 AEC 10 MW | Hydrogen production via alkaline electrolysis (AEC) for 10 MW plant | Financial data | - hereof Indirects [€/kW of total input_e] | €/kWoftotalinput_e |  | P, Q |  | Lower | 2050 | 57.2034
1.1 AEC 10 MW | Hydrogen production via alkaline electrolysis (AEC) for 10 MW plant | Financial data | - hereof Indirects [€/kW of total input_e] | €/kWoftotalinput_e |  | P, Q |  | Upper | 2020 | 347.0339
1.1 AEC 10 MW | Hydrogen production via alkaline electrolysis (AEC) for 10 MW plant | Financial data | - hereof Indirects [€/kW of total input_e] | €/kWoftotalinput_e |  | P, Q |  | Upper | 2050 | 87.7119
1.1 AEC 10 MW | Hydrogen production via alkaline electrolysis (AEC) for 10 MW plant | Financial data | - hereof Indirects [€/kW of total input_e] | €/kWoftotalinput_e |  | P, Q |  | ctrl | 2020 | 289.8305
1.1 AEC 10 MW | Hydrogen production via alkaline electrolysis (AEC) for 10 MW plant | Financial data | - hereof Indirects [€/kW of total input_e] | €/kWoftotalinput_e |  | P, Q |  | ctrl | 2025 | 213.5593
1.1 AEC 10 MW | Hydrogen production via alkaline electrolysis (AEC) for 10 MW plant | Financial data | - hereof Indirects [€/kW of total input_e] | €/kWoftotalinput_e |  | P, Q |  | ctrl | 2030 | 133.4746
1.1 AEC 10 MW | Hydrogen production via alkaline electrolysis (AEC) for 10 MW plant | Financial data | - hereof Indirects [€/kW of total input_e] | €/kWoftotalinput_e |  | P, Q |  | ctrl | 2040 | 102.9661
1.1 AEC 10 MW | Hydrogen production via alkaline electrolysis (AEC) for 10 MW plant | Financial data | - hereof Indirects [€/kW of total input_e] | €/kWoftotalinput_e |  | P, Q |  | ctrl | 2050 | 72.4576
1.1 AEC 10 MW | Hydrogen production via alkaline electrolysis (AEC) for 10 MW plant | Financial data | - hereof electrolyser stack [€/kW of total input_e] | €/kWoftotalinput_e |  | P, Q |  | Lower | 2020 | 203.4943
1.1 AEC 10 MW | Hydrogen production via alkaline electrolysis (AEC) for 10 MW plant | Financial data | - hereof electrolyser stack [€/kW of total input_e] | €/kWoftotalinput_e |  | P, Q |  | Lower | 2050 | 50.0396
1.1 AEC 10 MW | Hydrogen production via alkaline electrolysis (AEC) for 10 MW plant | Financial data | - hereof electrolyser stack [€/kW of total input_e] | €/kWoftotalinput_e |  | P, Q |  | Upper | 2020 | 303.5734
1.1 AEC 10 MW | Hydrogen production via alkaline electrolysis (AEC) for 10 MW plant | Financial data | - hereof electrolyser stack [€/kW of total input_e] | €/kWoftotalinput_e |  | P, Q |  | Upper | 2050 | 76.7274
1.1 AEC 10 MW | Hydrogen production via alkaline electrolysis (AEC) for 10 MW plant | Financial data | - hereof electrolyser stack [€/kW of total input_e] | €/kWoftotalinput_e |  | P, Q |  | ctrl | 2020 | 253.5339
1.1 AEC 10 MW | Hydrogen production via alkaline electrolysis (AEC) for 10 MW plant | Financial data | - hereof electrolyser stack [€/kW of total input_e] | €/kWoftotalinput_e |  | P, Q |  | ctrl | 2025 | 186.8144
1.1 AEC 10 MW | Hydrogen production via alkaline electrolysis (AEC) for 10 MW plant | Financial data | - hereof electrolyser stack [€/kW of total input_e] | €/kWoftotalinput_e |  | P, Q |  | ctrl | 2030 | 116.759
1.1 AEC 10 MW | Hydrogen production via alkaline electrolysis (AEC) for 10 MW plant | Financial data | - hereof electrolyser stack [€/kW of total input_e] | €/kWoftotalinput_e |  | P, Q |  | ctrl | 2040 | 90.0712
1.1 AEC 10 MW | Hydrogen production via alkaline electrolysis (AEC) for 10 MW plant | Financial data | - hereof electrolyser stack [€/kW of total input_e] | €/kWoftotalinput_e |  | P, Q |  | ctrl | 2050 | 63.3835
1.1 AEC 10 MW | Hydrogen production via alkaline electrolysis (AEC) for 10 MW plant | Financial data | - hereof electrolyser system [€/kW of total input_e] | €/kWoftotalinput_e |  | P, Q |  | Lower | 2020 | 533.8856
1.1 AEC 10 MW | Hydrogen production via alkaline electrolysis (AEC) for 10 MW plant | Financial data | - hereof electrolyser system [€/kW of total input_e] | €/kWoftotalinput_e |  | P, Q |  | Lower | 2050 | 131.2833
1.1 AEC 10 MW | Hydrogen production via alkaline electrolysis (AEC) for 10 MW plant | Financial data | - hereof electrolyser system [€/kW of total input_e] | €/kWoftotalinput_e |  | P, Q |  | Upper | 2020 | 796.4523
1.1 AEC 10 MW | Hydrogen production via alkaline electrolysis (AEC) for 10 MW plant | Financial data | - hereof electrolyser system [€/kW of total input_e] | €/kWoftotalinput_e |  | P, Q |  | Upper | 2050 | 201.3011
1.1 AEC 10 MW | Hydrogen production via alkaline electrolysis (AEC) for 10 MW plant | Financial data | - hereof electrolyser system [€/kW of total input_e] | €/kWoftotalinput_e |  | P, Q |  | ctrl | 2020 | 665.1689
1.1 AEC 10 MW | Hydrogen production via alkaline electrolysis (AEC) for 10 MW plant | Financial data | - hereof electrolyser system [€/kW of total input_e] | €/kWoftotalinput_e |  | P, Q |  | ctrl | 2025 | 490.1245
1.1 AEC 10 MW | Hydrogen production via alkaline electrolysis (AEC) for 10 MW plant | Financial data | - hereof electrolyser system [€/kW of total input_e] | €/kWoftotalinput_e |  | P, Q |  | ctrl | 2030 | 306.3278
1.1 AEC 10 MW | Hydrogen production via alkaline electrolysis (AEC) for 10 MW plant | Financial data | - hereof electrolyser system [€/kW of total input_e] | €/kWoftotalinput_e |  | P, Q |  | ctrl | 2040 | 236.31
1.1 AEC 10 MW | Hydrogen production via alkaline electrolysis (AEC) for 10 MW plant | Financial data | - hereof electrolyser system [€/kW of total input_e] | €/kWoftotalinput_e |  | P, Q |  | ctrl | 2050 | 166.2922
1.1 AEC 10 MW | Hydrogen production via alkaline electrolysis (AEC) for 10 MW plant | Financial data | - hereof equipment [%] | pct. |  | K, R |  | Lower | 2020 | 95
1.1 AEC 10 MW | Hydrogen production via alkaline electrolysis (AEC) for 10 MW plant | Financial data | - hereof equipment [%] | pct. |  | K, R |  | Lower | 2050 | 95
1.1 AEC 10 MW | Hydrogen production via alkaline electrolysis (AEC) for 10 MW plant | Financial data | - hereof equipment [%] | pct. |  | K, R |  | Upper | 2020 | 95
1.1 AEC 10 MW | Hydrogen production via alkaline electrolysis (AEC) for 10 MW plant | Financial data | - hereof equipment [%] | pct. |  | K, R |  | Upper | 2050 | 95
1.1 AEC 10 MW | Hydrogen production via alkaline electrolysis (AEC) for 10 MW plant | Financial data | - hereof equipment [%] | pct. |  | K, R |  | ctrl | 2020 | 95
1.1 AEC 10 MW | Hydrogen production via alkaline electrolysis (AEC) for 10 MW plant | Financial data | - hereof equipment [%] | pct. |  | K, R |  | ctrl | 2025 | 95
1.1 AEC 10 MW | Hydrogen production via alkaline electrolysis (AEC) for 10 MW plant | Financial data | - hereof equipment [%] | pct. |  | K, R |  | ctrl | 2030 | 95
1.1 AEC 10 MW | Hydrogen production via alkaline electrolysis (AEC) for 10 MW plant | Financial data | - hereof equipment [%] | pct. |  | K, R |  | ctrl | 2040 | 95
1.1 AEC 10 MW | Hydrogen production via alkaline electrolysis (AEC) for 10 MW plant | Financial data | - hereof equipment [%] | pct. |  | K, R |  | ctrl | 2050 | 95
1.1 AEC 10 MW | Hydrogen production via alkaline electrolysis (AEC) for 10 MW plant | Financial data | - hereof installation [%] | pct. |  | K, R |  | Lower | 2020 | 5
1.1 AEC 10 MW | Hydrogen production via alkaline electrolysis (AEC) for 10 MW plant | Financial data | - hereof installation [%] | pct. |  | K, R |  | Lower | 2050 | 5
1.1 AEC 10 MW | Hydrogen production via alkaline electrolysis (AEC) for 10 MW plant | Financial data | - hereof installation [%] | pct. |  | K, R |  | Upper | 2020 | 5
1.1 AEC 10 MW | Hydrogen production via alkaline electrolysis (AEC) for 10 MW plant | Financial data | - hereof installation [%] | pct. |  | K, R |  | Upper | 2050 | 5
1.1 AEC 10 MW | Hydrogen production via alkaline electrolysis (AEC) for 10 MW plant | Financial data | - hereof installation [%] | pct. |  | K, R |  | ctrl | 2020 | 5
1.1 AEC 10 MW | Hydrogen production via alkaline electrolysis (AEC) for 10 MW plant | Financial data | - hereof installation [%] | pct. |  | K, R |  | ctrl | 2025 | 5
1.1 AEC 10 MW | Hydrogen production via alkaline electrolysis (AEC) for 10 MW plant | Financial data | - hereof installation [%] | pct. |  | K, R |  | ctrl | 2030 | 5
1.1 AEC 10 MW | Hydrogen production via alkaline electrolysis (AEC) for 10 MW plant | Financial data | - hereof installation [%] | pct. |  | K, R |  | ctrl | 2040 | 5
1.1 AEC 10 MW | Hydrogen production via alkaline electrolysis (AEC) for 10 MW plant | Financial data | - hereof installation [%] | pct. |  | K, R |  | ctrl | 2050 | 5
1.1 AEC 10 MW | Hydrogen production via alkaline electrolysis (AEC) for 10 MW plant | Financial data | Fixed O&M [% of specific investment/year] | pct.ofspecificinvestment/year |  | K, S | [8] | Lower | 2020 | 4
1.1 AEC 10 MW | Hydrogen production via alkaline electrolysis (AEC) for 10 MW plant | Financial data | Fixed O&M [% of specific investment/year] | pct.ofspecificinvestment/year |  | K, S | [8] | Lower | 2050 | 4
1.1 AEC 10 MW | Hydrogen production via alkaline electrolysis (AEC) for 10 MW plant | Financial data | Fixed O&M [% of specific investment/year] | pct.ofspecificinvestment/year |  | K, S | [8] | Upper | 2020 | 4
1.1 AEC 10 MW | Hydrogen production via alkaline electrolysis (AEC) for 10 MW plant | Financial data | Fixed O&M [% of specific investment/year] | pct.ofspecificinvestment/year |  | K, S | [8] | Upper | 2050 | 4
1.1 AEC 10 MW | Hydrogen production via alkaline electrolysis (AEC) for 10 MW plant | Financial data | Fixed O&M [% of specific investment/year] | pct.ofspecificinvestment/year |  | K, S | [8] | ctrl | 2020 | 4
1.1 AEC 10 MW | Hydrogen production via alkaline electrolysis (AEC) for 10 MW plant | Financial data | Fixed O&M [% of specific investment/year] | pct.ofspecificinvestment/year |  | K, S | [8] | ctrl | 2025 | 4
1.1 AEC 10 MW | Hydrogen production via alkaline electrolysis (AEC) for 10 MW plant | Financial data | Fixed O&M [% of specific investment/year] | pct.ofspecificinvestment/year |  | K, S | [8] | ctrl | 2030 | 4
1.1 AEC 10 MW | Hydrogen production via alkaline electrolysis (AEC) for 10 MW plant | Financial data | Fixed O&M [% of specific investment/year] | pct.ofspecificinvestment/year |  | K, S | [8] | ctrl | 2040 | 4
1.1 AEC 10 MW | Hydrogen production via alkaline electrolysis (AEC) for 10 MW plant | Financial data | Fixed O&M [% of specific investment/year] | pct.ofspecificinvestment/year |  | K, S | [8] | ctrl | 2050 | 4
1.1 AEC 10 MW | Hydrogen production via alkaline electrolysis (AEC) for 10 MW plant | Financial data | Specific investment [€/kW of total input_e] | €/kWoftotalinput_e |  | D, N, O | [2], [4], [5], [6], [7], [8], [9], [10] | Lower | 2020 | 1525
1.1 AEC 10 MW | Hydrogen production via alkaline electrolysis (AEC) for 10 MW plant | Financial data | Specific investment [€/kW of total input_e] | €/kWoftotalinput_e |  | D, N, O | [2], [4], [5], [6], [7], [8], [9], [10] | Lower | 2050 | 375
1.1 AEC 10 MW | Hydrogen production via alkaline electrolysis (AEC) for 10 MW plant | Financial data | Specific investment [€/kW of total input_e] | €/kWoftotalinput_e |  | D, N, O | [2], [4], [5], [6], [7], [8], [9], [10] | Upper | 2020 | 2275
1.1 AEC 10 MW | Hydrogen production via alkaline electrolysis (AEC) for 10 MW plant | Financial data | Specific investment [€/kW of total input_e] | €/kWoftotalinput_e |  | D, N, O | [2], [4], [5], [6], [7], [8], [9], [10] | Upper | 2050 | 575
1.1 AEC 10 MW | Hydrogen production via alkaline electrolysis (AEC) for 10 MW plant | Financial data | Specific investment [€/kW of total input_e] | €/kWoftotalinput_e |  | D, N, O | [2], [4], [5], [6], [7], [8], [9], [10] | ctrl | 2020 | 1900
1.1 AEC 10 MW | Hydrogen production via alkaline electrolysis (AEC) for 10 MW plant | Financial data | Specific investment [€/kW of total input_e] | €/kWoftotalinput_e |  | D, N, O | [2], [4], [5], [6], [7], [8], [9], [10] | ctrl | 2025 | 1400
1.1 AEC 10 MW | Hydrogen production via alkaline electrolysis (AEC) for 10 MW plant | Financial data | Specific investment [€/kW of total input_e] | €/kWoftotalinput_e |  | D, N, O | [2], [4], [5], [6], [7], [8], [9], [10] | ctrl | 2030 | 875
1.1 AEC 10 MW | Hydrogen production via alkaline electrolysis (AEC) for 10 MW plant | Financial data | Specific investment [€/kW of total input_e] | €/kWoftotalinput_e |  | D, N, O | [2], [4], [5], [6], [7], [8], [9], [10] | ctrl | 2040 | 675
1.1 AEC 10 MW | Hydrogen production via alkaline electrolysis (AEC) for 10 MW plant | Financial data | Specific investment [€/kW of total input_e] | €/kWoftotalinput_e |  | D, N, O | [2], [4], [5], [6], [7], [8], [9], [10] | ctrl | 2050 | 475
1.1 AEC 10 MW | Hydrogen production via alkaline electrolysis (AEC) for 10 MW plant | Financial data | Specific investment [€/kgH2/day of max output] | €/kgH2/dayofmaxoutput |  | A, B, P |  | Lower | 2020 | 3164.4368
1.1 AEC 10 MW | Hydrogen production via alkaline electrolysis (AEC) for 10 MW plant | Financial data | Specific investment [€/kgH2/day of max output] | €/kgH2/dayofmaxoutput |  | A, B, P |  | Lower | 2050 | 659.6907
1.1 AEC 10 MW | Hydrogen production via alkaline electrolysis (AEC) for 10 MW plant | Financial data | Specific investment [€/kgH2/day of max output] | €/kgH2/dayofmaxoutput |  | A, B, P |  | Upper | 2020 | 5202.4125
1.1 AEC 10 MW | Hydrogen production via alkaline electrolysis (AEC) for 10 MW plant | Financial data | Specific investment [€/kgH2/day of max output] | €/kgH2/dayofmaxoutput |  | A, B, P |  | Upper | 2050 | 1058.4743
1.1 AEC 10 MW | Hydrogen production via alkaline electrolysis (AEC) for 10 MW plant | Financial data | Specific investment [€/kgH2/day of max output] | €/kgH2/dayofmaxoutput |  | A, B, P |  | ctrl | 2020 | 4143.7245
1.1 AEC 10 MW | Hydrogen production via alkaline electrolysis (AEC) for 10 MW plant | Financial data | Specific investment [€/kgH2/day of max output] | €/kgH2/dayofmaxoutput |  | A, B, P |  | ctrl | 2025 | 3000.6667
1.1 AEC 10 MW | Hydrogen production via alkaline electrolysis (AEC) for 10 MW plant | Financial data | Specific investment [€/kgH2/day of max output] | €/kgH2/dayofmaxoutput |  | A, B, P |  | ctrl | 2030 | 1772.0227
1.1 AEC 10 MW | Hydrogen production via alkaline electrolysis (AEC) for 10 MW plant | Financial data | Specific investment [€/kgH2/day of max output] | €/kgH2/dayofmaxoutput |  | A, B, P |  | ctrl | 2040 | 1300.95
1.1 AEC 10 MW | Hydrogen production via alkaline electrolysis (AEC) for 10 MW plant | Financial data | Specific investment [€/kgH2/day of max output] | €/kgH2/dayofmaxoutput |  | A, B, P |  | ctrl | 2050 | 855
1.1 AEC 10 MW | Hydrogen production via alkaline electrolysis (AEC) for 10 MW plant | Financial data | Variable O&M [€/kWh of total input] | €/kWhoftotalinput |  | T |  | Lower | 2020 | -
1.1 AEC 10 MW | Hydrogen production via alkaline electrolysis (AEC) for 10 MW plant | Financial data | Variable O&M [€/kWh of total input] | €/kWhoftotalinput |  | T |  | Lower | 2050 | -
1.1 AEC 10 MW | Hydrogen production via alkaline electrolysis (AEC) for 10 MW plant | Financial data | Variable O&M [€/kWh of total input] | €/kWhoftotalinput |  | T |  | Upper | 2020 | -
1.1 AEC 10 MW | Hydrogen production via alkaline electrolysis (AEC) for 10 MW plant | Financial data | Variable O&M [€/kWh of total input] | €/kWhoftotalinput |  | T |  | Upper | 2050 | -
1.1 AEC 10 MW | Hydrogen production via alkaline electrolysis (AEC) for 10 MW plant | Financial data | Variable O&M [€/kWh of total input] | €/kWhoftotalinput |  | T |  | ctrl | 2020 | -
1.1 AEC 10 MW | Hydrogen production via alkaline electrolysis (AEC) for 10 MW plant | Financial data | Variable O&M [€/kWh of total input] | €/kWhoftotalinput |  | T |  | ctrl | 2025 | -
1.1 AEC 10 MW | Hydrogen production via alkaline electrolysis (AEC) for 10 MW plant | Financial data | Variable O&M [€/kWh of total input] | €/kWhoftotalinput |  | T |  | ctrl | 2030 | -
1.1 AEC 10 MW | Hydrogen production via alkaline electrolysis (AEC) for 10 MW plant | Financial data | Variable O&M [€/kWh of total input] | €/kWhoftotalinput |  | T |  | ctrl | 2040 | -
1.1 AEC 10 MW | Hydrogen production via alkaline electrolysis (AEC) for 10 MW plant | Financial data | Variable O&M [€/kWh of total input] | €/kWhoftotalinput |  | T |  | ctrl | 2050 | -
1.1 AEC 10 MW | Hydrogen production via alkaline electrolysis (AEC) for 10 MW plant | Technology-specific data | - cold start up time [min from 0 to 100%] | minfrom0to100pct. |  | V | [3], [8], [11] | Lower | 2020 | 49.896
1.1 AEC 10 MW | Hydrogen production via alkaline electrolysis (AEC) for 10 MW plant | Technology-specific data | - cold start up time [min from 0 to 100%] | minfrom0to100pct. |  | V | [3], [8], [11] | Lower | 2050 | <30
1.1 AEC 10 MW | Hydrogen production via alkaline electrolysis (AEC) for 10 MW plant | Technology-specific data | - cold start up time [min from 0 to 100%] | minfrom0to100pct. |  | V | [3], [8], [11] | Upper | 2020 | 105
1.1 AEC 10 MW | Hydrogen production via alkaline electrolysis (AEC) for 10 MW plant | Technology-specific data | - cold start up time [min from 0 to 100%] | minfrom0to100pct. |  | V | [3], [8], [11] | Upper | 2050 | <30
1.1 AEC 10 MW | Hydrogen production via alkaline electrolysis (AEC) for 10 MW plant | Technology-specific data | - cold start up time [min from 0 to 100%] | minfrom0to100pct. |  | V | [3], [8], [11] | ctrl | 2020 | 80
1.1 AEC 10 MW | Hydrogen production via alkaline electrolysis (AEC) for 10 MW plant | Technology-specific data | - cold start up time [min from 0 to 100%] | minfrom0to100pct. |  | V | [3], [8], [11] | ctrl | 2025 | 60.4167
1.1 AEC 10 MW | Hydrogen production via alkaline electrolysis (AEC) for 10 MW plant | Technology-specific data | - cold start up time [min from 0 to 100%] | minfrom0to100pct. |  | V | [3], [8], [11] | ctrl | 2030 | 30
1.1 AEC 10 MW | Hydrogen production via alkaline electrolysis (AEC) for 10 MW plant | Technology-specific data | - cold start up time [min from 0 to 100%] | minfrom0to100pct. |  | V | [3], [8], [11] | ctrl | 2040 | <30
1.1 AEC 10 MW | Hydrogen production via alkaline electrolysis (AEC) for 10 MW plant | Technology-specific data | - cold start up time [min from 0 to 100%] | minfrom0to100pct. |  | V | [3], [8], [11] | ctrl | 2050 | <30
1.1 AEC 10 MW | Hydrogen production via alkaline electrolysis (AEC) for 10 MW plant | Technology-specific data | Current Density [A/cm2] | A/cm2 |  | K, U | [8] | Lower | 2020 | 0.4
1.1 AEC 10 MW | Hydrogen production via alkaline electrolysis (AEC) for 10 MW plant | Technology-specific data | Current Density [A/cm2] | A/cm2 |  | K, U | [8] | Lower | 2050 | 1.2
1.1 AEC 10 MW | Hydrogen production via alkaline electrolysis (AEC) for 10 MW plant | Technology-specific data | Current Density [A/cm2] | A/cm2 |  | K, U | [8] | Upper | 2020 | 0.6
1.1 AEC 10 MW | Hydrogen production via alkaline electrolysis (AEC) for 10 MW plant | Technology-specific data | Current Density [A/cm2] | A/cm2 |  | K, U | [8] | Upper | 2050 | 1.5
1.1 AEC 10 MW | Hydrogen production via alkaline electrolysis (AEC) for 10 MW plant | Technology-specific data | Current Density [A/cm2] | A/cm2 |  | K, U | [8] | ctrl | 2020 | 0.6
1.1 AEC 10 MW | Hydrogen production via alkaline electrolysis (AEC) for 10 MW plant | Technology-specific data | Current Density [A/cm2] | A/cm2 |  | K, U | [8] | ctrl | 2025 | 0.8
1.1 AEC 10 MW | Hydrogen production via alkaline electrolysis (AEC) for 10 MW plant | Technology-specific data | Current Density [A/cm2] | A/cm2 |  | K, U | [8] | ctrl | 2030 | 1
1.1 AEC 10 MW | Hydrogen production via alkaline electrolysis (AEC) for 10 MW plant | Technology-specific data | Current Density [A/cm2] | A/cm2 |  | K, U | [8] | ctrl | 2040 | 1.2
1.1 AEC 10 MW | Hydrogen production via alkaline electrolysis (AEC) for 10 MW plant | Technology-specific data | Current Density [A/cm2] | A/cm2 |  | K, U | [8] | ctrl | 2050 | 1.5
1.1 AEC 10 MW | Hydrogen production via alkaline electrolysis (AEC) for 10 MW plant | Technology-specific data | Degradation rate [%/1000 h] | pct./1000h |  | K, U, W | [5], [8] | Lower | 2020 | 0.12459
1.1 AEC 10 MW | Hydrogen production via alkaline electrolysis (AEC) for 10 MW plant | Technology-specific data | Degradation rate [%/1000 h] | pct./1000h |  | K, U, W | [5], [8] | Lower | 2050 | 0.11065
1.1 AEC 10 MW | Hydrogen production via alkaline electrolysis (AEC) for 10 MW plant | Technology-specific data | Degradation rate [%/1000 h] | pct./1000h |  | K, U, W | [5], [8] | Upper | 2020 | 0.16541
1.1 AEC 10 MW | Hydrogen production via alkaline electrolysis (AEC) for 10 MW plant | Technology-specific data | Degradation rate [%/1000 h] | pct./1000h |  | K, U, W | [5], [8] | Upper | 2050 | 0.08935
1.1 AEC 10 MW | Hydrogen production via alkaline electrolysis (AEC) for 10 MW plant | Technology-specific data | Degradation rate [%/1000 h] | pct./1000h |  | K, U, W | [5], [8] | ctrl | 2020 | 0.145
1.1 AEC 10 MW | Hydrogen production via alkaline electrolysis (AEC) for 10 MW plant | Technology-specific data | Degradation rate [%/1000 h] | pct./1000h |  | K, U, W | [5], [8] | ctrl | 2025 | 0.13
1.1 AEC 10 MW | Hydrogen production via alkaline electrolysis (AEC) for 10 MW plant | Technology-specific data | Degradation rate [%/1000 h] | pct./1000h |  | K, U, W | [5], [8] | ctrl | 2030 | 0.115
1.1 AEC 10 MW | Hydrogen production via alkaline electrolysis (AEC) for 10 MW plant | Technology-specific data | Degradation rate [%/1000 h] | pct./1000h |  | K, U, W | [5], [8] | ctrl | 2040 | 0.11
1.1 AEC 10 MW | Hydrogen production via alkaline electrolysis (AEC) for 10 MW plant | Technology-specific data | Degradation rate [%/1000 h] | pct./1000h |  | K, U, W | [5], [8] | ctrl | 2050 | 0.1
1.1 AEC 10 MW | Hydrogen production via alkaline electrolysis (AEC) for 10 MW plant | Technology-specific data | Electrolyser Unit [m2/MW] | m2/MW |  | X |  | Lower | 2020 | 37.5
1.1 AEC 10 MW | Hydrogen production via alkaline electrolysis (AEC) for 10 MW plant | Technology-specific data | Electrolyser Unit [m2/MW] | m2/MW |  | X |  | Lower | 2050 | 12.4468
1.1 AEC 10 MW | Hydrogen production via alkaline electrolysis (AEC) for 10 MW plant | Technology-specific data | Electrolyser Unit [m2/MW] | m2/MW |  | X |  | Upper | 2020 | 18.75
1.1 AEC 10 MW | Hydrogen production via alkaline electrolysis (AEC) for 10 MW plant | Technology-specific data | Electrolyser Unit [m2/MW] | m2/MW |  | X |  | Upper | 2050 | 6.2234
1.1 AEC 10 MW | Hydrogen production via alkaline electrolysis (AEC) for 10 MW plant | Technology-specific data | Electrolyser Unit [m2/MW] | m2/MW |  | X |  | ctrl | 2020 | 25
1.1 AEC 10 MW | Hydrogen production via alkaline electrolysis (AEC) for 10 MW plant | Technology-specific data | Electrolyser Unit [m2/MW] | m2/MW |  | X |  | ctrl | 2025 | 21.2766
1.1 AEC 10 MW | Hydrogen production via alkaline electrolysis (AEC) for 10 MW plant | Technology-specific data | Electrolyser Unit [m2/MW] | m2/MW |  | X |  | ctrl | 2030 | 12.5
1.1 AEC 10 MW | Hydrogen production via alkaline electrolysis (AEC) for 10 MW plant | Technology-specific data | Electrolyser Unit [m2/MW] | m2/MW |  | X |  | ctrl | 2040 | 10.3723
1.1 AEC 10 MW | Hydrogen production via alkaline electrolysis (AEC) for 10 MW plant | Technology-specific data | Electrolyser Unit [m2/MW] | m2/MW |  | X |  | ctrl | 2050 | 8.2979
1.1 AEC 10 MW | Hydrogen production via alkaline electrolysis (AEC) for 10 MW plant | Technology-specific data | Plant Footprint [m2/MW input_e] | m2/MWinput_e |  | X, Y |  | Lower | 2020 | 424.5
1.1 AEC 10 MW | Hydrogen production via alkaline electrolysis (AEC) for 10 MW plant | Technology-specific data | Plant Footprint [m2/MW input_e] | m2/MWinput_e |  | X, Y |  | Lower | 2050 | 140.8979
1.1 AEC 10 MW | Hydrogen production via alkaline electrolysis (AEC) for 10 MW plant | Technology-specific data | Plant Footprint [m2/MW input_e] | m2/MWinput_e |  | X, Y |  | Upper | 2020 | 212.25
1.1 AEC 10 MW | Hydrogen production via alkaline electrolysis (AEC) for 10 MW plant | Technology-specific data | Plant Footprint [m2/MW input_e] | m2/MWinput_e |  | X, Y |  | Upper | 2050 | 75.1455
1.1 AEC 10 MW | Hydrogen production via alkaline electrolysis (AEC) for 10 MW plant | Technology-specific data | Plant Footprint [m2/MW input_e] | m2/MWinput_e |  | X, Y |  | ctrl | 2020 | 283
1.1 AEC 10 MW | Hydrogen production via alkaline electrolysis (AEC) for 10 MW plant | Technology-specific data | Plant Footprint [m2/MW input_e] | m2/MWinput_e |  | X, Y |  | ctrl | 2025 | 240.8511
1.1 AEC 10 MW | Hydrogen production via alkaline electrolysis (AEC) for 10 MW plant | Technology-specific data | Plant Footprint [m2/MW input_e] | m2/MWinput_e |  | X, Y |  | ctrl | 2030 | 141.5
1.1 AEC 10 MW | Hydrogen production via alkaline electrolysis (AEC) for 10 MW plant | Technology-specific data | Plant Footprint [m2/MW input_e] | m2/MWinput_e |  | X, Y |  | ctrl | 2040 | 117.4149
1.1 AEC 10 MW | Hydrogen production via alkaline electrolysis (AEC) for 10 MW plant | Technology-specific data | Plant Footprint [m2/MW input_e] | m2/MWinput_e |  | X, Y |  | ctrl | 2050 | 93.9319
1.1 AEC 10 MW | Hydrogen production via alkaline electrolysis (AEC) for 10 MW plant | Technology-specific data | Stack size [MW] | MW |  |  | [3], [10], [12] | Lower | 2020 | 1.5
1.1 AEC 10 MW | Hydrogen production via alkaline electrolysis (AEC) for 10 MW plant | Technology-specific data | Stack size [MW] | MW |  |  | [3], [10], [12] | Lower | 2050 | 10
1.1 AEC 10 MW | Hydrogen production via alkaline electrolysis (AEC) for 10 MW plant | Technology-specific data | Stack size [MW] | MW |  |  | [3], [10], [12] | Upper | 2020 | 2.5
1.1 AEC 10 MW | Hydrogen production via alkaline electrolysis (AEC) for 10 MW plant | Technology-specific data | Stack size [MW] | MW |  |  | [3], [10], [12] | Upper | 2050 | 10
1.1 AEC 10 MW | Hydrogen production via alkaline electrolysis (AEC) for 10 MW plant | Technology-specific data | Stack size [MW] | MW |  |  | [3], [10], [12] | ctrl | 2020 | 2
1.1 AEC 10 MW | Hydrogen production via alkaline electrolysis (AEC) for 10 MW plant | Technology-specific data | Stack size [MW] | MW |  |  | [3], [10], [12] | ctrl | 2025 | 5
1.1 AEC 10 MW | Hydrogen production via alkaline electrolysis (AEC) for 10 MW plant | Technology-specific data | Stack size [MW] | MW |  |  | [3], [10], [12] | ctrl | 2030 | 5
1.1 AEC 10 MW | Hydrogen production via alkaline electrolysis (AEC) for 10 MW plant | Technology-specific data | Stack size [MW] | MW |  |  | [3], [10], [12] | ctrl | 2040 | 10
1.1 AEC 10 MW | Hydrogen production via alkaline electrolysis (AEC) for 10 MW plant | Technology-specific data | Stack size [MW] | MW |  |  | [3], [10], [12] | ctrl | 2050 | 10
1.1 AEC 10 MW | Hydrogen production via alkaline electrolysis (AEC) for 10 MW plant | Technology-specific data | Weight of Electrolyser Stack [MW/tons] | MW/tons |  | K, Z |  | Lower | 2020 | 16
1.1 AEC 10 MW | Hydrogen production via alkaline electrolysis (AEC) for 10 MW plant | Technology-specific data | Weight of Electrolyser Stack [MW/tons] | MW/tons |  | K, Z |  | Lower | 2050 | 7.68
1.1 AEC 10 MW | Hydrogen production via alkaline electrolysis (AEC) for 10 MW plant | Technology-specific data | Weight of Electrolyser Stack [MW/tons] | MW/tons |  | K, Z |  | Upper | 2020 | 24
1.1 AEC 10 MW | Hydrogen production via alkaline electrolysis (AEC) for 10 MW plant | Technology-specific data | Weight of Electrolyser Stack [MW/tons] | MW/tons |  | K, Z |  | Upper | 2050 | 9.6
1.1 AEC 10 MW | Hydrogen production via alkaline electrolysis (AEC) for 10 MW plant | Technology-specific data | Weight of Electrolyser Stack [MW/tons] | MW/tons |  | K, Z |  | ctrl | 2020 | 24
1.1 AEC 10 MW | Hydrogen production via alkaline electrolysis (AEC) for 10 MW plant | Technology-specific data | Weight of Electrolyser Stack [MW/tons] | MW/tons |  | K, Z |  | ctrl | 2025 | 18
1.1 AEC 10 MW | Hydrogen production via alkaline electrolysis (AEC) for 10 MW plant | Technology-specific data | Weight of Electrolyser Stack [MW/tons] | MW/tons |  | K, Z |  | ctrl | 2030 | 14.4
1.1 AEC 10 MW | Hydrogen production via alkaline electrolysis (AEC) for 10 MW plant | Technology-specific data | Weight of Electrolyser Stack [MW/tons] | MW/tons |  | K, Z |  | ctrl | 2040 | 12
1.1 AEC 10 MW | Hydrogen production via alkaline electrolysis (AEC) for 10 MW plant | Technology-specific data | Weight of Electrolyser Stack [MW/tons] | MW/tons |  | K, Z |  | ctrl | 2050 | 9.6
1.1 AEC 100 MW | Hydrogen production via alkaline electrolysis (AEC) for 100 MW plant | Energy/technical data | - hereof recoverable for district heating [%-points of heat loss] | pct.-pointsofheatloss |  | J |  | Lower | 2020 | 24.0789
1.1 AEC 100 MW | Hydrogen production via alkaline electrolysis (AEC) for 100 MW plant | Energy/technical data | - hereof recoverable for district heating [%-points of heat loss] | pct.-pointsofheatloss |  | J |  | Lower | 2050 | 10.9857
1.1 AEC 100 MW | Hydrogen production via alkaline electrolysis (AEC) for 100 MW plant | Energy/technical data | - hereof recoverable for district heating [%-points of heat loss] | pct.-pointsofheatloss |  | J |  | Upper | 2020 | 30.8307
1.1 AEC 100 MW | Hydrogen production via alkaline electrolysis (AEC) for 100 MW plant | Energy/technical data | - hereof recoverable for district heating [%-points of heat loss] | pct.-pointsofheatloss |  | J |  | Upper | 2050 | 14.8008
1.1 AEC 100 MW | Hydrogen production via alkaline electrolysis (AEC) for 100 MW plant | Energy/technical data | - hereof recoverable for district heating [%-points of heat loss] | pct.-pointsofheatloss |  | J |  | crtl | 2025 | 26.4024
1.1 AEC 100 MW | Hydrogen production via alkaline electrolysis (AEC) for 100 MW plant | Energy/technical data | - hereof recoverable for district heating [%-points of heat loss] | pct.-pointsofheatloss |  | J |  | ctrl | 2020 | 27.6187
1.1 AEC 100 MW | Hydrogen production via alkaline electrolysis (AEC) for 100 MW plant | Energy/technical data | - hereof recoverable for district heating [%-points of heat loss] | pct.-pointsofheatloss |  | J |  | ctrl | 2030 | 22.2831
1.1 AEC 100 MW | Hydrogen production via alkaline electrolysis (AEC) for 100 MW plant | Energy/technical data | - hereof recoverable for district heating [%-points of heat loss] | pct.-pointsofheatloss |  | J |  | ctrl | 2040 | 18.4903
1.1 AEC 100 MW | Hydrogen production via alkaline electrolysis (AEC) for 100 MW plant | Energy/technical data | - hereof recoverable for district heating [%-points of heat loss] | pct.-pointsofheatloss |  | J |  | ctrl | 2050 | 12.9365
1.1 AEC 100 MW | Hydrogen production via alkaline electrolysis (AEC) for 100 MW plant | Energy/technical data | - hereof unrecoverable heat loss [%-points of heat loss] | pct.-pointsofheatloss |  | I |  | Lower | 2020 | 3
1.1 AEC 100 MW | Hydrogen production via alkaline electrolysis (AEC) for 100 MW plant | Energy/technical data | - hereof unrecoverable heat loss [%-points of heat loss] | pct.-pointsofheatloss |  | I |  | Lower | 2050 | 3
1.1 AEC 100 MW | Hydrogen production via alkaline electrolysis (AEC) for 100 MW plant | Energy/technical data | - hereof unrecoverable heat loss [%-points of heat loss] | pct.-pointsofheatloss |  | I |  | Upper | 2020 | 3
1.1 AEC 100 MW | Hydrogen production via alkaline electrolysis (AEC) for 100 MW plant | Energy/technical data | - hereof unrecoverable heat loss [%-points of heat loss] | pct.-pointsofheatloss |  | I |  | Upper | 2050 | 3
1.1 AEC 100 MW | Hydrogen production via alkaline electrolysis (AEC) for 100 MW plant | Energy/technical data | - hereof unrecoverable heat loss [%-points of heat loss] | pct.-pointsofheatloss |  | I |  | crtl | 2025 | 3
1.1 AEC 100 MW | Hydrogen production via alkaline electrolysis (AEC) for 100 MW plant | Energy/technical data | - hereof unrecoverable heat loss [%-points of heat loss] | pct.-pointsofheatloss |  | I |  | ctrl | 2020 | 3
1.1 AEC 100 MW | Hydrogen production via alkaline electrolysis (AEC) for 100 MW plant | Energy/technical data | - hereof unrecoverable heat loss [%-points of heat loss] | pct.-pointsofheatloss |  | I |  | ctrl | 2030 | 3
1.1 AEC 100 MW | Hydrogen production via alkaline electrolysis (AEC) for 100 MW plant | Energy/technical data | - hereof unrecoverable heat loss [%-points of heat loss] | pct.-pointsofheatloss |  | I |  | ctrl | 2040 | 3
1.1 AEC 100 MW | Hydrogen production via alkaline electrolysis (AEC) for 100 MW plant | Energy/technical data | - hereof unrecoverable heat loss [%-points of heat loss] | pct.-pointsofheatloss |  | I |  | ctrl | 2050 | 3
1.1 AEC 100 MW | Hydrogen production via alkaline electrolysis (AEC) for 100 MW plant | Energy/technical data | Construction time [years] | years |  | M |  | Lower | 2020 | 1.5
1.1 AEC 100 MW | Hydrogen production via alkaline electrolysis (AEC) for 100 MW plant | Energy/technical data | Construction time [years] | years |  | M |  | Lower | 2050 | 1.5
1.1 AEC 100 MW | Hydrogen production via alkaline electrolysis (AEC) for 100 MW plant | Energy/technical data | Construction time [years] | years |  | M |  | Upper | 2020 | 2
1.1 AEC 100 MW | Hydrogen production via alkaline electrolysis (AEC) for 100 MW plant | Energy/technical data | Construction time [years] | years |  | M |  | Upper | 2050 | 2
1.1 AEC 100 MW | Hydrogen production via alkaline electrolysis (AEC) for 100 MW plant | Energy/technical data | Construction time [years] | years |  | M |  | crtl | 2025 | 2
1.1 AEC 100 MW | Hydrogen production via alkaline electrolysis (AEC) for 100 MW plant | Energy/technical data | Construction time [years] | years |  | M |  | ctrl | 2020 | 2
1.1 AEC 100 MW | Hydrogen production via alkaline electrolysis (AEC) for 100 MW plant | Energy/technical data | Construction time [years] | years |  | M |  | ctrl | 2030 | 2
1.1 AEC 100 MW | Hydrogen production via alkaline electrolysis (AEC) for 100 MW plant | Energy/technical data | Construction time [years] | years |  | M |  | ctrl | 2040 | 2
1.1 AEC 100 MW | Hydrogen production via alkaline electrolysis (AEC) for 100 MW plant | Energy/technical data | Construction time [years] | years |  | M |  | ctrl | 2050 | 2
1.1 AEC 100 MW | Hydrogen production via alkaline electrolysis (AEC) for 100 MW plant | Energy/technical data | Electricity (% total input [MWh/MWh]) | MWh/MWh |  |  |  | Lower | 2020 | 100
1.1 AEC 100 MW | Hydrogen production via alkaline electrolysis (AEC) for 100 MW plant | Energy/technical data | Electricity (% total input [MWh/MWh]) | MWh/MWh |  |  |  | Lower | 2050 | 100
1.1 AEC 100 MW | Hydrogen production via alkaline electrolysis (AEC) for 100 MW plant | Energy/technical data | Electricity (% total input [MWh/MWh]) | MWh/MWh |  |  |  | Upper | 2020 | 100
1.1 AEC 100 MW | Hydrogen production via alkaline electrolysis (AEC) for 100 MW plant | Energy/technical data | Electricity (% total input [MWh/MWh]) | MWh/MWh |  |  |  | Upper | 2050 | 100
1.1 AEC 100 MW | Hydrogen production via alkaline electrolysis (AEC) for 100 MW plant | Energy/technical data | Electricity (% total input [MWh/MWh]) | MWh/MWh |  |  |  | crtl | 2025 | 100
1.1 AEC 100 MW | Hydrogen production via alkaline electrolysis (AEC) for 100 MW plant | Energy/technical data | Electricity (% total input [MWh/MWh]) | MWh/MWh |  |  |  | ctrl | 2020 | 100
1.1 AEC 100 MW | Hydrogen production via alkaline electrolysis (AEC) for 100 MW plant | Energy/technical data | Electricity (% total input [MWh/MWh]) | MWh/MWh |  |  |  | ctrl | 2030 | 100
1.1 AEC 100 MW | Hydrogen production via alkaline electrolysis (AEC) for 100 MW plant | Energy/technical data | Electricity (% total input [MWh/MWh]) | MWh/MWh |  |  |  | ctrl | 2040 | 100
1.1 AEC 100 MW | Hydrogen production via alkaline electrolysis (AEC) for 100 MW plant | Energy/technical data | Electricity (% total input [MWh/MWh]) | MWh/MWh |  |  |  | ctrl | 2050 | 100
1.1 AEC 100 MW | Hydrogen production via alkaline electrolysis (AEC) for 100 MW plant | Energy/technical data | Electricity consumption [stack level, kWh/kgH2] | stacklevel,kWh/kgH2 |  | C, D | [1], [2], [3], [4] | Lower | 2020 | 49.801
1.1 AEC 100 MW | Hydrogen production via alkaline electrolysis (AEC) for 100 MW plant | Energy/technical data | Electricity consumption [stack level, kWh/kgH2] | stacklevel,kWh/kgH2 |  | C, D | [1], [2], [3], [4] | Lower | 2050 | 42.2202
1.1 AEC 100 MW | Hydrogen production via alkaline electrolysis (AEC) for 100 MW plant | Energy/technical data | Electricity consumption [stack level, kWh/kgH2] | stacklevel,kWh/kgH2 |  | C, D | [1], [2], [3], [4] | Upper | 2020 | 54.8826
1.1 AEC 100 MW | Hydrogen production via alkaline electrolysis (AEC) for 100 MW plant | Energy/technical data | Electricity consumption [stack level, kWh/kgH2] | stacklevel,kWh/kgH2 |  | C, D | [1], [2], [3], [4] | Upper | 2050 | 44.1798
1.1 AEC 100 MW | Hydrogen production via alkaline electrolysis (AEC) for 100 MW plant | Energy/technical data | Electricity consumption [stack level, kWh/kgH2] | stacklevel,kWh/kgH2 |  | C, D | [1], [2], [3], [4] | crtl | 2025 | 51.44
1.1 AEC 100 MW | Hydrogen production via alkaline electrolysis (AEC) for 100 MW plant | Energy/technical data | Electricity consumption [stack level, kWh/kgH2] | stacklevel,kWh/kgH2 |  | C, D | [1], [2], [3], [4] | ctrl | 2020 | 52.3418
1.1 AEC 100 MW | Hydrogen production via alkaline electrolysis (AEC) for 100 MW plant | Energy/technical data | Electricity consumption [stack level, kWh/kgH2] | stacklevel,kWh/kgH2 |  | C, D | [1], [2], [3], [4] | ctrl | 2030 | 48.6041
1.1 AEC 100 MW | Hydrogen production via alkaline electrolysis (AEC) for 100 MW plant | Energy/technical data | Electricity consumption [stack level, kWh/kgH2] | stacklevel,kWh/kgH2 |  | C, D | [1], [2], [3], [4] | ctrl | 2040 | 46.256
1.1 AEC 100 MW | Hydrogen production via alkaline electrolysis (AEC) for 100 MW plant | Energy/technical data | Electricity consumption [stack level, kWh/kgH2] | stacklevel,kWh/kgH2 |  | C, D | [1], [2], [3], [4] | ctrl | 2050 | 43.2
1.1 AEC 100 MW | Hydrogen production via alkaline electrolysis (AEC) for 100 MW plant | Energy/technical data | Electricity consumption [stack+BOP level, kWh/kgH2] | stack+BOPlevel,kWh/kgH2 |  | E | [1], [2], [3], [4] | Lower | 2020 | 54.885
1.1 AEC 100 MW | Hydrogen production via alkaline electrolysis (AEC) for 100 MW plant | Energy/technical data | Electricity consumption [stack+BOP level, kWh/kgH2] | stack+BOPlevel,kWh/kgH2 |  | E | [1], [2], [3], [4] | Lower | 2050 | 46.5303
1.1 AEC 100 MW | Hydrogen production via alkaline electrolysis (AEC) for 100 MW plant | Energy/technical data | Electricity consumption [stack+BOP level, kWh/kgH2] | stack+BOPlevel,kWh/kgH2 |  | E | [1], [2], [3], [4] | Upper | 2020 | 60.4853
1.1 AEC 100 MW | Hydrogen production via alkaline electrolysis (AEC) for 100 MW plant | Energy/technical data | Electricity consumption [stack+BOP level, kWh/kgH2] | stack+BOPlevel,kWh/kgH2 |  | E | [1], [2], [3], [4] | Upper | 2050 | 48.6899
1.1 AEC 100 MW | Hydrogen production via alkaline electrolysis (AEC) for 100 MW plant | Energy/technical data | Electricity consumption [stack+BOP level, kWh/kgH2] | stack+BOPlevel,kWh/kgH2 |  | E | [1], [2], [3], [4] | crtl | 2025 | 56.6913
1.1 AEC 100 MW | Hydrogen production via alkaline electrolysis (AEC) for 100 MW plant | Energy/technical data | Electricity consumption [stack+BOP level, kWh/kgH2] | stack+BOPlevel,kWh/kgH2 |  | E | [1], [2], [3], [4] | ctrl | 2020 | 57.6851
1.1 AEC 100 MW | Hydrogen production via alkaline electrolysis (AEC) for 100 MW plant | Energy/technical data | Electricity consumption [stack+BOP level, kWh/kgH2] | stack+BOPlevel,kWh/kgH2 |  | E | [1], [2], [3], [4] | ctrl | 2030 | 53.5658
1.1 AEC 100 MW | Hydrogen production via alkaline electrolysis (AEC) for 100 MW plant | Energy/technical data | Electricity consumption [stack+BOP level, kWh/kgH2] | stack+BOPlevel,kWh/kgH2 |  | E | [1], [2], [3], [4] | ctrl | 2040 | 50.9781
1.1 AEC 100 MW | Hydrogen production via alkaline electrolysis (AEC) for 100 MW plant | Energy/technical data | Electricity consumption [stack+BOP level, kWh/kgH2] | stack+BOPlevel,kWh/kgH2 |  | E | [1], [2], [3], [4] | ctrl | 2050 | 47.6101
1.1 AEC 100 MW | Hydrogen production via alkaline electrolysis (AEC) for 100 MW plant | Energy/technical data | Forced outage [%] | pct. |  | K |  | Lower | 2020 | 3
1.1 AEC 100 MW | Hydrogen production via alkaline electrolysis (AEC) for 100 MW plant | Energy/technical data | Forced outage [%] | pct. |  | K |  | Lower | 2050 | 3
1.1 AEC 100 MW | Hydrogen production via alkaline electrolysis (AEC) for 100 MW plant | Energy/technical data | Forced outage [%] | pct. |  | K |  | Upper | 2020 | 3
1.1 AEC 100 MW | Hydrogen production via alkaline electrolysis (AEC) for 100 MW plant | Energy/technical data | Forced outage [%] | pct. |  | K |  | Upper | 2050 | 3
1.1 AEC 100 MW | Hydrogen production via alkaline electrolysis (AEC) for 100 MW plant | Energy/technical data | Forced outage [%] | pct. |  | K |  | crtl | 2025 | 3
1.1 AEC 100 MW | Hydrogen production via alkaline electrolysis (AEC) for 100 MW plant | Energy/technical data | Forced outage [%] | pct. |  | K |  | ctrl | 2020 | 3
1.1 AEC 100 MW | Hydrogen production via alkaline electrolysis (AEC) for 100 MW plant | Energy/technical data | Forced outage [%] | pct. |  | K |  | ctrl | 2030 | 3
1.1 AEC 100 MW | Hydrogen production via alkaline electrolysis (AEC) for 100 MW plant | Energy/technical data | Forced outage [%] | pct. |  | K |  | ctrl | 2040 | 3
1.1 AEC 100 MW | Hydrogen production via alkaline electrolysis (AEC) for 100 MW plant | Energy/technical data | Forced outage [%] | pct. |  | K |  | ctrl | 2050 | 3
1.1 AEC 100 MW | Hydrogen production via alkaline electrolysis (AEC) for 100 MW plant | Energy/technical data | Frequency of stack replacement [h] | h |  | C, D, L | [1], [2], [3], [4], [5] | Lower | 2020 | 61500
1.1 AEC 100 MW | Hydrogen production via alkaline electrolysis (AEC) for 100 MW plant | Energy/technical data | Frequency of stack replacement [h] | h |  | C, D, L | [1], [2], [3], [4], [5] | Lower | 2050 | 83000
1.1 AEC 100 MW | Hydrogen production via alkaline electrolysis (AEC) for 100 MW plant | Energy/technical data | Frequency of stack replacement [h] | h |  | C, D, L | [1], [2], [3], [4], [5] | Upper | 2020 | 78500
1.1 AEC 100 MW | Hydrogen production via alkaline electrolysis (AEC) for 100 MW plant | Energy/technical data | Frequency of stack replacement [h] | h |  | C, D, L | [1], [2], [3], [4], [5] | Upper | 2050 | 120000
1.1 AEC 100 MW | Hydrogen production via alkaline electrolysis (AEC) for 100 MW plant | Energy/technical data | Frequency of stack replacement [h] | h |  | C, D, L | [1], [2], [3], [4], [5] | crtl | 2025 | 80000
1.1 AEC 100 MW | Hydrogen production via alkaline electrolysis (AEC) for 100 MW plant | Energy/technical data | Frequency of stack replacement [h] | h |  | C, D, L | [1], [2], [3], [4], [5] | ctrl | 2020 | 70000
1.1 AEC 100 MW | Hydrogen production via alkaline electrolysis (AEC) for 100 MW plant | Energy/technical data | Frequency of stack replacement [h] | h |  | C, D, L | [1], [2], [3], [4], [5] | ctrl | 2030 | 92500
1.1 AEC 100 MW | Hydrogen production via alkaline electrolysis (AEC) for 100 MW plant | Energy/technical data | Frequency of stack replacement [h] | h |  | C, D, L | [1], [2], [3], [4], [5] | ctrl | 2040 | 94500
1.1 AEC 100 MW | Hydrogen production via alkaline electrolysis (AEC) for 100 MW plant | Energy/technical data | Frequency of stack replacement [h] | h |  | C, D, L | [1], [2], [3], [4], [5] | ctrl | 2050 | 101500
1.1 AEC 100 MW | Hydrogen production via alkaline electrolysis (AEC) for 100 MW plant | Energy/technical data | Heat loss (% total input_e [MWh/MWh]) | MWh/MWh |  |  |  | Lower | 2020 | 27.0789
1.1 AEC 100 MW | Hydrogen production via alkaline electrolysis (AEC) for 100 MW plant | Energy/technical data | Heat loss (% total input_e [MWh/MWh]) | MWh/MWh |  |  |  | Lower | 2050 | 13.9857
1.1 AEC 100 MW | Hydrogen production via alkaline electrolysis (AEC) for 100 MW plant | Energy/technical data | Heat loss (% total input_e [MWh/MWh]) | MWh/MWh |  |  |  | Upper | 2020 | 33.8307
1.1 AEC 100 MW | Hydrogen production via alkaline electrolysis (AEC) for 100 MW plant | Energy/technical data | Heat loss (% total input_e [MWh/MWh]) | MWh/MWh |  |  |  | Upper | 2050 | 17.8008
1.1 AEC 100 MW | Hydrogen production via alkaline electrolysis (AEC) for 100 MW plant | Energy/technical data | Heat loss (% total input_e [MWh/MWh]) | MWh/MWh |  |  |  | crtl | 2025 | 29.4024
1.1 AEC 100 MW | Hydrogen production via alkaline electrolysis (AEC) for 100 MW plant | Energy/technical data | Heat loss (% total input_e [MWh/MWh]) | MWh/MWh |  |  |  | ctrl | 2020 | 30.6187
1.1 AEC 100 MW | Hydrogen production via alkaline electrolysis (AEC) for 100 MW plant | Energy/technical data | Heat loss (% total input_e [MWh/MWh]) | MWh/MWh |  |  |  | ctrl | 2030 | 25.2831
1.1 AEC 100 MW | Hydrogen production via alkaline electrolysis (AEC) for 100 MW plant | Energy/technical data | Heat loss (% total input_e [MWh/MWh]) | MWh/MWh |  |  |  | ctrl | 2040 | 21.4903
1.1 AEC 100 MW | Hydrogen production via alkaline electrolysis (AEC) for 100 MW plant | Energy/technical data | Heat loss (% total input_e [MWh/MWh]) | MWh/MWh |  |  |  | ctrl | 2050 | 15.9365
1.1 AEC 100 MW | Hydrogen production via alkaline electrolysis (AEC) for 100 MW plant | Energy/technical data | Hydrogen Output (% total input_e [MWh/MWh]) | MWh/MWh |  | F |  | Lower | 2020 | 60.6724
1.1 AEC 100 MW | Hydrogen production via alkaline electrolysis (AEC) for 100 MW plant | Energy/technical data | Hydrogen Output (% total input_e [MWh/MWh]) | MWh/MWh |  | F |  | Lower | 2050 | 71.5663
1.1 AEC 100 MW | Hydrogen production via alkaline electrolysis (AEC) for 100 MW plant | Energy/technical data | Hydrogen Output (% total input_e [MWh/MWh]) | MWh/MWh |  | F |  | Upper | 2020 | 55.0547
1.1 AEC 100 MW | Hydrogen production via alkaline electrolysis (AEC) for 100 MW plant | Energy/technical data | Hydrogen Output (% total input_e [MWh/MWh]) | MWh/MWh |  | F |  | Upper | 2050 | 68.392
1.1 AEC 100 MW | Hydrogen production via alkaline electrolysis (AEC) for 100 MW plant | Energy/technical data | Hydrogen Output (% total input_e [MWh/MWh]) | MWh/MWh |  | F |  | crtl | 2025 | 58.7392
1.1 AEC 100 MW | Hydrogen production via alkaline electrolysis (AEC) for 100 MW plant | Energy/technical data | Hydrogen Output (% total input_e [MWh/MWh]) | MWh/MWh |  | F |  | ctrl | 2020 | 57.7272
1.1 AEC 100 MW | Hydrogen production via alkaline electrolysis (AEC) for 100 MW plant | Energy/technical data | Hydrogen Output (% total input_e [MWh/MWh]) | MWh/MWh |  | F |  | ctrl | 2030 | 62.1665
1.1 AEC 100 MW | Hydrogen production via alkaline electrolysis (AEC) for 100 MW plant | Energy/technical data | Hydrogen Output (% total input_e [MWh/MWh]) | MWh/MWh |  | F |  | ctrl | 2040 | 65.3222
1.1 AEC 100 MW | Hydrogen production via alkaline electrolysis (AEC) for 100 MW plant | Energy/technical data | Hydrogen Output (% total input_e [MWh/MWh]) | MWh/MWh |  | F |  | ctrl | 2050 | 69.9431
1.1 AEC 100 MW | Hydrogen production via alkaline electrolysis (AEC) for 100 MW plant | Energy/technical data | Hydrogen [kg/MWh input_e] | kg/MWhinput_e |  |  |  | Lower | 2020 | 20.0799
1.1 AEC 100 MW | Hydrogen production via alkaline electrolysis (AEC) for 100 MW plant | Energy/technical data | Hydrogen [kg/MWh input_e] | kg/MWhinput_e |  |  |  | Lower | 2050 | 23.6853
1.1 AEC 100 MW | Hydrogen production via alkaline electrolysis (AEC) for 100 MW plant | Energy/technical data | Hydrogen [kg/MWh input_e] | kg/MWhinput_e |  |  |  | Upper | 2020 | 18.2207
1.1 AEC 100 MW | Hydrogen production via alkaline electrolysis (AEC) for 100 MW plant | Energy/technical data | Hydrogen [kg/MWh input_e] | kg/MWhinput_e |  |  |  | Upper | 2050 | 22.6348
1.1 AEC 100 MW | Hydrogen production via alkaline electrolysis (AEC) for 100 MW plant | Energy/technical data | Hydrogen [kg/MWh input_e] | kg/MWhinput_e |  |  |  | crtl | 2025 | 19.4401
1.1 AEC 100 MW | Hydrogen production via alkaline electrolysis (AEC) for 100 MW plant | Energy/technical data | Hydrogen [kg/MWh input_e] | kg/MWhinput_e |  |  |  | ctrl | 2020 | 19.1052
1.1 AEC 100 MW | Hydrogen production via alkaline electrolysis (AEC) for 100 MW plant | Energy/technical data | Hydrogen [kg/MWh input_e] | kg/MWhinput_e |  |  |  | ctrl | 2030 | 20.5744
1.1 AEC 100 MW | Hydrogen production via alkaline electrolysis (AEC) for 100 MW plant | Energy/technical data | Hydrogen [kg/MWh input_e] | kg/MWhinput_e |  |  |  | ctrl | 2040 | 21.6188
1.1 AEC 100 MW | Hydrogen production via alkaline electrolysis (AEC) for 100 MW plant | Energy/technical data | Hydrogen [kg/MWh input_e] | kg/MWhinput_e |  |  |  | ctrl | 2050 | 23.1481
1.1 AEC 100 MW | Hydrogen production via alkaline electrolysis (AEC) for 100 MW plant | Energy/technical data | Planned outage [days per year] | days/year |  | K |  | Lower | 2020 | 11
1.1 AEC 100 MW | Hydrogen production via alkaline electrolysis (AEC) for 100 MW plant | Energy/technical data | Planned outage [days per year] | days/year |  | K |  | Lower | 2050 | 11
1.1 AEC 100 MW | Hydrogen production via alkaline electrolysis (AEC) for 100 MW plant | Energy/technical data | Planned outage [days per year] | days/year |  | K |  | Upper | 2020 | 11
1.1 AEC 100 MW | Hydrogen production via alkaline electrolysis (AEC) for 100 MW plant | Energy/technical data | Planned outage [days per year] | days/year |  | K |  | Upper | 2050 | 11
1.1 AEC 100 MW | Hydrogen production via alkaline electrolysis (AEC) for 100 MW plant | Energy/technical data | Planned outage [days per year] | days/year |  | K |  | crtl | 2025 | 11
1.1 AEC 100 MW | Hydrogen production via alkaline electrolysis (AEC) for 100 MW plant | Energy/technical data | Planned outage [days per year] | days/year |  | K |  | ctrl | 2020 | 11
1.1 AEC 100 MW | Hydrogen production via alkaline electrolysis (AEC) for 100 MW plant | Energy/technical data | Planned outage [days per year] | days/year |  | K |  | ctrl | 2030 | 11
1.1 AEC 100 MW | Hydrogen production via alkaline electrolysis (AEC) for 100 MW plant | Energy/technical data | Planned outage [days per year] | days/year |  | K |  | ctrl | 2040 | 11
1.1 AEC 100 MW | Hydrogen production via alkaline electrolysis (AEC) for 100 MW plant | Energy/technical data | Planned outage [days per year] | days/year |  | K |  | ctrl | 2050 | 11
1.1 AEC 100 MW | Hydrogen production via alkaline electrolysis (AEC) for 100 MW plant | Energy/technical data | Technical lifetime [years] | years |  | K |  | Lower | 2020 | 20
1.1 AEC 100 MW | Hydrogen production via alkaline electrolysis (AEC) for 100 MW plant | Energy/technical data | Technical lifetime [years] | years |  | K |  | Lower | 2050 | 20
1.1 AEC 100 MW | Hydrogen production via alkaline electrolysis (AEC) for 100 MW plant | Energy/technical data | Technical lifetime [years] | years |  | K |  | Upper | 2020 | 30
1.1 AEC 100 MW | Hydrogen production via alkaline electrolysis (AEC) for 100 MW plant | Energy/technical data | Technical lifetime [years] | years |  | K |  | Upper | 2050 | 30
1.1 AEC 100 MW | Hydrogen production via alkaline electrolysis (AEC) for 100 MW plant | Energy/technical data | Technical lifetime [years] | years |  | K |  | crtl | 2025 | 25
1.1 AEC 100 MW | Hydrogen production via alkaline electrolysis (AEC) for 100 MW plant | Energy/technical data | Technical lifetime [years] | years |  | K |  | ctrl | 2020 | 25
1.1 AEC 100 MW | Hydrogen production via alkaline electrolysis (AEC) for 100 MW plant | Energy/technical data | Technical lifetime [years] | years |  | K |  | ctrl | 2030 | 25
1.1 AEC 100 MW | Hydrogen production via alkaline electrolysis (AEC) for 100 MW plant | Energy/technical data | Technical lifetime [years] | years |  | K |  | ctrl | 2040 | 25
1.1 AEC 100 MW | Hydrogen production via alkaline electrolysis (AEC) for 100 MW plant | Energy/technical data | Technical lifetime [years] | years |  | K |  | ctrl | 2050 | 25
1.1 AEC 100 MW | Hydrogen production via alkaline electrolysis (AEC) for 100 MW plant | Energy/technical data | Typical total plant size [MW input_e] | MWinput_e |  |  |  | Lower | 2020 | 100
1.1 AEC 100 MW | Hydrogen production via alkaline electrolysis (AEC) for 100 MW plant | Energy/technical data | Typical total plant size [MW input_e] | MWinput_e |  |  |  | Lower | 2050 | 100
1.1 AEC 100 MW | Hydrogen production via alkaline electrolysis (AEC) for 100 MW plant | Energy/technical data | Typical total plant size [MW input_e] | MWinput_e |  |  |  | Upper | 2020 | 100
1.1 AEC 100 MW | Hydrogen production via alkaline electrolysis (AEC) for 100 MW plant | Energy/technical data | Typical total plant size [MW input_e] | MWinput_e |  |  |  | Upper | 2050 | 100
1.1 AEC 100 MW | Hydrogen production via alkaline electrolysis (AEC) for 100 MW plant | Energy/technical data | Typical total plant size [MW input_e] | MWinput_e |  |  |  | crtl | 2025 | 100
1.1 AEC 100 MW | Hydrogen production via alkaline electrolysis (AEC) for 100 MW plant | Energy/technical data | Typical total plant size [MW input_e] | MWinput_e |  |  |  | ctrl | 2020 | 100
1.1 AEC 100 MW | Hydrogen production via alkaline electrolysis (AEC) for 100 MW plant | Energy/technical data | Typical total plant size [MW input_e] | MWinput_e |  |  |  | ctrl | 2030 | 100
1.1 AEC 100 MW | Hydrogen production via alkaline electrolysis (AEC) for 100 MW plant | Energy/technical data | Typical total plant size [MW input_e] | MWinput_e |  |  |  | ctrl | 2040 | 100
1.1 AEC 100 MW | Hydrogen production via alkaline electrolysis (AEC) for 100 MW plant | Energy/technical data | Typical total plant size [MW input_e] | MWinput_e |  |  |  | ctrl | 2050 | 100
1.1 AEC 100 MW | Hydrogen production via alkaline electrolysis (AEC) for 100 MW plant | Energy/technical data | Typical total plant size [kgH2/day of max output] | kgH2/dayofmaxoutput |  | A, B |  | Lower | 2020 | 48191.8297
1.1 AEC 100 MW | Hydrogen production via alkaline electrolysis (AEC) for 100 MW plant | Energy/technical data | Typical total plant size [kgH2/day of max output] | kgH2/dayofmaxoutput |  | A, B |  | Lower | 2050 | 56844.8223
1.1 AEC 100 MW | Hydrogen production via alkaline electrolysis (AEC) for 100 MW plant | Energy/technical data | Typical total plant size [kgH2/day of max output] | kgH2/dayofmaxoutput |  | A, B |  | Upper | 2020 | 43729.7118
1.1 AEC 100 MW | Hydrogen production via alkaline electrolysis (AEC) for 100 MW plant | Energy/technical data | Typical total plant size [kgH2/day of max output] | kgH2/dayofmaxoutput |  | A, B |  | Upper | 2050 | 54323.4741
1.1 AEC 100 MW | Hydrogen production via alkaline electrolysis (AEC) for 100 MW plant | Energy/technical data | Typical total plant size [kgH2/day of max output] | kgH2/dayofmaxoutput |  | A, B |  | crtl | 2025 | 46656.2986
1.1 AEC 100 MW | Hydrogen production via alkaline electrolysis (AEC) for 100 MW plant | Energy/technical data | Typical total plant size [kgH2/day of max output] | kgH2/dayofmaxoutput |  | A, B |  | ctrl | 2020 | 45852.4692
1.1 AEC 100 MW | Hydrogen production via alkaline electrolysis (AEC) for 100 MW plant | Energy/technical data | Typical total plant size [kgH2/day of max output] | kgH2/dayofmaxoutput |  | A, B |  | ctrl | 2030 | 49378.5996
1.1 AEC 100 MW | Hydrogen production via alkaline electrolysis (AEC) for 100 MW plant | Energy/technical data | Typical total plant size [kgH2/day of max output] | kgH2/dayofmaxoutput |  | A, B |  | ctrl | 2040 | 51885.1608
1.1 AEC 100 MW | Hydrogen production via alkaline electrolysis (AEC) for 100 MW plant | Energy/technical data | Typical total plant size [kgH2/day of max output] | kgH2/dayofmaxoutput |  | A, B |  | ctrl | 2050 | 55555.5556
1.1 AEC 100 MW | Hydrogen production via alkaline electrolysis (AEC) for 100 MW plant | Energy/technical data | Ultrapure Water for electrolysis [kg/MWh input_e] | kg/MWhinput_e |  |  |  | Lower | 2020 | 180.7194
1.1 AEC 100 MW | Hydrogen production via alkaline electrolysis (AEC) for 100 MW plant | Energy/technical data | Ultrapure Water for electrolysis [kg/MWh input_e] | kg/MWhinput_e |  |  |  | Lower | 2050 | 213.1681
1.1 AEC 100 MW | Hydrogen production via alkaline electrolysis (AEC) for 100 MW plant | Energy/technical data | Ultrapure Water for electrolysis [kg/MWh input_e] | kg/MWhinput_e |  |  |  | Upper | 2020 | 163.9864
1.1 AEC 100 MW | Hydrogen production via alkaline electrolysis (AEC) for 100 MW plant | Energy/technical data | Ultrapure Water for electrolysis [kg/MWh input_e] | kg/MWhinput_e |  |  |  | Upper | 2050 | 203.713
1.1 AEC 100 MW | Hydrogen production via alkaline electrolysis (AEC) for 100 MW plant | Energy/technical data | Ultrapure Water for electrolysis [kg/MWh input_e] | kg/MWhinput_e |  |  |  | crtl | 2025 | 174.9611
1.1 AEC 100 MW | Hydrogen production via alkaline electrolysis (AEC) for 100 MW plant | Energy/technical data | Ultrapure Water for electrolysis [kg/MWh input_e] | kg/MWhinput_e |  |  |  | ctrl | 2020 | 171.9468
1.1 AEC 100 MW | Hydrogen production via alkaline electrolysis (AEC) for 100 MW plant | Energy/technical data | Ultrapure Water for electrolysis [kg/MWh input_e] | kg/MWhinput_e |  |  |  | ctrl | 2030 | 185.1697
1.1 AEC 100 MW | Hydrogen production via alkaline electrolysis (AEC) for 100 MW plant | Energy/technical data | Ultrapure Water for electrolysis [kg/MWh input_e] | kg/MWhinput_e |  |  |  | ctrl | 2040 | 194.5694
1.1 AEC 100 MW | Hydrogen production via alkaline electrolysis (AEC) for 100 MW plant | Energy/technical data | Ultrapure Water for electrolysis [kg/MWh input_e] | kg/MWhinput_e |  |  |  | ctrl | 2050 | 208.3333
1.1 AEC 100 MW | Hydrogen production via alkaline electrolysis (AEC) for 100 MW plant | Energy/technical data | ΔE from HHV to LHV (% total input_e [MWh/MWh]) | MWh/MWh |  | G, H |  | Lower | 2020 | 12.2488
1.1 AEC 100 MW | Hydrogen production via alkaline electrolysis (AEC) for 100 MW plant | Energy/technical data | ΔE from HHV to LHV (% total input_e [MWh/MWh]) | MWh/MWh |  | G, H |  | Lower | 2050 | 14.4481
1.1 AEC 100 MW | Hydrogen production via alkaline electrolysis (AEC) for 100 MW plant | Energy/technical data | ΔE from HHV to LHV (% total input_e [MWh/MWh]) | MWh/MWh |  | G, H |  | Upper | 2020 | 11.1146
1.1 AEC 100 MW | Hydrogen production via alkaline electrolysis (AEC) for 100 MW plant | Energy/technical data | ΔE from HHV to LHV (% total input_e [MWh/MWh]) | MWh/MWh |  | G, H |  | Upper | 2050 | 13.8072
1.1 AEC 100 MW | Hydrogen production via alkaline electrolysis (AEC) for 100 MW plant | Energy/technical data | ΔE from HHV to LHV (% total input_e [MWh/MWh]) | MWh/MWh |  | G, H |  | crtl | 2025 | 11.8585
1.1 AEC 100 MW | Hydrogen production via alkaline electrolysis (AEC) for 100 MW plant | Energy/technical data | ΔE from HHV to LHV (% total input_e [MWh/MWh]) | MWh/MWh |  | G, H |  | ctrl | 2020 | 11.6542
1.1 AEC 100 MW | Hydrogen production via alkaline electrolysis (AEC) for 100 MW plant | Energy/technical data | ΔE from HHV to LHV (% total input_e [MWh/MWh]) | MWh/MWh |  | G, H |  | ctrl | 2030 | 12.5504
1.1 AEC 100 MW | Hydrogen production via alkaline electrolysis (AEC) for 100 MW plant | Energy/technical data | ΔE from HHV to LHV (% total input_e [MWh/MWh]) | MWh/MWh |  | G, H |  | ctrl | 2040 | 13.1875
1.1 AEC 100 MW | Hydrogen production via alkaline electrolysis (AEC) for 100 MW plant | Energy/technical data | ΔE from HHV to LHV (% total input_e [MWh/MWh]) | MWh/MWh |  | G, H |  | ctrl | 2050 | 14.1204
1.1 AEC 100 MW | Hydrogen production via alkaline electrolysis (AEC) for 100 MW plant | Financial data | - hereof BOP [€/kW of total input_e] | €/kWoftotalinput_e |  | P, Q |  | Lower | 2020 | 125.5013
1.1 AEC 100 MW | Hydrogen production via alkaline electrolysis (AEC) for 100 MW plant | Financial data | - hereof BOP [€/kW of total input_e] | €/kWoftotalinput_e |  | P, Q |  | Lower | 2050 | 33.0267
1.1 AEC 100 MW | Hydrogen production via alkaline electrolysis (AEC) for 100 MW plant | Financial data | - hereof BOP [€/kW of total input_e] | €/kWoftotalinput_e |  | P, Q |  | Upper | 2020 | 191.5546
1.1 AEC 100 MW | Hydrogen production via alkaline electrolysis (AEC) for 100 MW plant | Financial data | - hereof BOP [€/kW of total input_e] | €/kWoftotalinput_e |  | P, Q |  | Upper | 2050 | 46.2373
1.1 AEC 100 MW | Hydrogen production via alkaline electrolysis (AEC) for 100 MW plant | Financial data | - hereof BOP [€/kW of total input_e] | €/kWoftotalinput_e |  | P, Q |  | crtl | 2025 | 115.5933
1.1 AEC 100 MW | Hydrogen production via alkaline electrolysis (AEC) for 100 MW plant | Financial data | - hereof BOP [€/kW of total input_e] | €/kWoftotalinput_e |  | P, Q |  | ctrl | 2020 | 158.528
1.1 AEC 100 MW | Hydrogen production via alkaline electrolysis (AEC) for 100 MW plant | Financial data | - hereof BOP [€/kW of total input_e] | €/kWoftotalinput_e |  | P, Q |  | ctrl | 2030 | 72.6587
1.1 AEC 100 MW | Hydrogen production via alkaline electrolysis (AEC) for 100 MW plant | Financial data | - hereof BOP [€/kW of total input_e] | €/kWoftotalinput_e |  | P, Q |  | ctrl | 2040 | 56.1453
1.1 AEC 100 MW | Hydrogen production via alkaline electrolysis (AEC) for 100 MW plant | Financial data | - hereof BOP [€/kW of total input_e] | €/kWoftotalinput_e |  | P, Q |  | ctrl | 2050 | 39.632
1.1 AEC 100 MW | Hydrogen production via alkaline electrolysis (AEC) for 100 MW plant | Financial data | - hereof Civil Infrastructure [€/kW of total input_e] | €/kWoftotalinput_e |  | P, Q |  | Lower | 2020 | 30.8982
1.1 AEC 100 MW | Hydrogen production via alkaline electrolysis (AEC) for 100 MW plant | Financial data | - hereof Civil Infrastructure [€/kW of total input_e] | €/kWoftotalinput_e |  | P, Q |  | Lower | 2050 | 8.1311
1.1 AEC 100 MW | Hydrogen production via alkaline electrolysis (AEC) for 100 MW plant | Financial data | - hereof Civil Infrastructure [€/kW of total input_e] | €/kWoftotalinput_e |  | P, Q |  | Upper | 2020 | 47.1603
1.1 AEC 100 MW | Hydrogen production via alkaline electrolysis (AEC) for 100 MW plant | Financial data | - hereof Civil Infrastructure [€/kW of total input_e] | €/kWoftotalinput_e |  | P, Q |  | Upper | 2050 | 11.3835
1.1 AEC 100 MW | Hydrogen production via alkaline electrolysis (AEC) for 100 MW plant | Financial data | - hereof Civil Infrastructure [€/kW of total input_e] | €/kWoftotalinput_e |  | P, Q |  | crtl | 2025 | 28.4588
1.1 AEC 100 MW | Hydrogen production via alkaline electrolysis (AEC) for 100 MW plant | Financial data | - hereof Civil Infrastructure [€/kW of total input_e] | €/kWoftotalinput_e |  | P, Q |  | ctrl | 2020 | 39.0292
1.1 AEC 100 MW | Hydrogen production via alkaline electrolysis (AEC) for 100 MW plant | Financial data | - hereof Civil Infrastructure [€/kW of total input_e] | €/kWoftotalinput_e |  | P, Q |  | ctrl | 2030 | 17.8884
1.1 AEC 100 MW | Hydrogen production via alkaline electrolysis (AEC) for 100 MW plant | Financial data | - hereof Civil Infrastructure [€/kW of total input_e] | €/kWoftotalinput_e |  | P, Q |  | ctrl | 2040 | 13.8229
1.1 AEC 100 MW | Hydrogen production via alkaline electrolysis (AEC) for 100 MW plant | Financial data | - hereof Civil Infrastructure [€/kW of total input_e] | €/kWoftotalinput_e |  | P, Q |  | ctrl | 2050 | 9.7573
1.1 AEC 100 MW | Hydrogen production via alkaline electrolysis (AEC) for 100 MW plant | Financial data | - hereof Control System [€/kW of total input_e] | €/kWoftotalinput_e |  | P, Q |  | Lower | 2020 | 61.1642
1.1 AEC 100 MW | Hydrogen production via alkaline electrolysis (AEC) for 100 MW plant | Financial data | - hereof Control System [€/kW of total input_e] | €/kWoftotalinput_e |  | P, Q |  | Lower | 2050 | 16.0958
1.1 AEC 100 MW | Hydrogen production via alkaline electrolysis (AEC) for 100 MW plant | Financial data | - hereof Control System [€/kW of total input_e] | €/kWoftotalinput_e |  | P, Q |  | Upper | 2020 | 93.3558
1.1 AEC 100 MW | Hydrogen production via alkaline electrolysis (AEC) for 100 MW plant | Financial data | - hereof Control System [€/kW of total input_e] | €/kWoftotalinput_e |  | P, Q |  | Upper | 2050 | 22.5342
1.1 AEC 100 MW | Hydrogen production via alkaline electrolysis (AEC) for 100 MW plant | Financial data | - hereof Control System [€/kW of total input_e] | €/kWoftotalinput_e |  | P, Q |  | crtl | 2025 | 56.3354
1.1 AEC 100 MW | Hydrogen production via alkaline electrolysis (AEC) for 100 MW plant | Financial data | - hereof Control System [€/kW of total input_e] | €/kWoftotalinput_e |  | P, Q |  | ctrl | 2020 | 77.26
1.1 AEC 100 MW | Hydrogen production via alkaline electrolysis (AEC) for 100 MW plant | Financial data | - hereof Control System [€/kW of total input_e] | €/kWoftotalinput_e |  | P, Q |  | ctrl | 2030 | 35.4108
1.1 AEC 100 MW | Hydrogen production via alkaline electrolysis (AEC) for 100 MW plant | Financial data | - hereof Control System [€/kW of total input_e] | €/kWoftotalinput_e |  | P, Q |  | ctrl | 2040 | 27.3629
1.1 AEC 100 MW | Hydrogen production via alkaline electrolysis (AEC) for 100 MW plant | Financial data | - hereof Control System [€/kW of total input_e] | €/kWoftotalinput_e |  | P, Q |  | ctrl | 2050 | 19.315
1.1 AEC 100 MW | Hydrogen production via alkaline electrolysis (AEC) for 100 MW plant | Financial data | - hereof Indirects [€/kW of total input_e] | €/kWoftotalinput_e |  | P, Q |  | Lower | 2020 | 105.5556
1.1 AEC 100 MW | Hydrogen production via alkaline electrolysis (AEC) for 100 MW plant | Financial data | - hereof Indirects [€/kW of total input_e] | €/kWoftotalinput_e |  | P, Q |  | Lower | 2050 | 27.7778
1.1 AEC 100 MW | Hydrogen production via alkaline electrolysis (AEC) for 100 MW plant | Financial data | - hereof Indirects [€/kW of total input_e] | €/kWoftotalinput_e |  | P, Q |  | Upper | 2020 | 161.1111
1.1 AEC 100 MW | Hydrogen production via alkaline electrolysis (AEC) for 100 MW plant | Financial data | - hereof Indirects [€/kW of total input_e] | €/kWoftotalinput_e |  | P, Q |  | Upper | 2050 | 38.8889
1.1 AEC 100 MW | Hydrogen production via alkaline electrolysis (AEC) for 100 MW plant | Financial data | - hereof Indirects [€/kW of total input_e] | €/kWoftotalinput_e |  | P, Q |  | crtl | 2025 | 97.2222
1.1 AEC 100 MW | Hydrogen production via alkaline electrolysis (AEC) for 100 MW plant | Financial data | - hereof Indirects [€/kW of total input_e] | €/kWoftotalinput_e |  | P, Q |  | ctrl | 2020 | 133.3333
1.1 AEC 100 MW | Hydrogen production via alkaline electrolysis (AEC) for 100 MW plant | Financial data | - hereof Indirects [€/kW of total input_e] | €/kWoftotalinput_e |  | P, Q |  | ctrl | 2030 | 61.1111
1.1 AEC 100 MW | Hydrogen production via alkaline electrolysis (AEC) for 100 MW plant | Financial data | - hereof Indirects [€/kW of total input_e] | €/kWoftotalinput_e |  | P, Q |  | ctrl | 2040 | 47.2222
1.1 AEC 100 MW | Hydrogen production via alkaline electrolysis (AEC) for 100 MW plant | Financial data | - hereof Indirects [€/kW of total input_e] | €/kWoftotalinput_e |  | P, Q |  | ctrl | 2050 | 33.3333
1.1 AEC 100 MW | Hydrogen production via alkaline electrolysis (AEC) for 100 MW plant | Financial data | - hereof electrolyser stack [€/kW of total input_e] | €/kWoftotalinput_e |  | P, Q |  | Lower | 2020 | 199.4133
1.1 AEC 100 MW | Hydrogen production via alkaline electrolysis (AEC) for 100 MW plant | Financial data | - hereof electrolyser stack [€/kW of total input_e] | €/kWoftotalinput_e |  | P, Q |  | Lower | 2050 | 52.4772
1.1 AEC 100 MW | Hydrogen production via alkaline electrolysis (AEC) for 100 MW plant | Financial data | - hereof electrolyser stack [€/kW of total input_e] | €/kWoftotalinput_e |  | P, Q |  | Upper | 2020 | 304.3676
1.1 AEC 100 MW | Hydrogen production via alkaline electrolysis (AEC) for 100 MW plant | Financial data | - hereof electrolyser stack [€/kW of total input_e] | €/kWoftotalinput_e |  | P, Q |  | Upper | 2050 | 73.468
1.1 AEC 100 MW | Hydrogen production via alkaline electrolysis (AEC) for 100 MW plant | Financial data | - hereof electrolyser stack [€/kW of total input_e] | €/kWoftotalinput_e |  | P, Q |  | crtl | 2025 | 183.6701
1.1 AEC 100 MW | Hydrogen production via alkaline electrolysis (AEC) for 100 MW plant | Financial data | - hereof electrolyser stack [€/kW of total input_e] | €/kWoftotalinput_e |  | P, Q |  | ctrl | 2020 | 251.8905
1.1 AEC 100 MW | Hydrogen production via alkaline electrolysis (AEC) for 100 MW plant | Financial data | - hereof electrolyser stack [€/kW of total input_e] | €/kWoftotalinput_e |  | P, Q |  | ctrl | 2030 | 115.4498
1.1 AEC 100 MW | Hydrogen production via alkaline electrolysis (AEC) for 100 MW plant | Financial data | - hereof electrolyser stack [€/kW of total input_e] | €/kWoftotalinput_e |  | P, Q |  | ctrl | 2040 | 89.2112
1.1 AEC 100 MW | Hydrogen production via alkaline electrolysis (AEC) for 100 MW plant | Financial data | - hereof electrolyser stack [€/kW of total input_e] | €/kWoftotalinput_e |  | P, Q |  | ctrl | 2050 | 62.9726
1.1 AEC 100 MW | Hydrogen production via alkaline electrolysis (AEC) for 100 MW plant | Financial data | - hereof electrolyser system [€/kW of total input_e] | €/kWoftotalinput_e |  | P, Q |  | Lower | 2020 | 427.4675
1.1 AEC 100 MW | Hydrogen production via alkaline electrolysis (AEC) for 100 MW plant | Financial data | - hereof electrolyser system [€/kW of total input_e] | €/kWoftotalinput_e |  | P, Q |  | Lower | 2050 | 112.4915
1.1 AEC 100 MW | Hydrogen production via alkaline electrolysis (AEC) for 100 MW plant | Financial data | - hereof electrolyser system [€/kW of total input_e] | €/kWoftotalinput_e |  | P, Q |  | Upper | 2020 | 652.4504
1.1 AEC 100 MW | Hydrogen production via alkaline electrolysis (AEC) for 100 MW plant | Financial data | - hereof electrolyser system [€/kW of total input_e] | €/kWoftotalinput_e |  | P, Q |  | Upper | 2050 | 157.488
1.1 AEC 100 MW | Hydrogen production via alkaline electrolysis (AEC) for 100 MW plant | Financial data | - hereof electrolyser system [€/kW of total input_e] | €/kWoftotalinput_e |  | P, Q |  | crtl | 2025 | 393.7201
1.1 AEC 100 MW | Hydrogen production via alkaline electrolysis (AEC) for 100 MW plant | Financial data | - hereof electrolyser system [€/kW of total input_e] | €/kWoftotalinput_e |  | P, Q |  | ctrl | 2020 | 539.959
1.1 AEC 100 MW | Hydrogen production via alkaline electrolysis (AEC) for 100 MW plant | Financial data | - hereof electrolyser system [€/kW of total input_e] | €/kWoftotalinput_e |  | P, Q |  | ctrl | 2030 | 247.4812
1.1 AEC 100 MW | Hydrogen production via alkaline electrolysis (AEC) for 100 MW plant | Financial data | - hereof electrolyser system [€/kW of total input_e] | €/kWoftotalinput_e |  | P, Q |  | ctrl | 2040 | 191.2355
1.1 AEC 100 MW | Hydrogen production via alkaline electrolysis (AEC) for 100 MW plant | Financial data | - hereof electrolyser system [€/kW of total input_e] | €/kWoftotalinput_e |  | P, Q |  | ctrl | 2050 | 134.9897
1.1 AEC 100 MW | Hydrogen production via alkaline electrolysis (AEC) for 100 MW plant | Financial data | - hereof equipment [%] | pct. |  | K, R |  | Lower | 2020 | 90
1.1 AEC 100 MW | Hydrogen production via alkaline electrolysis (AEC) for 100 MW plant | Financial data | - hereof equipment [%] | pct. |  | K, R |  | Lower | 2050 | 90
1.1 AEC 100 MW | Hydrogen production via alkaline electrolysis (AEC) for 100 MW plant | Financial data | - hereof equipment [%] | pct. |  | K, R |  | Upper | 2020 | 90
1.1 AEC 100 MW | Hydrogen production via alkaline electrolysis (AEC) for 100 MW plant | Financial data | - hereof equipment [%] | pct. |  | K, R |  | Upper | 2050 | 90
1.1 AEC 100 MW | Hydrogen production via alkaline electrolysis (AEC) for 100 MW plant | Financial data | - hereof equipment [%] | pct. |  | K, R |  | crtl | 2025 | 90
1.1 AEC 100 MW | Hydrogen production via alkaline electrolysis (AEC) for 100 MW plant | Financial data | - hereof equipment [%] | pct. |  | K, R |  | ctrl | 2020 | 90
1.1 AEC 100 MW | Hydrogen production via alkaline electrolysis (AEC) for 100 MW plant | Financial data | - hereof equipment [%] | pct. |  | K, R |  | ctrl | 2030 | 90
1.1 AEC 100 MW | Hydrogen production via alkaline electrolysis (AEC) for 100 MW plant | Financial data | - hereof equipment [%] | pct. |  | K, R |  | ctrl | 2040 | 90
1.1 AEC 100 MW | Hydrogen production via alkaline electrolysis (AEC) for 100 MW plant | Financial data | - hereof equipment [%] | pct. |  | K, R |  | ctrl | 2050 | 90
1.1 AEC 100 MW | Hydrogen production via alkaline electrolysis (AEC) for 100 MW plant | Financial data | - hereof installation [%] | pct. |  | K, R |  | Lower | 2020 | 10
1.1 AEC 100 MW | Hydrogen production via alkaline electrolysis (AEC) for 100 MW plant | Financial data | - hereof installation [%] | pct. |  | K, R |  | Lower | 2050 | 10
1.1 AEC 100 MW | Hydrogen production via alkaline electrolysis (AEC) for 100 MW plant | Financial data | - hereof installation [%] | pct. |  | K, R |  | Upper | 2020 | 10
1.1 AEC 100 MW | Hydrogen production via alkaline electrolysis (AEC) for 100 MW plant | Financial data | - hereof installation [%] | pct. |  | K, R |  | Upper | 2050 | 10
1.1 AEC 100 MW | Hydrogen production via alkaline electrolysis (AEC) for 100 MW plant | Financial data | - hereof installation [%] | pct. |  | K, R |  | crtl | 2025 | 10
1.1 AEC 100 MW | Hydrogen production via alkaline electrolysis (AEC) for 100 MW plant | Financial data | - hereof installation [%] | pct. |  | K, R |  | ctrl | 2020 | 10
1.1 AEC 100 MW | Hydrogen production via alkaline electrolysis (AEC) for 100 MW plant | Financial data | - hereof installation [%] | pct. |  | K, R |  | ctrl | 2030 | 10
1.1 AEC 100 MW | Hydrogen production via alkaline electrolysis (AEC) for 100 MW plant | Financial data | - hereof installation [%] | pct. |  | K, R |  | ctrl | 2040 | 10
1.1 AEC 100 MW | Hydrogen production via alkaline electrolysis (AEC) for 100 MW plant | Financial data | - hereof installation [%] | pct. |  | K, R |  | ctrl | 2050 | 10
1.1 AEC 100 MW | Hydrogen production via alkaline electrolysis (AEC) for 100 MW plant | Financial data | Fixed O&M [% of specific investment/year] | pct.ofspecificinvestment/year |  | K, S | [8] | Lower | 2020 | 4
1.1 AEC 100 MW | Hydrogen production via alkaline electrolysis (AEC) for 100 MW plant | Financial data | Fixed O&M [% of specific investment/year] | pct.ofspecificinvestment/year |  | K, S | [8] | Lower | 2050 | 4
1.1 AEC 100 MW | Hydrogen production via alkaline electrolysis (AEC) for 100 MW plant | Financial data | Fixed O&M [% of specific investment/year] | pct.ofspecificinvestment/year |  | K, S | [8] | Upper | 2020 | 4
1.1 AEC 100 MW | Hydrogen production via alkaline electrolysis (AEC) for 100 MW plant | Financial data | Fixed O&M [% of specific investment/year] | pct.ofspecificinvestment/year |  | K, S | [8] | Upper | 2050 | 4
1.1 AEC 100 MW | Hydrogen production via alkaline electrolysis (AEC) for 100 MW plant | Financial data | Fixed O&M [% of specific investment/year] | pct.ofspecificinvestment/year |  | K, S | [8] | crtl | 2025 | 4
1.1 AEC 100 MW | Hydrogen production via alkaline electrolysis (AEC) for 100 MW plant | Financial data | Fixed O&M [% of specific investment/year] | pct.ofspecificinvestment/year |  | K, S | [8] | ctrl | 2020 | 4
1.1 AEC 100 MW | Hydrogen production via alkaline electrolysis (AEC) for 100 MW plant | Financial data | Fixed O&M [% of specific investment/year] | pct.ofspecificinvestment/year |  | K, S | [8] | ctrl | 2030 | 4
1.1 AEC 100 MW | Hydrogen production via alkaline electrolysis (AEC) for 100 MW plant | Financial data | Fixed O&M [% of specific investment/year] | pct.ofspecificinvestment/year |  | K, S | [8] | ctrl | 2040 | 4
1.1 AEC 100 MW | Hydrogen production via alkaline electrolysis (AEC) for 100 MW plant | Financial data | Fixed O&M [% of specific investment/year] | pct.ofspecificinvestment/year |  | K, S | [8] | ctrl | 2050 | 4
1.1 AEC 100 MW | Hydrogen production via alkaline electrolysis (AEC) for 100 MW plant | Financial data | Specific investment [€/kW of total input_e] | €/kWoftotalinput_e |  | D, N, O | [2], [4], [5], [6], [7], [8], [9], [10] | Lower | 2020 | 950
1.1 AEC 100 MW | Hydrogen production via alkaline electrolysis (AEC) for 100 MW plant | Financial data | Specific investment [€/kW of total input_e] | €/kWoftotalinput_e |  | D, N, O | [2], [4], [5], [6], [7], [8], [9], [10] | Lower | 2050 | 250
1.1 AEC 100 MW | Hydrogen production via alkaline electrolysis (AEC) for 100 MW plant | Financial data | Specific investment [€/kW of total input_e] | €/kWoftotalinput_e |  | D, N, O | [2], [4], [5], [6], [7], [8], [9], [10] | Upper | 2020 | 1450
1.1 AEC 100 MW | Hydrogen production via alkaline electrolysis (AEC) for 100 MW plant | Financial data | Specific investment [€/kW of total input_e] | €/kWoftotalinput_e |  | D, N, O | [2], [4], [5], [6], [7], [8], [9], [10] | Upper | 2050 | 350
1.1 AEC 100 MW | Hydrogen production via alkaline electrolysis (AEC) for 100 MW plant | Financial data | Specific investment [€/kW of total input_e] | €/kWoftotalinput_e |  | D, N, O | [2], [4], [5], [6], [7], [8], [9], [10] | crtl | 2025 | 875
1.1 AEC 100 MW | Hydrogen production via alkaline electrolysis (AEC) for 100 MW plant | Financial data | Specific investment [€/kW of total input_e] | €/kWoftotalinput_e |  | D, N, O | [2], [4], [5], [6], [7], [8], [9], [10] | ctrl | 2020 | 1200
1.1 AEC 100 MW | Hydrogen production via alkaline electrolysis (AEC) for 100 MW plant | Financial data | Specific investment [€/kW of total input_e] | €/kWoftotalinput_e |  | D, N, O | [2], [4], [5], [6], [7], [8], [9], [10] | ctrl | 2030 | 550
1.1 AEC 100 MW | Hydrogen production via alkaline electrolysis (AEC) for 100 MW plant | Financial data | Specific investment [€/kW of total input_e] | €/kWoftotalinput_e |  | D, N, O | [2], [4], [5], [6], [7], [8], [9], [10] | ctrl | 2040 | 425
1.1 AEC 100 MW | Hydrogen production via alkaline electrolysis (AEC) for 100 MW plant | Financial data | Specific investment [€/kW of total input_e] | €/kWoftotalinput_e |  | D, N, O | [2], [4], [5], [6], [7], [8], [9], [10] | ctrl | 2050 | 300
1.1 AEC 100 MW | Hydrogen production via alkaline electrolysis (AEC) for 100 MW plant | Financial data | Specific investment [€/kgH2/day of max output] | €/kgH2/dayofmaxoutput |  | A, B, P |  | Lower | 2020 | 1971.2885
1.1 AEC 100 MW | Hydrogen production via alkaline electrolysis (AEC) for 100 MW plant | Financial data | Specific investment [€/kgH2/day of max output] | €/kgH2/dayofmaxoutput |  | A, B, P |  | Lower | 2050 | 439.7938
1.1 AEC 100 MW | Hydrogen production via alkaline electrolysis (AEC) for 100 MW plant | Financial data | Specific investment [€/kgH2/day of max output] | €/kgH2/dayofmaxoutput |  | A, B, P |  | Upper | 2020 | 3315.8234
1.1 AEC 100 MW | Hydrogen production via alkaline electrolysis (AEC) for 100 MW plant | Financial data | Specific investment [€/kgH2/day of max output] | €/kgH2/dayofmaxoutput |  | A, B, P |  | Upper | 2050 | 644.2887
1.1 AEC 100 MW | Hydrogen production via alkaline electrolysis (AEC) for 100 MW plant | Financial data | Specific investment [€/kgH2/day of max output] | €/kgH2/dayofmaxoutput |  | A, B, P |  | crtl | 2025 | 1875.4167
1.1 AEC 100 MW | Hydrogen production via alkaline electrolysis (AEC) for 100 MW plant | Financial data | Specific investment [€/kgH2/day of max output] | €/kgH2/dayofmaxoutput |  | A, B, P |  | ctrl | 2020 | 2617.0892
1.1 AEC 100 MW | Hydrogen production via alkaline electrolysis (AEC) for 100 MW plant | Financial data | Specific investment [€/kgH2/day of max output] | €/kgH2/dayofmaxoutput |  | A, B, P |  | ctrl | 2030 | 1113.8428
1.1 AEC 100 MW | Hydrogen production via alkaline electrolysis (AEC) for 100 MW plant | Financial data | Specific investment [€/kgH2/day of max output] | €/kgH2/dayofmaxoutput |  | A, B, P |  | ctrl | 2040 | 819.1167
1.1 AEC 100 MW | Hydrogen production via alkaline electrolysis (AEC) for 100 MW plant | Financial data | Specific investment [€/kgH2/day of max output] | €/kgH2/dayofmaxoutput |  | A, B, P |  | ctrl | 2050 | 540
1.1 AEC 100 MW | Hydrogen production via alkaline electrolysis (AEC) for 100 MW plant | Financial data | Variable O&M [€/kWh of total input] | €/kWhoftotalinput |  | T |  | crtl | 2025 | -
1.1 AEC 100 MW | Hydrogen production via alkaline electrolysis (AEC) for 100 MW plant | Financial data | Variable O&M [€/kWh of total input] | €/kWhoftotalinput |  | T |  | ctrl | 2020 | -
1.1 AEC 100 MW | Hydrogen production via alkaline electrolysis (AEC) for 100 MW plant | Financial data | Variable O&M [€/kWh of total input] | €/kWhoftotalinput |  | T |  | ctrl | 2030 | -
1.1 AEC 100 MW | Hydrogen production via alkaline electrolysis (AEC) for 100 MW plant | Financial data | Variable O&M [€/kWh of total input] | €/kWhoftotalinput |  | T |  | ctrl | 2040 | -
1.1 AEC 100 MW | Hydrogen production via alkaline electrolysis (AEC) for 100 MW plant | Financial data | Variable O&M [€/kWh of total input] | €/kWhoftotalinput |  | T |  | ctrl | 2050 | -
1.1 AEC 100 MW | Hydrogen production via alkaline electrolysis (AEC) for 100 MW plant | Technology-specific data | - cold start up time [min from 0 to 100%] | minfrom0to100pct. |  | V | [3], [8], [11] | Lower | 2020 | 49.896
1.1 AEC 100 MW | Hydrogen production via alkaline electrolysis (AEC) for 100 MW plant | Technology-specific data | - cold start up time [min from 0 to 100%] | minfrom0to100pct. |  | V | [3], [8], [11] | Lower | 2050 | <30
1.1 AEC 100 MW | Hydrogen production via alkaline electrolysis (AEC) for 100 MW plant | Technology-specific data | - cold start up time [min from 0 to 100%] | minfrom0to100pct. |  | V | [3], [8], [11] | Upper | 2020 | 105
1.1 AEC 100 MW | Hydrogen production via alkaline electrolysis (AEC) for 100 MW plant | Technology-specific data | - cold start up time [min from 0 to 100%] | minfrom0to100pct. |  | V | [3], [8], [11] | Upper | 2050 | <30
1.1 AEC 100 MW | Hydrogen production via alkaline electrolysis (AEC) for 100 MW plant | Technology-specific data | - cold start up time [min from 0 to 100%] | minfrom0to100pct. |  | V | [3], [8], [11] | crtl | 2025 | 60.4167
1.1 AEC 100 MW | Hydrogen production via alkaline electrolysis (AEC) for 100 MW plant | Technology-specific data | - cold start up time [min from 0 to 100%] | minfrom0to100pct. |  | V | [3], [8], [11] | ctrl | 2020 | 80
1.1 AEC 100 MW | Hydrogen production via alkaline electrolysis (AEC) for 100 MW plant | Technology-specific data | - cold start up time [min from 0 to 100%] | minfrom0to100pct. |  | V | [3], [8], [11] | ctrl | 2030 | 30
1.1 AEC 100 MW | Hydrogen production via alkaline electrolysis (AEC) for 100 MW plant | Technology-specific data | - cold start up time [min from 0 to 100%] | minfrom0to100pct. |  | V | [3], [8], [11] | ctrl | 2040 | <30
1.1 AEC 100 MW | Hydrogen production via alkaline electrolysis (AEC) for 100 MW plant | Technology-specific data | - cold start up time [min from 0 to 100%] | minfrom0to100pct. |  | V | [3], [8], [11] | ctrl | 2050 | <30
1.1 AEC 100 MW | Hydrogen production via alkaline electrolysis (AEC) for 100 MW plant | Technology-specific data | Current Density [A/cm2] | A/cm2 |  | K, U | [8] | Lower | 2020 | 0.4
1.1 AEC 100 MW | Hydrogen production via alkaline electrolysis (AEC) for 100 MW plant | Technology-specific data | Current Density [A/cm2] | A/cm2 |  | K, U | [8] | Lower | 2050 | 1.2
1.1 AEC 100 MW | Hydrogen production via alkaline electrolysis (AEC) for 100 MW plant | Technology-specific data | Current Density [A/cm2] | A/cm2 |  | K, U | [8] | Upper | 2020 | 0.6
1.1 AEC 100 MW | Hydrogen production via alkaline electrolysis (AEC) for 100 MW plant | Technology-specific data | Current Density [A/cm2] | A/cm2 |  | K, U | [8] | Upper | 2050 | 1.5
1.1 AEC 100 MW | Hydrogen production via alkaline electrolysis (AEC) for 100 MW plant | Technology-specific data | Current Density [A/cm2] | A/cm2 |  | K, U | [8] | crtl | 2025 | 0.8
1.1 AEC 100 MW | Hydrogen production via alkaline electrolysis (AEC) for 100 MW plant | Technology-specific data | Current Density [A/cm2] | A/cm2 |  | K, U | [8] | ctrl | 2020 | 0.6
1.1 AEC 100 MW | Hydrogen production via alkaline electrolysis (AEC) for 100 MW plant | Technology-specific data | Current Density [A/cm2] | A/cm2 |  | K, U | [8] | ctrl | 2030 | 1
1.1 AEC 100 MW | Hydrogen production via alkaline electrolysis (AEC) for 100 MW plant | Technology-specific data | Current Density [A/cm2] | A/cm2 |  | K, U | [8] | ctrl | 2040 | 1.2
1.1 AEC 100 MW | Hydrogen production via alkaline electrolysis (AEC) for 100 MW plant | Technology-specific data | Current Density [A/cm2] | A/cm2 |  | K, U | [8] | ctrl | 2050 | 1.5
1.1 AEC 100 MW | Hydrogen production via alkaline electrolysis (AEC) for 100 MW plant | Technology-specific data | Degradation rate [%/1000h] | pct./1000h |  | K, U, W | [5], [8] | Lower | 2020 | 0.12459
1.1 AEC 100 MW | Hydrogen production via alkaline electrolysis (AEC) for 100 MW plant | Technology-specific data | Degradation rate [%/1000h] | pct./1000h |  | K, U, W | [5], [8] | Lower | 2050 | 0.11065
1.1 AEC 100 MW | Hydrogen production via alkaline electrolysis (AEC) for 100 MW plant | Technology-specific data | Degradation rate [%/1000h] | pct./1000h |  | K, U, W | [5], [8] | Upper | 2020 | 0.16541
1.1 AEC 100 MW | Hydrogen production via alkaline electrolysis (AEC) for 100 MW plant | Technology-specific data | Degradation rate [%/1000h] | pct./1000h |  | K, U, W | [5], [8] | Upper | 2050 | 0.08935
1.1 AEC 100 MW | Hydrogen production via alkaline electrolysis (AEC) for 100 MW plant | Technology-specific data | Degradation rate [%/1000h] | pct./1000h |  | K, U, W | [5], [8] | crtl | 2025 | 0.13
1.1 AEC 100 MW | Hydrogen production via alkaline electrolysis (AEC) for 100 MW plant | Technology-specific data | Degradation rate [%/1000h] | pct./1000h |  | K, U, W | [5], [8] | ctrl | 2020 | 0.145
1.1 AEC 100 MW | Hydrogen production via alkaline electrolysis (AEC) for 100 MW plant | Technology-specific data | Degradation rate [%/1000h] | pct./1000h |  | K, U, W | [5], [8] | ctrl | 2030 | 0.115
1.1 AEC 100 MW | Hydrogen production via alkaline electrolysis (AEC) for 100 MW plant | Technology-specific data | Degradation rate [%/1000h] | pct./1000h |  | K, U, W | [5], [8] | ctrl | 2040 | 0.11
1.1 AEC 100 MW | Hydrogen production via alkaline electrolysis (AEC) for 100 MW plant | Technology-specific data | Degradation rate [%/1000h] | pct./1000h |  | K, U, W | [5], [8] | ctrl | 2050 | 0.1
1.1 AEC 100 MW | Hydrogen production via alkaline electrolysis (AEC) for 100 MW plant | Technology-specific data | Electrolyser Unit [m2/MW] | m2/MW |  | X |  | Lower | 2020 | 37.5
1.1 AEC 100 MW | Hydrogen production via alkaline electrolysis (AEC) for 100 MW plant | Technology-specific data | Electrolyser Unit [m2/MW] | m2/MW |  | X |  | Lower | 2050 | 12.4468
1.1 AEC 100 MW | Hydrogen production via alkaline electrolysis (AEC) for 100 MW plant | Technology-specific data | Electrolyser Unit [m2/MW] | m2/MW |  | X |  | Upper | 2020 | 18.75
1.1 AEC 100 MW | Hydrogen production via alkaline electrolysis (AEC) for 100 MW plant | Technology-specific data | Electrolyser Unit [m2/MW] | m2/MW |  | X |  | Upper | 2050 | 6.2234
1.1 AEC 100 MW | Hydrogen production via alkaline electrolysis (AEC) for 100 MW plant | Technology-specific data | Electrolyser Unit [m2/MW] | m2/MW |  | X |  | crtl | 2025 | 21.2766
1.1 AEC 100 MW | Hydrogen production via alkaline electrolysis (AEC) for 100 MW plant | Technology-specific data | Electrolyser Unit [m2/MW] | m2/MW |  | X |  | ctrl | 2020 | 25
1.1 AEC 100 MW | Hydrogen production via alkaline electrolysis (AEC) for 100 MW plant | Technology-specific data | Electrolyser Unit [m2/MW] | m2/MW |  | X |  | ctrl | 2030 | 12.5
1.1 AEC 100 MW | Hydrogen production via alkaline electrolysis (AEC) for 100 MW plant | Technology-specific data | Electrolyser Unit [m2/MW] | m2/MW |  | X |  | ctrl | 2040 | 10.3723
1.1 AEC 100 MW | Hydrogen production via alkaline electrolysis (AEC) for 100 MW plant | Technology-specific data | Electrolyser Unit [m2/MW] | m2/MW |  | X |  | ctrl | 2050 | 8.2979
1.1 AEC 100 MW | Hydrogen production via alkaline electrolysis (AEC) for 100 MW plant | Technology-specific data | Plant Footprint [m2/MW input_e] | m2/MWinput_e |  | X, Y |  | Lower | 2020 | 172.8
1.1 AEC 100 MW | Hydrogen production via alkaline electrolysis (AEC) for 100 MW plant | Technology-specific data | Plant Footprint [m2/MW input_e] | m2/MWinput_e |  | X, Y |  | Lower | 2050 | 57.3549
1.1 AEC 100 MW | Hydrogen production via alkaline electrolysis (AEC) for 100 MW plant | Technology-specific data | Plant Footprint [m2/MW input_e] | m2/MWinput_e |  | X, Y |  | Upper | 2020 | 324
1.1 AEC 100 MW | Hydrogen production via alkaline electrolysis (AEC) for 100 MW plant | Technology-specific data | Plant Footprint [m2/MW input_e] | m2/MWinput_e |  | X, Y |  | Upper | 2050 | 107.5404
1.1 AEC 100 MW | Hydrogen production via alkaline electrolysis (AEC) for 100 MW plant | Technology-specific data | Plant Footprint [m2/MW input_e] | m2/MWinput_e |  | X, Y |  | crtl | 2025 | 183.8298
1.1 AEC 100 MW | Hydrogen production via alkaline electrolysis (AEC) for 100 MW plant | Technology-specific data | Plant Footprint [m2/MW input_e] | m2/MWinput_e |  | X, Y |  | ctrl | 2020 | 216
1.1 AEC 100 MW | Hydrogen production via alkaline electrolysis (AEC) for 100 MW plant | Technology-specific data | Plant Footprint [m2/MW input_e] | m2/MWinput_e |  | X, Y |  | ctrl | 2030 | 108
1.1 AEC 100 MW | Hydrogen production via alkaline electrolysis (AEC) for 100 MW plant | Technology-specific data | Plant Footprint [m2/MW input_e] | m2/MWinput_e |  | X, Y |  | ctrl | 2040 | 89.617
1.1 AEC 100 MW | Hydrogen production via alkaline electrolysis (AEC) for 100 MW plant | Technology-specific data | Plant Footprint [m2/MW input_e] | m2/MWinput_e |  | X, Y |  | ctrl | 2050 | 71.6936
1.1 AEC 100 MW | Hydrogen production via alkaline electrolysis (AEC) for 100 MW plant | Technology-specific data | Stack size [MW] | MW |  |  | [3], [10], [12] | Lower | 2020 | 1.5
1.1 AEC 100 MW | Hydrogen production via alkaline electrolysis (AEC) for 100 MW plant | Technology-specific data | Stack size [MW] | MW |  |  | [3], [10], [12] | Lower | 2050 | 10
1.1 AEC 100 MW | Hydrogen production via alkaline electrolysis (AEC) for 100 MW plant | Technology-specific data | Stack size [MW] | MW |  |  | [3], [10], [12] | Upper | 2020 | 2.5
1.1 AEC 100 MW | Hydrogen production via alkaline electrolysis (AEC) for 100 MW plant | Technology-specific data | Stack size [MW] | MW |  |  | [3], [10], [12] | Upper | 2050 | 10
1.1 AEC 100 MW | Hydrogen production via alkaline electrolysis (AEC) for 100 MW plant | Technology-specific data | Stack size [MW] | MW |  |  | [3], [10], [12] | crtl | 2025 | 5
1.1 AEC 100 MW | Hydrogen production via alkaline electrolysis (AEC) for 100 MW plant | Technology-specific data | Stack size [MW] | MW |  |  | [3], [10], [12] | ctrl | 2020 | 2
1.1 AEC 100 MW | Hydrogen production via alkaline electrolysis (AEC) for 100 MW plant | Technology-specific data | Stack size [MW] | MW |  |  | [3], [10], [12] | ctrl | 2030 | 5
1.1 AEC 100 MW | Hydrogen production via alkaline electrolysis (AEC) for 100 MW plant | Technology-specific data | Stack size [MW] | MW |  |  | [3], [10], [12] | ctrl | 2040 | 10
1.1 AEC 100 MW | Hydrogen production via alkaline electrolysis (AEC) for 100 MW plant | Technology-specific data | Stack size [MW] | MW |  |  | [3], [10], [12] | ctrl | 2050 | 10
1.1 AEC 100 MW | Hydrogen production via alkaline electrolysis (AEC) for 100 MW plant | Technology-specific data | Weight of Electrolyser Stack [MW/tons] | MW/tons |  | K, Z |  | Lower | 2020 | 16
1.1 AEC 100 MW | Hydrogen production via alkaline electrolysis (AEC) for 100 MW plant | Technology-specific data | Weight of Electrolyser Stack [MW/tons] | MW/tons |  | K, Z |  | Lower | 2050 | 7.68
1.1 AEC 100 MW | Hydrogen production via alkaline electrolysis (AEC) for 100 MW plant | Technology-specific data | Weight of Electrolyser Stack [MW/tons] | MW/tons |  | K, Z |  | Upper | 2020 | 24
1.1 AEC 100 MW | Hydrogen production via alkaline electrolysis (AEC) for 100 MW plant | Technology-specific data | Weight of Electrolyser Stack [MW/tons] | MW/tons |  | K, Z |  | Upper | 2050 | 9.6
1.1 AEC 100 MW | Hydrogen production via alkaline electrolysis (AEC) for 100 MW plant | Technology-specific data | Weight of Electrolyser Stack [MW/tons] | MW/tons |  | K, Z |  | crtl | 2025 | 18
1.1 AEC 100 MW | Hydrogen production via alkaline electrolysis (AEC) for 100 MW plant | Technology-specific data | Weight of Electrolyser Stack [MW/tons] | MW/tons |  | K, Z |  | ctrl | 2020 | 24
1.1 AEC 100 MW | Hydrogen production via alkaline electrolysis (AEC) for 100 MW plant | Technology-specific data | Weight of Electrolyser Stack [MW/tons] | MW/tons |  | K, Z |  | ctrl | 2030 | 14.4
1.1 AEC 100 MW | Hydrogen production via alkaline electrolysis (AEC) for 100 MW plant | Technology-specific data | Weight of Electrolyser Stack [MW/tons] | MW/tons |  | K, Z |  | ctrl | 2040 | 12
1.1 AEC 100 MW | Hydrogen production via alkaline electrolysis (AEC) for 100 MW plant | Technology-specific data | Weight of Electrolyser Stack [MW/tons] | MW/tons |  | K, Z |  | ctrl | 2050 | 9.6
1.1 AEC 1 GW | Hydrogen production via alkaline electrolysis (AEC) for 1 GW plant | Energy/technical data | - hereof recoverable for district heating [%-points of heat loss] | pct.-pointsofheatloss |  | J |  | Lower | 2020 | 24.0789
1.1 AEC 1 GW | Hydrogen production via alkaline electrolysis (AEC) for 1 GW plant | Energy/technical data | - hereof recoverable for district heating [%-points of heat loss] | pct.-pointsofheatloss |  | J |  | Lower | 2050 | 10.9857
1.1 AEC 1 GW | Hydrogen production via alkaline electrolysis (AEC) for 1 GW plant | Energy/technical data | - hereof recoverable for district heating [%-points of heat loss] | pct.-pointsofheatloss |  | J |  | Upper | 2020 | 30.8307
1.1 AEC 1 GW | Hydrogen production via alkaline electrolysis (AEC) for 1 GW plant | Energy/technical data | - hereof recoverable for district heating [%-points of heat loss] | pct.-pointsofheatloss |  | J |  | Upper | 2050 | 14.8008
1.1 AEC 1 GW | Hydrogen production via alkaline electrolysis (AEC) for 1 GW plant | Energy/technical data | - hereof recoverable for district heating [%-points of heat loss] | pct.-pointsofheatloss |  | J |  | ctrl | 2020 | 27.6187
1.1 AEC 1 GW | Hydrogen production via alkaline electrolysis (AEC) for 1 GW plant | Energy/technical data | - hereof recoverable for district heating [%-points of heat loss] | pct.-pointsofheatloss |  | J |  | ctrl | 2025 | 26.4024
1.1 AEC 1 GW | Hydrogen production via alkaline electrolysis (AEC) for 1 GW plant | Energy/technical data | - hereof recoverable for district heating [%-points of heat loss] | pct.-pointsofheatloss |  | J |  | ctrl | 2030 | 22.2831
1.1 AEC 1 GW | Hydrogen production via alkaline electrolysis (AEC) for 1 GW plant | Energy/technical data | - hereof recoverable for district heating [%-points of heat loss] | pct.-pointsofheatloss |  | J |  | ctrl | 2040 | 18.4903
1.1 AEC 1 GW | Hydrogen production via alkaline electrolysis (AEC) for 1 GW plant | Energy/technical data | - hereof recoverable for district heating [%-points of heat loss] | pct.-pointsofheatloss |  | J |  | ctrl | 2050 | 12.9365
1.1 AEC 1 GW | Hydrogen production via alkaline electrolysis (AEC) for 1 GW plant | Energy/technical data | - hereof unrecoverable heat loss [%-points of heat loss] | pct.-pointsofheatloss |  | I |  | Lower | 2020 | 3
1.1 AEC 1 GW | Hydrogen production via alkaline electrolysis (AEC) for 1 GW plant | Energy/technical data | - hereof unrecoverable heat loss [%-points of heat loss] | pct.-pointsofheatloss |  | I |  | Lower | 2050 | 3
1.1 AEC 1 GW | Hydrogen production via alkaline electrolysis (AEC) for 1 GW plant | Energy/technical data | - hereof unrecoverable heat loss [%-points of heat loss] | pct.-pointsofheatloss |  | I |  | Upper | 2020 | 3
1.1 AEC 1 GW | Hydrogen production via alkaline electrolysis (AEC) for 1 GW plant | Energy/technical data | - hereof unrecoverable heat loss [%-points of heat loss] | pct.-pointsofheatloss |  | I |  | Upper | 2050 | 3
1.1 AEC 1 GW | Hydrogen production via alkaline electrolysis (AEC) for 1 GW plant | Energy/technical data | - hereof unrecoverable heat loss [%-points of heat loss] | pct.-pointsofheatloss |  | I |  | ctrl | 2020 | 3
1.1 AEC 1 GW | Hydrogen production via alkaline electrolysis (AEC) for 1 GW plant | Energy/technical data | - hereof unrecoverable heat loss [%-points of heat loss] | pct.-pointsofheatloss |  | I |  | ctrl | 2025 | 3
1.1 AEC 1 GW | Hydrogen production via alkaline electrolysis (AEC) for 1 GW plant | Energy/technical data | - hereof unrecoverable heat loss [%-points of heat loss] | pct.-pointsofheatloss |  | I |  | ctrl | 2030 | 3
1.1 AEC 1 GW | Hydrogen production via alkaline electrolysis (AEC) for 1 GW plant | Energy/technical data | - hereof unrecoverable heat loss [%-points of heat loss] | pct.-pointsofheatloss |  | I |  | ctrl | 2040 | 3
1.1 AEC 1 GW | Hydrogen production via alkaline electrolysis (AEC) for 1 GW plant | Energy/technical data | - hereof unrecoverable heat loss [%-points of heat loss] | pct.-pointsofheatloss |  | I |  | ctrl | 2050 | 3
1.1 AEC 1 GW | Hydrogen production via alkaline electrolysis (AEC) for 1 GW plant | Energy/technical data | Construction time [years] | years |  | M |  | Lower | 2020 | 3
1.1 AEC 1 GW | Hydrogen production via alkaline electrolysis (AEC) for 1 GW plant | Energy/technical data | Construction time [years] | years |  | M |  | Lower | 2050 | 3
1.1 AEC 1 GW | Hydrogen production via alkaline electrolysis (AEC) for 1 GW plant | Energy/technical data | Construction time [years] | years |  | M |  | Upper | 2020 | >3,0
1.1 AEC 1 GW | Hydrogen production via alkaline electrolysis (AEC) for 1 GW plant | Energy/technical data | Construction time [years] | years |  | M |  | Upper | 2050 | >3,0
1.1 AEC 1 GW | Hydrogen production via alkaline electrolysis (AEC) for 1 GW plant | Energy/technical data | Construction time [years] | years |  | M |  | ctrl | 2020 | 3
1.1 AEC 1 GW | Hydrogen production via alkaline electrolysis (AEC) for 1 GW plant | Energy/technical data | Construction time [years] | years |  | M |  | ctrl | 2025 | 3
1.1 AEC 1 GW | Hydrogen production via alkaline electrolysis (AEC) for 1 GW plant | Energy/technical data | Construction time [years] | years |  | M |  | ctrl | 2030 | 3
1.1 AEC 1 GW | Hydrogen production via alkaline electrolysis (AEC) for 1 GW plant | Energy/technical data | Construction time [years] | years |  | M |  | ctrl | 2040 | 3
1.1 AEC 1 GW | Hydrogen production via alkaline electrolysis (AEC) for 1 GW plant | Energy/technical data | Construction time [years] | years |  | M |  | ctrl | 2050 | 3
1.1 AEC 1 GW | Hydrogen production via alkaline electrolysis (AEC) for 1 GW plant | Energy/technical data | Electricity (% total input [MWh/MWh]) | MWh/MWh |  |  |  | Lower | 2020 | 100
1.1 AEC 1 GW | Hydrogen production via alkaline electrolysis (AEC) for 1 GW plant | Energy/technical data | Electricity (% total input [MWh/MWh]) | MWh/MWh |  |  |  | Lower | 2050 | 100
1.1 AEC 1 GW | Hydrogen production via alkaline electrolysis (AEC) for 1 GW plant | Energy/technical data | Electricity (% total input [MWh/MWh]) | MWh/MWh |  |  |  | Upper | 2020 | 100
1.1 AEC 1 GW | Hydrogen production via alkaline electrolysis (AEC) for 1 GW plant | Energy/technical data | Electricity (% total input [MWh/MWh]) | MWh/MWh |  |  |  | Upper | 2050 | 100
1.1 AEC 1 GW | Hydrogen production via alkaline electrolysis (AEC) for 1 GW plant | Energy/technical data | Electricity (% total input [MWh/MWh]) | MWh/MWh |  |  |  | ctrl | 2020 | 100
1.1 AEC 1 GW | Hydrogen production via alkaline electrolysis (AEC) for 1 GW plant | Energy/technical data | Electricity (% total input [MWh/MWh]) | MWh/MWh |  |  |  | ctrl | 2025 | 100
1.1 AEC 1 GW | Hydrogen production via alkaline electrolysis (AEC) for 1 GW plant | Energy/technical data | Electricity (% total input [MWh/MWh]) | MWh/MWh |  |  |  | ctrl | 2030 | 100
1.1 AEC 1 GW | Hydrogen production via alkaline electrolysis (AEC) for 1 GW plant | Energy/technical data | Electricity (% total input [MWh/MWh]) | MWh/MWh |  |  |  | ctrl | 2040 | 100
1.1 AEC 1 GW | Hydrogen production via alkaline electrolysis (AEC) for 1 GW plant | Energy/technical data | Electricity (% total input [MWh/MWh]) | MWh/MWh |  |  |  | ctrl | 2050 | 100
1.1 AEC 1 GW | Hydrogen production via alkaline electrolysis (AEC) for 1 GW plant | Energy/technical data | Electricity consumption [stack level, kWh/kgH2] | stacklevel,kWh/kgH2 |  | C, D | [1], [2], [3], [4] | Lower | 2020 | 49.801
1.1 AEC 1 GW | Hydrogen production via alkaline electrolysis (AEC) for 1 GW plant | Energy/technical data | Electricity consumption [stack level, kWh/kgH2] | stacklevel,kWh/kgH2 |  | C, D | [1], [2], [3], [4] | Lower | 2050 | 42.2202
1.1 AEC 1 GW | Hydrogen production via alkaline electrolysis (AEC) for 1 GW plant | Energy/technical data | Electricity consumption [stack level, kWh/kgH2] | stacklevel,kWh/kgH2 |  | C, D | [1], [2], [3], [4] | Upper | 2020 | 54.8826
1.1 AEC 1 GW | Hydrogen production via alkaline electrolysis (AEC) for 1 GW plant | Energy/technical data | Electricity consumption [stack level, kWh/kgH2] | stacklevel,kWh/kgH2 |  | C, D | [1], [2], [3], [4] | Upper | 2050 | 44.1798
1.1 AEC 1 GW | Hydrogen production via alkaline electrolysis (AEC) for 1 GW plant | Energy/technical data | Electricity consumption [stack level, kWh/kgH2] | stacklevel,kWh/kgH2 |  | C, D | [1], [2], [3], [4] | ctrl | 2020 | 52.3418
1.1 AEC 1 GW | Hydrogen production via alkaline electrolysis (AEC) for 1 GW plant | Energy/technical data | Electricity consumption [stack level, kWh/kgH2] | stacklevel,kWh/kgH2 |  | C, D | [1], [2], [3], [4] | ctrl | 2025 | 51.44
1.1 AEC 1 GW | Hydrogen production via alkaline electrolysis (AEC) for 1 GW plant | Energy/technical data | Electricity consumption [stack level, kWh/kgH2] | stacklevel,kWh/kgH2 |  | C, D | [1], [2], [3], [4] | ctrl | 2030 | 48.6041
1.1 AEC 1 GW | Hydrogen production via alkaline electrolysis (AEC) for 1 GW plant | Energy/technical data | Electricity consumption [stack level, kWh/kgH2] | stacklevel,kWh/kgH2 |  | C, D | [1], [2], [3], [4] | ctrl | 2040 | 46.256
1.1 AEC 1 GW | Hydrogen production via alkaline electrolysis (AEC) for 1 GW plant | Energy/technical data | Electricity consumption [stack level, kWh/kgH2] | stacklevel,kWh/kgH2 |  | C, D | [1], [2], [3], [4] | ctrl | 2050 | 43.2
1.1 AEC 1 GW | Hydrogen production via alkaline electrolysis (AEC) for 1 GW plant | Energy/technical data | Electricity consumption [stack+BOP level, kWh/kgH2] | stack+BOPlevel,kWh/kgH2 |  | E | [1], [2], [3], [4] | Lower | 2020 | 54.885
1.1 AEC 1 GW | Hydrogen production via alkaline electrolysis (AEC) for 1 GW plant | Energy/technical data | Electricity consumption [stack+BOP level, kWh/kgH2] | stack+BOPlevel,kWh/kgH2 |  | E | [1], [2], [3], [4] | Lower | 2050 | 46.5303
1.1 AEC 1 GW | Hydrogen production via alkaline electrolysis (AEC) for 1 GW plant | Energy/technical data | Electricity consumption [stack+BOP level, kWh/kgH2] | stack+BOPlevel,kWh/kgH2 |  | E | [1], [2], [3], [4] | Upper | 2020 | 60.4853
1.1 AEC 1 GW | Hydrogen production via alkaline electrolysis (AEC) for 1 GW plant | Energy/technical data | Electricity consumption [stack+BOP level, kWh/kgH2] | stack+BOPlevel,kWh/kgH2 |  | E | [1], [2], [3], [4] | Upper | 2050 | 48.6899
1.1 AEC 1 GW | Hydrogen production via alkaline electrolysis (AEC) for 1 GW plant | Energy/technical data | Electricity consumption [stack+BOP level, kWh/kgH2] | stack+BOPlevel,kWh/kgH2 |  | E | [1], [2], [3], [4] | ctrl | 2020 | 57.6851
1.1 AEC 1 GW | Hydrogen production via alkaline electrolysis (AEC) for 1 GW plant | Energy/technical data | Electricity consumption [stack+BOP level, kWh/kgH2] | stack+BOPlevel,kWh/kgH2 |  | E | [1], [2], [3], [4] | ctrl | 2025 | 56.6913
1.1 AEC 1 GW | Hydrogen production via alkaline electrolysis (AEC) for 1 GW plant | Energy/technical data | Electricity consumption [stack+BOP level, kWh/kgH2] | stack+BOPlevel,kWh/kgH2 |  | E | [1], [2], [3], [4] | ctrl | 2030 | 53.5658
1.1 AEC 1 GW | Hydrogen production via alkaline electrolysis (AEC) for 1 GW plant | Energy/technical data | Electricity consumption [stack+BOP level, kWh/kgH2] | stack+BOPlevel,kWh/kgH2 |  | E | [1], [2], [3], [4] | ctrl | 2040 | 50.9781
1.1 AEC 1 GW | Hydrogen production via alkaline electrolysis (AEC) for 1 GW plant | Energy/technical data | Electricity consumption [stack+BOP level, kWh/kgH2] | stack+BOPlevel,kWh/kgH2 |  | E | [1], [2], [3], [4] | ctrl | 2050 | 47.6101
1.1 AEC 1 GW | Hydrogen production via alkaline electrolysis (AEC) for 1 GW plant | Energy/technical data | Forced outage [%] | pct. |  | K |  | Lower | 2020 | 3
1.1 AEC 1 GW | Hydrogen production via alkaline electrolysis (AEC) for 1 GW plant | Energy/technical data | Forced outage [%] | pct. |  | K |  | Lower | 2050 | 3
1.1 AEC 1 GW | Hydrogen production via alkaline electrolysis (AEC) for 1 GW plant | Energy/technical data | Forced outage [%] | pct. |  | K |  | Upper | 2020 | 3
1.1 AEC 1 GW | Hydrogen production via alkaline electrolysis (AEC) for 1 GW plant | Energy/technical data | Forced outage [%] | pct. |  | K |  | Upper | 2050 | 3
1.1 AEC 1 GW | Hydrogen production via alkaline electrolysis (AEC) for 1 GW plant | Energy/technical data | Forced outage [%] | pct. |  | K |  | ctrl | 2020 | 3
1.1 AEC 1 GW | Hydrogen production via alkaline electrolysis (AEC) for 1 GW plant | Energy/technical data | Forced outage [%] | pct. |  | K |  | ctrl | 2025 | 3
1.1 AEC 1 GW | Hydrogen production via alkaline electrolysis (AEC) for 1 GW plant | Energy/technical data | Forced outage [%] | pct. |  | K |  | ctrl | 2030 | 3
1.1 AEC 1 GW | Hydrogen production via alkaline electrolysis (AEC) for 1 GW plant | Energy/technical data | Forced outage [%] | pct. |  | K |  | ctrl | 2040 | 3
1.1 AEC 1 GW | Hydrogen production via alkaline electrolysis (AEC) for 1 GW plant | Energy/technical data | Forced outage [%] | pct. |  | K |  | ctrl | 2050 | 3
1.1 AEC 1 GW | Hydrogen production via alkaline electrolysis (AEC) for 1 GW plant | Energy/technical data | Frequency of stack replacement [h] | h |  | C, D, L | [1], [2], [3], [4], [5] | Lower | 2020 | 61500
1.1 AEC 1 GW | Hydrogen production via alkaline electrolysis (AEC) for 1 GW plant | Energy/technical data | Frequency of stack replacement [h] | h |  | C, D, L | [1], [2], [3], [4], [5] | Lower | 2050 | 83000
1.1 AEC 1 GW | Hydrogen production via alkaline electrolysis (AEC) for 1 GW plant | Energy/technical data | Frequency of stack replacement [h] | h |  | C, D, L | [1], [2], [3], [4], [5] | Upper | 2020 | 78500
1.1 AEC 1 GW | Hydrogen production via alkaline electrolysis (AEC) for 1 GW plant | Energy/technical data | Frequency of stack replacement [h] | h |  | C, D, L | [1], [2], [3], [4], [5] | Upper | 2050 | 120000
1.1 AEC 1 GW | Hydrogen production via alkaline electrolysis (AEC) for 1 GW plant | Energy/technical data | Frequency of stack replacement [h] | h |  | C, D, L | [1], [2], [3], [4], [5] | ctrl | 2020 | 70000
1.1 AEC 1 GW | Hydrogen production via alkaline electrolysis (AEC) for 1 GW plant | Energy/technical data | Frequency of stack replacement [h] | h |  | C, D, L | [1], [2], [3], [4], [5] | ctrl | 2025 | 80000
1.1 AEC 1 GW | Hydrogen production via alkaline electrolysis (AEC) for 1 GW plant | Energy/technical data | Frequency of stack replacement [h] | h |  | C, D, L | [1], [2], [3], [4], [5] | ctrl | 2030 | 92500
1.1 AEC 1 GW | Hydrogen production via alkaline electrolysis (AEC) for 1 GW plant | Energy/technical data | Frequency of stack replacement [h] | h |  | C, D, L | [1], [2], [3], [4], [5] | ctrl | 2040 | 94500
1.1 AEC 1 GW | Hydrogen production via alkaline electrolysis (AEC) for 1 GW plant | Energy/technical data | Frequency of stack replacement [h] | h |  | C, D, L | [1], [2], [3], [4], [5] | ctrl | 2050 | 101500
1.1 AEC 1 GW | Hydrogen production via alkaline electrolysis (AEC) for 1 GW plant | Energy/technical data | Heat loss (% total input_e [MWh/MWh]) | MWh/MWh |  |  |  | Lower | 2020 | 27.0789
1.1 AEC 1 GW | Hydrogen production via alkaline electrolysis (AEC) for 1 GW plant | Energy/technical data | Heat loss (% total input_e [MWh/MWh]) | MWh/MWh |  |  |  | Lower | 2050 | 13.9857
1.1 AEC 1 GW | Hydrogen production via alkaline electrolysis (AEC) for 1 GW plant | Energy/technical data | Heat loss (% total input_e [MWh/MWh]) | MWh/MWh |  |  |  | Upper | 2020 | 33.8307
1.1 AEC 1 GW | Hydrogen production via alkaline electrolysis (AEC) for 1 GW plant | Energy/technical data | Heat loss (% total input_e [MWh/MWh]) | MWh/MWh |  |  |  | Upper | 2050 | 17.8008
1.1 AEC 1 GW | Hydrogen production via alkaline electrolysis (AEC) for 1 GW plant | Energy/technical data | Heat loss (% total input_e [MWh/MWh]) | MWh/MWh |  |  |  | ctrl | 2020 | 30.6187
1.1 AEC 1 GW | Hydrogen production via alkaline electrolysis (AEC) for 1 GW plant | Energy/technical data | Heat loss (% total input_e [MWh/MWh]) | MWh/MWh |  |  |  | ctrl | 2025 | 29.4024
1.1 AEC 1 GW | Hydrogen production via alkaline electrolysis (AEC) for 1 GW plant | Energy/technical data | Heat loss (% total input_e [MWh/MWh]) | MWh/MWh |  |  |  | ctrl | 2030 | 25.2831
1.1 AEC 1 GW | Hydrogen production via alkaline electrolysis (AEC) for 1 GW plant | Energy/technical data | Heat loss (% total input_e [MWh/MWh]) | MWh/MWh |  |  |  | ctrl | 2040 | 21.4903
1.1 AEC 1 GW | Hydrogen production via alkaline electrolysis (AEC) for 1 GW plant | Energy/technical data | Heat loss (% total input_e [MWh/MWh]) | MWh/MWh |  |  |  | ctrl | 2050 | 15.9365
1.1 AEC 1 GW | Hydrogen production via alkaline electrolysis (AEC) for 1 GW plant | Energy/technical data | Hydrogen Output (% total input_e [MWh/MWh]) | MWh/MWh |  | F |  | Lower | 2020 | 60.6724
1.1 AEC 1 GW | Hydrogen production via alkaline electrolysis (AEC) for 1 GW plant | Energy/technical data | Hydrogen Output (% total input_e [MWh/MWh]) | MWh/MWh |  | F |  | Lower | 2050 | 71.5663
1.1 AEC 1 GW | Hydrogen production via alkaline electrolysis (AEC) for 1 GW plant | Energy/technical data | Hydrogen Output (% total input_e [MWh/MWh]) | MWh/MWh |  | F |  | Upper | 2020 | 55.0547
1.1 AEC 1 GW | Hydrogen production via alkaline electrolysis (AEC) for 1 GW plant | Energy/technical data | Hydrogen Output (% total input_e [MWh/MWh]) | MWh/MWh |  | F |  | Upper | 2050 | 68.392
1.1 AEC 1 GW | Hydrogen production via alkaline electrolysis (AEC) for 1 GW plant | Energy/technical data | Hydrogen Output (% total input_e [MWh/MWh]) | MWh/MWh |  | F |  | ctrl | 2020 | 57.7272
1.1 AEC 1 GW | Hydrogen production via alkaline electrolysis (AEC) for 1 GW plant | Energy/technical data | Hydrogen Output (% total input_e [MWh/MWh]) | MWh/MWh |  | F |  | ctrl | 2025 | 58.7392
1.1 AEC 1 GW | Hydrogen production via alkaline electrolysis (AEC) for 1 GW plant | Energy/technical data | Hydrogen Output (% total input_e [MWh/MWh]) | MWh/MWh |  | F |  | ctrl | 2030 | 62.1665
1.1 AEC 1 GW | Hydrogen production via alkaline electrolysis (AEC) for 1 GW plant | Energy/technical data | Hydrogen Output (% total input_e [MWh/MWh]) | MWh/MWh |  | F |  | ctrl | 2040 | 65.3222
1.1 AEC 1 GW | Hydrogen production via alkaline electrolysis (AEC) for 1 GW plant | Energy/technical data | Hydrogen Output (% total input_e [MWh/MWh]) | MWh/MWh |  | F |  | ctrl | 2050 | 69.9431
1.1 AEC 1 GW | Hydrogen production via alkaline electrolysis (AEC) for 1 GW plant | Energy/technical data | Hydrogen [kg/MWh input_e] | kg/MWhinput_e |  |  |  | Lower | 2020 | 20.0799
1.1 AEC 1 GW | Hydrogen production via alkaline electrolysis (AEC) for 1 GW plant | Energy/technical data | Hydrogen [kg/MWh input_e] | kg/MWhinput_e |  |  |  | Lower | 2050 | 23.6853
1.1 AEC 1 GW | Hydrogen production via alkaline electrolysis (AEC) for 1 GW plant | Energy/technical data | Hydrogen [kg/MWh input_e] | kg/MWhinput_e |  |  |  | Upper | 2020 | 18.2207
1.1 AEC 1 GW | Hydrogen production via alkaline electrolysis (AEC) for 1 GW plant | Energy/technical data | Hydrogen [kg/MWh input_e] | kg/MWhinput_e |  |  |  | Upper | 2050 | 22.6348
1.1 AEC 1 GW | Hydrogen production via alkaline electrolysis (AEC) for 1 GW plant | Energy/technical data | Hydrogen [kg/MWh input_e] | kg/MWhinput_e |  |  |  | ctrl | 2020 | 19.1052
1.1 AEC 1 GW | Hydrogen production via alkaline electrolysis (AEC) for 1 GW plant | Energy/technical data | Hydrogen [kg/MWh input_e] | kg/MWhinput_e |  |  |  | ctrl | 2025 | 19.4401
1.1 AEC 1 GW | Hydrogen production via alkaline electrolysis (AEC) for 1 GW plant | Energy/technical data | Hydrogen [kg/MWh input_e] | kg/MWhinput_e |  |  |  | ctrl | 2030 | 20.5744
1.1 AEC 1 GW | Hydrogen production via alkaline electrolysis (AEC) for 1 GW plant | Energy/technical data | Hydrogen [kg/MWh input_e] | kg/MWhinput_e |  |  |  | ctrl | 2040 | 21.6188
1.1 AEC 1 GW | Hydrogen production via alkaline electrolysis (AEC) for 1 GW plant | Energy/technical data | Hydrogen [kg/MWh input_e] | kg/MWhinput_e |  |  |  | ctrl | 2050 | 23.1481
1.1 AEC 1 GW | Hydrogen production via alkaline electrolysis (AEC) for 1 GW plant | Energy/technical data | Planned outage [days per year] | days/year |  | K |  | Lower | 2020 | 11
1.1 AEC 1 GW | Hydrogen production via alkaline electrolysis (AEC) for 1 GW plant | Energy/technical data | Planned outage [days per year] | days/year |  | K |  | Lower | 2050 | 11
1.1 AEC 1 GW | Hydrogen production via alkaline electrolysis (AEC) for 1 GW plant | Energy/technical data | Planned outage [days per year] | days/year |  | K |  | Upper | 2020 | 11
1.1 AEC 1 GW | Hydrogen production via alkaline electrolysis (AEC) for 1 GW plant | Energy/technical data | Planned outage [days per year] | days/year |  | K |  | Upper | 2050 | 11
1.1 AEC 1 GW | Hydrogen production via alkaline electrolysis (AEC) for 1 GW plant | Energy/technical data | Planned outage [days per year] | days/year |  | K |  | ctrl | 2020 | 11
1.1 AEC 1 GW | Hydrogen production via alkaline electrolysis (AEC) for 1 GW plant | Energy/technical data | Planned outage [days per year] | days/year |  | K |  | ctrl | 2025 | 11
1.1 AEC 1 GW | Hydrogen production via alkaline electrolysis (AEC) for 1 GW plant | Energy/technical data | Planned outage [days per year] | days/year |  | K |  | ctrl | 2030 | 11
1.1 AEC 1 GW | Hydrogen production via alkaline electrolysis (AEC) for 1 GW plant | Energy/technical data | Planned outage [days per year] | days/year |  | K |  | ctrl | 2040 | 11
1.1 AEC 1 GW | Hydrogen production via alkaline electrolysis (AEC) for 1 GW plant | Energy/technical data | Planned outage [days per year] | days/year |  | K |  | ctrl | 2050 | 11
1.1 AEC 1 GW | Hydrogen production via alkaline electrolysis (AEC) for 1 GW plant | Energy/technical data | Technical lifetime [years] | years |  | K |  | Lower | 2020 | 20
1.1 AEC 1 GW | Hydrogen production via alkaline electrolysis (AEC) for 1 GW plant | Energy/technical data | Technical lifetime [years] | years |  | K |  | Lower | 2050 | 20
1.1 AEC 1 GW | Hydrogen production via alkaline electrolysis (AEC) for 1 GW plant | Energy/technical data | Technical lifetime [years] | years |  | K |  | Upper | 2020 | 30
1.1 AEC 1 GW | Hydrogen production via alkaline electrolysis (AEC) for 1 GW plant | Energy/technical data | Technical lifetime [years] | years |  | K |  | Upper | 2050 | 30
1.1 AEC 1 GW | Hydrogen production via alkaline electrolysis (AEC) for 1 GW plant | Energy/technical data | Technical lifetime [years] | years |  | K |  | ctrl | 2020 | 25
1.1 AEC 1 GW | Hydrogen production via alkaline electrolysis (AEC) for 1 GW plant | Energy/technical data | Technical lifetime [years] | years |  | K |  | ctrl | 2025 | 25
1.1 AEC 1 GW | Hydrogen production via alkaline electrolysis (AEC) for 1 GW plant | Energy/technical data | Technical lifetime [years] | years |  | K |  | ctrl | 2030 | 25
1.1 AEC 1 GW | Hydrogen production via alkaline electrolysis (AEC) for 1 GW plant | Energy/technical data | Technical lifetime [years] | years |  | K |  | ctrl | 2040 | 25
1.1 AEC 1 GW | Hydrogen production via alkaline electrolysis (AEC) for 1 GW plant | Energy/technical data | Technical lifetime [years] | years |  | K |  | ctrl | 2050 | 25
1.1 AEC 1 GW | Hydrogen production via alkaline electrolysis (AEC) for 1 GW plant | Energy/technical data | Typical total plant size [MW input_e] | MWinput_e |  |  |  | Lower | 2020 | 1000
1.1 AEC 1 GW | Hydrogen production via alkaline electrolysis (AEC) for 1 GW plant | Energy/technical data | Typical total plant size [MW input_e] | MWinput_e |  |  |  | Lower | 2050 | 1000
1.1 AEC 1 GW | Hydrogen production via alkaline electrolysis (AEC) for 1 GW plant | Energy/technical data | Typical total plant size [MW input_e] | MWinput_e |  |  |  | Upper | 2020 | 1000
1.1 AEC 1 GW | Hydrogen production via alkaline electrolysis (AEC) for 1 GW plant | Energy/technical data | Typical total plant size [MW input_e] | MWinput_e |  |  |  | Upper | 2050 | 1000
1.1 AEC 1 GW | Hydrogen production via alkaline electrolysis (AEC) for 1 GW plant | Energy/technical data | Typical total plant size [MW input_e] | MWinput_e |  |  |  | ctrl | 2020 | 1000
1.1 AEC 1 GW | Hydrogen production via alkaline electrolysis (AEC) for 1 GW plant | Energy/technical data | Typical total plant size [MW input_e] | MWinput_e |  |  |  | ctrl | 2025 | 1000
1.1 AEC 1 GW | Hydrogen production via alkaline electrolysis (AEC) for 1 GW plant | Energy/technical data | Typical total plant size [MW input_e] | MWinput_e |  |  |  | ctrl | 2030 | 1000
1.1 AEC 1 GW | Hydrogen production via alkaline electrolysis (AEC) for 1 GW plant | Energy/technical data | Typical total plant size [MW input_e] | MWinput_e |  |  |  | ctrl | 2040 | 1000
1.1 AEC 1 GW | Hydrogen production via alkaline electrolysis (AEC) for 1 GW plant | Energy/technical data | Typical total plant size [MW input_e] | MWinput_e |  |  |  | ctrl | 2050 | 1000
1.1 AEC 1 GW | Hydrogen production via alkaline electrolysis (AEC) for 1 GW plant | Energy/technical data | Typical total plant size [kgH2/day of max output] | kgH2/dayofmaxoutput |  | A, B |  | Lower | 2020 | 481918.2971
1.1 AEC 1 GW | Hydrogen production via alkaline electrolysis (AEC) for 1 GW plant | Energy/technical data | Typical total plant size [kgH2/day of max output] | kgH2/dayofmaxoutput |  | A, B |  | Lower | 2050 | 568448.2231
1.1 AEC 1 GW | Hydrogen production via alkaline electrolysis (AEC) for 1 GW plant | Energy/technical data | Typical total plant size [kgH2/day of max output] | kgH2/dayofmaxoutput |  | A, B |  | Upper | 2020 | 437297.1178
1.1 AEC 1 GW | Hydrogen production via alkaline electrolysis (AEC) for 1 GW plant | Energy/technical data | Typical total plant size [kgH2/day of max output] | kgH2/dayofmaxoutput |  | A, B |  | Upper | 2050 | 543234.7414
1.1 AEC 1 GW | Hydrogen production via alkaline electrolysis (AEC) for 1 GW plant | Energy/technical data | Typical total plant size [kgH2/day of max output] | kgH2/dayofmaxoutput |  | A, B |  | ctrl | 2020 | 458524.6916
1.1 AEC 1 GW | Hydrogen production via alkaline electrolysis (AEC) for 1 GW plant | Energy/technical data | Typical total plant size [kgH2/day of max output] | kgH2/dayofmaxoutput |  | A, B |  | ctrl | 2025 | 466562.986
1.1 AEC 1 GW | Hydrogen production via alkaline electrolysis (AEC) for 1 GW plant | Energy/technical data | Typical total plant size [kgH2/day of max output] | kgH2/dayofmaxoutput |  | A, B |  | ctrl | 2030 | 493785.9955
1.1 AEC 1 GW | Hydrogen production via alkaline electrolysis (AEC) for 1 GW plant | Energy/technical data | Typical total plant size [kgH2/day of max output] | kgH2/dayofmaxoutput |  | A, B |  | ctrl | 2040 | 518851.6084
1.1 AEC 1 GW | Hydrogen production via alkaline electrolysis (AEC) for 1 GW plant | Energy/technical data | Typical total plant size [kgH2/day of max output] | kgH2/dayofmaxoutput |  | A, B |  | ctrl | 2050 | 555555.5556
1.1 AEC 1 GW | Hydrogen production via alkaline electrolysis (AEC) for 1 GW plant | Energy/technical data | Ultrapure Water for electrolysis [kg/MWh input_e] | kg/MWhinput_e |  |  |  | Lower | 2020 | 180.7194
1.1 AEC 1 GW | Hydrogen production via alkaline electrolysis (AEC) for 1 GW plant | Energy/technical data | Ultrapure Water for electrolysis [kg/MWh input_e] | kg/MWhinput_e |  |  |  | Lower | 2050 | 213.1681
1.1 AEC 1 GW | Hydrogen production via alkaline electrolysis (AEC) for 1 GW plant | Energy/technical data | Ultrapure Water for electrolysis [kg/MWh input_e] | kg/MWhinput_e |  |  |  | Upper | 2020 | 163.9864
1.1 AEC 1 GW | Hydrogen production via alkaline electrolysis (AEC) for 1 GW plant | Energy/technical data | Ultrapure Water for electrolysis [kg/MWh input_e] | kg/MWhinput_e |  |  |  | Upper | 2050 | 203.713
1.1 AEC 1 GW | Hydrogen production via alkaline electrolysis (AEC) for 1 GW plant | Energy/technical data | Ultrapure Water for electrolysis [kg/MWh input_e] | kg/MWhinput_e |  |  |  | ctrl | 2020 | 171.9468
1.1 AEC 1 GW | Hydrogen production via alkaline electrolysis (AEC) for 1 GW plant | Energy/technical data | Ultrapure Water for electrolysis [kg/MWh input_e] | kg/MWhinput_e |  |  |  | ctrl | 2025 | 174.9611
1.1 AEC 1 GW | Hydrogen production via alkaline electrolysis (AEC) for 1 GW plant | Energy/technical data | Ultrapure Water for electrolysis [kg/MWh input_e] | kg/MWhinput_e |  |  |  | ctrl | 2030 | 185.1697
1.1 AEC 1 GW | Hydrogen production via alkaline electrolysis (AEC) for 1 GW plant | Energy/technical data | Ultrapure Water for electrolysis [kg/MWh input_e] | kg/MWhinput_e |  |  |  | ctrl | 2040 | 194.5694
1.1 AEC 1 GW | Hydrogen production via alkaline electrolysis (AEC) for 1 GW plant | Energy/technical data | Ultrapure Water for electrolysis [kg/MWh input_e] | kg/MWhinput_e |  |  |  | ctrl | 2050 | 208.3333
1.1 AEC 1 GW | Hydrogen production via alkaline electrolysis (AEC) for 1 GW plant | Energy/technical data | ΔE from HHV to LHV (% total input_e [MWh/MWh]) | MWh/MWh |  | G, H |  | Lower | 2020 | 12.2488
1.1 AEC 1 GW | Hydrogen production via alkaline electrolysis (AEC) for 1 GW plant | Energy/technical data | ΔE from HHV to LHV (% total input_e [MWh/MWh]) | MWh/MWh |  | G, H |  | Lower | 2050 | 14.4481
1.1 AEC 1 GW | Hydrogen production via alkaline electrolysis (AEC) for 1 GW plant | Energy/technical data | ΔE from HHV to LHV (% total input_e [MWh/MWh]) | MWh/MWh |  | G, H |  | Upper | 2020 | 11.1146
1.1 AEC 1 GW | Hydrogen production via alkaline electrolysis (AEC) for 1 GW plant | Energy/technical data | ΔE from HHV to LHV (% total input_e [MWh/MWh]) | MWh/MWh |  | G, H |  | Upper | 2050 | 13.8072
1.1 AEC 1 GW | Hydrogen production via alkaline electrolysis (AEC) for 1 GW plant | Energy/technical data | ΔE from HHV to LHV (% total input_e [MWh/MWh]) | MWh/MWh |  | G, H |  | ctrl | 2020 | 11.6542
1.1 AEC 1 GW | Hydrogen production via alkaline electrolysis (AEC) for 1 GW plant | Energy/technical data | ΔE from HHV to LHV (% total input_e [MWh/MWh]) | MWh/MWh |  | G, H |  | ctrl | 2025 | 11.8585
1.1 AEC 1 GW | Hydrogen production via alkaline electrolysis (AEC) for 1 GW plant | Energy/technical data | ΔE from HHV to LHV (% total input_e [MWh/MWh]) | MWh/MWh |  | G, H |  | ctrl | 2030 | 12.5504
1.1 AEC 1 GW | Hydrogen production via alkaline electrolysis (AEC) for 1 GW plant | Energy/technical data | ΔE from HHV to LHV (% total input_e [MWh/MWh]) | MWh/MWh |  | G, H |  | ctrl | 2040 | 13.1875
1.1 AEC 1 GW | Hydrogen production via alkaline electrolysis (AEC) for 1 GW plant | Energy/technical data | ΔE from HHV to LHV (% total input_e [MWh/MWh]) | MWh/MWh |  | G, H |  | ctrl | 2050 | 14.1204
1.1 AEC 1 GW | Hydrogen production via alkaline electrolysis (AEC) for 1 GW plant | Financial data | - hereof BOP [€/kW of total input_e] | €/kWoftotalinput_e |  | P, Q |  | Lower | 2020 | 112.1768
1.1 AEC 1 GW | Hydrogen production via alkaline electrolysis (AEC) for 1 GW plant | Financial data | - hereof BOP [€/kW of total input_e] | €/kWoftotalinput_e |  | P, Q |  | Lower | 2050 | 28.8455
1.1 AEC 1 GW | Hydrogen production via alkaline electrolysis (AEC) for 1 GW plant | Financial data | - hereof BOP [€/kW of total input_e] | €/kWoftotalinput_e |  | P, Q |  | Upper | 2020 | 169.8677
1.1 AEC 1 GW | Hydrogen production via alkaline electrolysis (AEC) for 1 GW plant | Financial data | - hereof BOP [€/kW of total input_e] | €/kWoftotalinput_e |  | P, Q |  | Upper | 2050 | 41.6657
1.1 AEC 1 GW | Hydrogen production via alkaline electrolysis (AEC) for 1 GW plant | Financial data | - hereof BOP [€/kW of total input_e] | €/kWoftotalinput_e |  | P, Q |  | ctrl | 2020 | 141.0222
1.1 AEC 1 GW | Hydrogen production via alkaline electrolysis (AEC) for 1 GW plant | Financial data | - hereof BOP [€/kW of total input_e] | €/kWoftotalinput_e |  | P, Q |  | ctrl | 2025 | 102.5616
1.1 AEC 1 GW | Hydrogen production via alkaline electrolysis (AEC) for 1 GW plant | Financial data | - hereof BOP [€/kW of total input_e] | €/kWoftotalinput_e |  | P, Q |  | ctrl | 2030 | 64.101
1.1 AEC 1 GW | Hydrogen production via alkaline electrolysis (AEC) for 1 GW plant | Financial data | - hereof BOP [€/kW of total input_e] | €/kWoftotalinput_e |  | P, Q |  | ctrl | 2040 | 51.2808
1.1 AEC 1 GW | Hydrogen production via alkaline electrolysis (AEC) for 1 GW plant | Financial data | - hereof BOP [€/kW of total input_e] | €/kWoftotalinput_e |  | P, Q |  | ctrl | 2050 | 35.2556
1.1 AEC 1 GW | Hydrogen production via alkaline electrolysis (AEC) for 1 GW plant | Financial data | - hereof Civil Infrastructure [€/kW of total input_e] | €/kWoftotalinput_e |  | P, Q |  | Lower | 2020 | 25.627
1.1 AEC 1 GW | Hydrogen production via alkaline electrolysis (AEC) for 1 GW plant | Financial data | - hereof Civil Infrastructure [€/kW of total input_e] | €/kWoftotalinput_e |  | P, Q |  | Lower | 2050 | 6.5898
1.1 AEC 1 GW | Hydrogen production via alkaline electrolysis (AEC) for 1 GW plant | Financial data | - hereof Civil Infrastructure [€/kW of total input_e] | €/kWoftotalinput_e |  | P, Q |  | Upper | 2020 | 38.8066
1.1 AEC 1 GW | Hydrogen production via alkaline electrolysis (AEC) for 1 GW plant | Financial data | - hereof Civil Infrastructure [€/kW of total input_e] | €/kWoftotalinput_e |  | P, Q |  | Upper | 2050 | 9.5186
1.1 AEC 1 GW | Hydrogen production via alkaline electrolysis (AEC) for 1 GW plant | Financial data | - hereof Civil Infrastructure [€/kW of total input_e] | €/kWoftotalinput_e |  | P, Q |  | ctrl | 2020 | 32.2168
1.1 AEC 1 GW | Hydrogen production via alkaline electrolysis (AEC) for 1 GW plant | Financial data | - hereof Civil Infrastructure [€/kW of total input_e] | €/kWoftotalinput_e |  | P, Q |  | ctrl | 2025 | 23.4304
1.1 AEC 1 GW | Hydrogen production via alkaline electrolysis (AEC) for 1 GW plant | Financial data | - hereof Civil Infrastructure [€/kW of total input_e] | €/kWoftotalinput_e |  | P, Q |  | ctrl | 2030 | 14.644
1.1 AEC 1 GW | Hydrogen production via alkaline electrolysis (AEC) for 1 GW plant | Financial data | - hereof Civil Infrastructure [€/kW of total input_e] | €/kWoftotalinput_e |  | P, Q |  | ctrl | 2040 | 11.7152
1.1 AEC 1 GW | Hydrogen production via alkaline electrolysis (AEC) for 1 GW plant | Financial data | - hereof Civil Infrastructure [€/kW of total input_e] | €/kWoftotalinput_e |  | P, Q |  | ctrl | 2050 | 8.0542
1.1 AEC 1 GW | Hydrogen production via alkaline electrolysis (AEC) for 1 GW plant | Financial data | - hereof Control System [€/kW of total input_e] | €/kWoftotalinput_e |  | P, Q |  | Lower | 2020 | 43.4691
1.1 AEC 1 GW | Hydrogen production via alkaline electrolysis (AEC) for 1 GW plant | Financial data | - hereof Control System [€/kW of total input_e] | €/kWoftotalinput_e |  | P, Q |  | Lower | 2050 | 11.1778
1.1 AEC 1 GW | Hydrogen production via alkaline electrolysis (AEC) for 1 GW plant | Financial data | - hereof Control System [€/kW of total input_e] | €/kWoftotalinput_e |  | P, Q |  | Upper | 2020 | 65.8247
1.1 AEC 1 GW | Hydrogen production via alkaline electrolysis (AEC) for 1 GW plant | Financial data | - hereof Control System [€/kW of total input_e] | €/kWoftotalinput_e |  | P, Q |  | Upper | 2050 | 16.1457
1.1 AEC 1 GW | Hydrogen production via alkaline electrolysis (AEC) for 1 GW plant | Financial data | - hereof Control System [€/kW of total input_e] | €/kWoftotalinput_e |  | P, Q |  | ctrl | 2020 | 54.6469
1.1 AEC 1 GW | Hydrogen production via alkaline electrolysis (AEC) for 1 GW plant | Financial data | - hereof Control System [€/kW of total input_e] | €/kWoftotalinput_e |  | P, Q |  | ctrl | 2025 | 39.7432
1.1 AEC 1 GW | Hydrogen production via alkaline electrolysis (AEC) for 1 GW plant | Financial data | - hereof Control System [€/kW of total input_e] | €/kWoftotalinput_e |  | P, Q |  | ctrl | 2030 | 24.8395
1.1 AEC 1 GW | Hydrogen production via alkaline electrolysis (AEC) for 1 GW plant | Financial data | - hereof Control System [€/kW of total input_e] | €/kWoftotalinput_e |  | P, Q |  | ctrl | 2040 | 19.8716
1.1 AEC 1 GW | Hydrogen production via alkaline electrolysis (AEC) for 1 GW plant | Financial data | - hereof Control System [€/kW of total input_e] | €/kWoftotalinput_e |  | P, Q |  | ctrl | 2050 | 13.6617
1.1 AEC 1 GW | Hydrogen production via alkaline electrolysis (AEC) for 1 GW plant | Financial data | - hereof Indirects [€/kW of total input_e] | €/kWoftotalinput_e |  | P, Q |  | Lower | 2020 | 37.6794
1.1 AEC 1 GW | Hydrogen production via alkaline electrolysis (AEC) for 1 GW plant | Financial data | - hereof Indirects [€/kW of total input_e] | €/kWoftotalinput_e |  | P, Q |  | Lower | 2050 | 9.689
1.1 AEC 1 GW | Hydrogen production via alkaline electrolysis (AEC) for 1 GW plant | Financial data | - hereof Indirects [€/kW of total input_e] | €/kWoftotalinput_e |  | P, Q |  | Upper | 2020 | 57.0574
1.1 AEC 1 GW | Hydrogen production via alkaline electrolysis (AEC) for 1 GW plant | Financial data | - hereof Indirects [€/kW of total input_e] | €/kWoftotalinput_e |  | P, Q |  | Upper | 2050 | 13.9952
1.1 AEC 1 GW | Hydrogen production via alkaline electrolysis (AEC) for 1 GW plant | Financial data | - hereof Indirects [€/kW of total input_e] | €/kWoftotalinput_e |  | P, Q |  | ctrl | 2020 | 47.3684
1.1 AEC 1 GW | Hydrogen production via alkaline electrolysis (AEC) for 1 GW plant | Financial data | - hereof Indirects [€/kW of total input_e] | €/kWoftotalinput_e |  | P, Q |  | ctrl | 2025 | 34.4498
1.1 AEC 1 GW | Hydrogen production via alkaline electrolysis (AEC) for 1 GW plant | Financial data | - hereof Indirects [€/kW of total input_e] | €/kWoftotalinput_e |  | P, Q |  | ctrl | 2030 | 21.5311
1.1 AEC 1 GW | Hydrogen production via alkaline electrolysis (AEC) for 1 GW plant | Financial data | - hereof Indirects [€/kW of total input_e] | €/kWoftotalinput_e |  | P, Q |  | ctrl | 2040 | 17.2249
1.1 AEC 1 GW | Hydrogen production via alkaline electrolysis (AEC) for 1 GW plant | Financial data | - hereof Indirects [€/kW of total input_e] | €/kWoftotalinput_e |  | P, Q |  | ctrl | 2050 | 11.8421
1.1 AEC 1 GW | Hydrogen production via alkaline electrolysis (AEC) for 1 GW plant | Financial data | - hereof electrolyser stack [€/kW of total input_e] | €/kWoftotalinput_e |  | P, Q |  | Lower | 2020 | 208.4578
1.1 AEC 1 GW | Hydrogen production via alkaline electrolysis (AEC) for 1 GW plant | Financial data | - hereof electrolyser stack [€/kW of total input_e] | €/kWoftotalinput_e |  | P, Q |  | Lower | 2050 | 53.6034
1.1 AEC 1 GW | Hydrogen production via alkaline electrolysis (AEC) for 1 GW plant | Financial data | - hereof electrolyser stack [€/kW of total input_e] | €/kWoftotalinput_e |  | P, Q |  | Upper | 2020 | 315.6647
1.1 AEC 1 GW | Hydrogen production via alkaline electrolysis (AEC) for 1 GW plant | Financial data | - hereof electrolyser stack [€/kW of total input_e] | €/kWoftotalinput_e |  | P, Q |  | Upper | 2050 | 77.4272
1.1 AEC 1 GW | Hydrogen production via alkaline electrolysis (AEC) for 1 GW plant | Financial data | - hereof electrolyser stack [€/kW of total input_e] | €/kWoftotalinput_e |  | P, Q |  | ctrl | 2020 | 262.0613
1.1 AEC 1 GW | Hydrogen production via alkaline electrolysis (AEC) for 1 GW plant | Financial data | - hereof electrolyser stack [€/kW of total input_e] | €/kWoftotalinput_e |  | P, Q |  | ctrl | 2025 | 190.59
1.1 AEC 1 GW | Hydrogen production via alkaline electrolysis (AEC) for 1 GW plant | Financial data | - hereof electrolyser stack [€/kW of total input_e] | €/kWoftotalinput_e |  | P, Q |  | ctrl | 2030 | 119.1188
1.1 AEC 1 GW | Hydrogen production via alkaline electrolysis (AEC) for 1 GW plant | Financial data | - hereof electrolyser stack [€/kW of total input_e] | €/kWoftotalinput_e |  | P, Q |  | ctrl | 2040 | 95.295
1.1 AEC 1 GW | Hydrogen production via alkaline electrolysis (AEC) for 1 GW plant | Financial data | - hereof electrolyser stack [€/kW of total input_e] | €/kWoftotalinput_e |  | P, Q |  | ctrl | 2050 | 65.5153
1.1 AEC 1 GW | Hydrogen production via alkaline electrolysis (AEC) for 1 GW plant | Financial data | - hereof electrolyser system [€/kW of total input_e] | €/kWoftotalinput_e |  | P, Q |  | Lower | 2020 | 447.5898
1.1 AEC 1 GW | Hydrogen production via alkaline electrolysis (AEC) for 1 GW plant | Financial data | - hereof electrolyser system [€/kW of total input_e] | €/kWoftotalinput_e |  | P, Q |  | Lower | 2050 | 115.0945
1.1 AEC 1 GW | Hydrogen production via alkaline electrolysis (AEC) for 1 GW plant | Financial data | - hereof electrolyser system [€/kW of total input_e] | €/kWoftotalinput_e |  | P, Q |  | Upper | 2020 | 677.7789
1.1 AEC 1 GW | Hydrogen production via alkaline electrolysis (AEC) for 1 GW plant | Financial data | - hereof electrolyser system [€/kW of total input_e] | €/kWoftotalinput_e |  | P, Q |  | Upper | 2050 | 166.2476
1.1 AEC 1 GW | Hydrogen production via alkaline electrolysis (AEC) for 1 GW plant | Financial data | - hereof electrolyser system [€/kW of total input_e] | €/kWoftotalinput_e |  | P, Q |  | ctrl | 2020 | 562.6844
1.1 AEC 1 GW | Hydrogen production via alkaline electrolysis (AEC) for 1 GW plant | Financial data | - hereof electrolyser system [€/kW of total input_e] | €/kWoftotalinput_e |  | P, Q |  | ctrl | 2025 | 409.225
1.1 AEC 1 GW | Hydrogen production via alkaline electrolysis (AEC) for 1 GW plant | Financial data | - hereof electrolyser system [€/kW of total input_e] | €/kWoftotalinput_e |  | P, Q |  | ctrl | 2030 | 255.7656
1.1 AEC 1 GW | Hydrogen production via alkaline electrolysis (AEC) for 1 GW plant | Financial data | - hereof electrolyser system [€/kW of total input_e] | €/kWoftotalinput_e |  | P, Q |  | ctrl | 2040 | 204.6125
1.1 AEC 1 GW | Hydrogen production via alkaline electrolysis (AEC) for 1 GW plant | Financial data | - hereof electrolyser system [€/kW of total input_e] | €/kWoftotalinput_e |  | P, Q |  | ctrl | 2050 | 140.6711
1.1 AEC 1 GW | Hydrogen production via alkaline electrolysis (AEC) for 1 GW plant | Financial data | - hereof equipment [%] | pct. |  | K, R |  | Lower | 2020 | 90
1.1 AEC 1 GW | Hydrogen production via alkaline electrolysis (AEC) for 1 GW plant | Financial data | - hereof equipment [%] | pct. |  | K, R |  | Lower | 2050 | 90
1.1 AEC 1 GW | Hydrogen production via alkaline electrolysis (AEC) for 1 GW plant | Financial data | - hereof equipment [%] | pct. |  | K, R |  | Upper | 2020 | 90
1.1 AEC 1 GW | Hydrogen production via alkaline electrolysis (AEC) for 1 GW plant | Financial data | - hereof equipment [%] | pct. |  | K, R |  | Upper | 2050 | 90
1.1 AEC 1 GW | Hydrogen production via alkaline electrolysis (AEC) for 1 GW plant | Financial data | - hereof equipment [%] | pct. |  | K, R |  | ctrl | 2020 | 90
1.1 AEC 1 GW | Hydrogen production via alkaline electrolysis (AEC) for 1 GW plant | Financial data | - hereof equipment [%] | pct. |  | K, R |  | ctrl | 2025 | 90
1.1 AEC 1 GW | Hydrogen production via alkaline electrolysis (AEC) for 1 GW plant | Financial data | - hereof equipment [%] | pct. |  | K, R |  | ctrl | 2030 | 90
1.1 AEC 1 GW | Hydrogen production via alkaline electrolysis (AEC) for 1 GW plant | Financial data | - hereof equipment [%] | pct. |  | K, R |  | ctrl | 2040 | 90
1.1 AEC 1 GW | Hydrogen production via alkaline electrolysis (AEC) for 1 GW plant | Financial data | - hereof equipment [%] | pct. |  | K, R |  | ctrl | 2050 | 90
1.1 AEC 1 GW | Hydrogen production via alkaline electrolysis (AEC) for 1 GW plant | Financial data | - hereof installation [%] | pct. |  | K, R |  | Lower | 2020 | 10
1.1 AEC 1 GW | Hydrogen production via alkaline electrolysis (AEC) for 1 GW plant | Financial data | - hereof installation [%] | pct. |  | K, R |  | Lower | 2050 | 10
1.1 AEC 1 GW | Hydrogen production via alkaline electrolysis (AEC) for 1 GW plant | Financial data | - hereof installation [%] | pct. |  | K, R |  | Upper | 2020 | 10
1.1 AEC 1 GW | Hydrogen production via alkaline electrolysis (AEC) for 1 GW plant | Financial data | - hereof installation [%] | pct. |  | K, R |  | Upper | 2050 | 10
1.1 AEC 1 GW | Hydrogen production via alkaline electrolysis (AEC) for 1 GW plant | Financial data | - hereof installation [%] | pct. |  | K, R |  | ctrl | 2020 | 10
1.1 AEC 1 GW | Hydrogen production via alkaline electrolysis (AEC) for 1 GW plant | Financial data | - hereof installation [%] | pct. |  | K, R |  | ctrl | 2025 | 10
1.1 AEC 1 GW | Hydrogen production via alkaline electrolysis (AEC) for 1 GW plant | Financial data | - hereof installation [%] | pct. |  | K, R |  | ctrl | 2030 | 10
1.1 AEC 1 GW | Hydrogen production via alkaline electrolysis (AEC) for 1 GW plant | Financial data | - hereof installation [%] | pct. |  | K, R |  | ctrl | 2040 | 10
1.1 AEC 1 GW | Hydrogen production via alkaline electrolysis (AEC) for 1 GW plant | Financial data | - hereof installation [%] | pct. |  | K, R |  | ctrl | 2050 | 10
1.1 AEC 1 GW | Hydrogen production via alkaline electrolysis (AEC) for 1 GW plant | Financial data | Fixed O&M [% of specific investment/year] | pct.ofspecificinvestment/year |  | K, S | [8] | Lower | 2020 | 4
1.1 AEC 1 GW | Hydrogen production via alkaline electrolysis (AEC) for 1 GW plant | Financial data | Fixed O&M [% of specific investment/year] | pct.ofspecificinvestment/year |  | K, S | [8] | Lower | 2050 | 4
1.1 AEC 1 GW | Hydrogen production via alkaline electrolysis (AEC) for 1 GW plant | Financial data | Fixed O&M [% of specific investment/year] | pct.ofspecificinvestment/year |  | K, S | [8] | Upper | 2020 | 4
1.1 AEC 1 GW | Hydrogen production via alkaline electrolysis (AEC) for 1 GW plant | Financial data | Fixed O&M [% of specific investment/year] | pct.ofspecificinvestment/year |  | K, S | [8] | Upper | 2050 | 4
1.1 AEC 1 GW | Hydrogen production via alkaline electrolysis (AEC) for 1 GW plant | Financial data | Fixed O&M [% of specific investment/year] | pct.ofspecificinvestment/year |  | K, S | [8] | ctrl | 2020 | 4
1.1 AEC 1 GW | Hydrogen production via alkaline electrolysis (AEC) for 1 GW plant | Financial data | Fixed O&M [% of specific investment/year] | pct.ofspecificinvestment/year |  | K, S | [8] | ctrl | 2025 | 4
1.1 AEC 1 GW | Hydrogen production via alkaline electrolysis (AEC) for 1 GW plant | Financial data | Fixed O&M [% of specific investment/year] | pct.ofspecificinvestment/year |  | K, S | [8] | ctrl | 2030 | 4
1.1 AEC 1 GW | Hydrogen production via alkaline electrolysis (AEC) for 1 GW plant | Financial data | Fixed O&M [% of specific investment/year] | pct.ofspecificinvestment/year |  | K, S | [8] | ctrl | 2040 | 4
1.1 AEC 1 GW | Hydrogen production via alkaline electrolysis (AEC) for 1 GW plant | Financial data | Fixed O&M [% of specific investment/year] | pct.ofspecificinvestment/year |  | K, S | [8] | ctrl | 2050 | 4
1.1 AEC 1 GW | Hydrogen production via alkaline electrolysis (AEC) for 1 GW plant | Financial data | Specific investment [€/kW of total input_e] | €/kWoftotalinput_e |  | D, N, O | [2], [4], [5], [6], [7], [8], [9], [10] | Lower | 2020 | 875
1.1 AEC 1 GW | Hydrogen production via alkaline electrolysis (AEC) for 1 GW plant | Financial data | Specific investment [€/kW of total input_e] | €/kWoftotalinput_e |  | D, N, O | [2], [4], [5], [6], [7], [8], [9], [10] | Lower | 2050 | 225
1.1 AEC 1 GW | Hydrogen production via alkaline electrolysis (AEC) for 1 GW plant | Financial data | Specific investment [€/kW of total input_e] | €/kWoftotalinput_e |  | D, N, O | [2], [4], [5], [6], [7], [8], [9], [10] | Upper | 2020 | 1325
1.1 AEC 1 GW | Hydrogen production via alkaline electrolysis (AEC) for 1 GW plant | Financial data | Specific investment [€/kW of total input_e] | €/kWoftotalinput_e |  | D, N, O | [2], [4], [5], [6], [7], [8], [9], [10] | Upper | 2050 | 325
1.1 AEC 1 GW | Hydrogen production via alkaline electrolysis (AEC) for 1 GW plant | Financial data | Specific investment [€/kW of total input_e] | €/kWoftotalinput_e |  | D, N, O | [2], [4], [5], [6], [7], [8], [9], [10] | ctrl | 2020 | 1100
1.1 AEC 1 GW | Hydrogen production via alkaline electrolysis (AEC) for 1 GW plant | Financial data | Specific investment [€/kW of total input_e] | €/kWoftotalinput_e |  | D, N, O | [2], [4], [5], [6], [7], [8], [9], [10] | ctrl | 2025 | 800
1.1 AEC 1 GW | Hydrogen production via alkaline electrolysis (AEC) for 1 GW plant | Financial data | Specific investment [€/kW of total input_e] | €/kWoftotalinput_e |  | D, N, O | [2], [4], [5], [6], [7], [8], [9], [10] | ctrl | 2030 | 500
1.1 AEC 1 GW | Hydrogen production via alkaline electrolysis (AEC) for 1 GW plant | Financial data | Specific investment [€/kW of total input_e] | €/kWoftotalinput_e |  | D, N, O | [2], [4], [5], [6], [7], [8], [9], [10] | ctrl | 2040 | 400
1.1 AEC 1 GW | Hydrogen production via alkaline electrolysis (AEC) for 1 GW plant | Financial data | Specific investment [€/kW of total input_e] | €/kWoftotalinput_e |  | D, N, O | [2], [4], [5], [6], [7], [8], [9], [10] | ctrl | 2050 | 275
1.1 AEC 1 GW | Hydrogen production via alkaline electrolysis (AEC) for 1 GW plant | Financial data | Specific investment [€/kgH2/day of max output] | €/kgH2/dayofmaxoutput |  | A, B, P |  | Lower | 2020 | 1815.6605
1.1 AEC 1 GW | Hydrogen production via alkaline electrolysis (AEC) for 1 GW plant | Financial data | Specific investment [€/kgH2/day of max output] | €/kgH2/dayofmaxoutput |  | A, B, P |  | Lower | 2050 | 395.8144
1.1 AEC 1 GW | Hydrogen production via alkaline electrolysis (AEC) for 1 GW plant | Financial data | Specific investment [€/kgH2/day of max output] | €/kgH2/dayofmaxoutput |  | A, B, P |  | Upper | 2020 | 3029.9765
1.1 AEC 1 GW | Hydrogen production via alkaline electrolysis (AEC) for 1 GW plant | Financial data | Specific investment [€/kgH2/day of max output] | €/kgH2/dayofmaxoutput |  | A, B, P |  | Upper | 2050 | 598.2681
1.1 AEC 1 GW | Hydrogen production via alkaline electrolysis (AEC) for 1 GW plant | Financial data | Specific investment [€/kgH2/day of max output] | €/kgH2/dayofmaxoutput |  | A, B, P |  | ctrl | 2020 | 2398.9984
1.1 AEC 1 GW | Hydrogen production via alkaline electrolysis (AEC) for 1 GW plant | Financial data | Specific investment [€/kgH2/day of max output] | €/kgH2/dayofmaxoutput |  | A, B, P |  | ctrl | 2025 | 1714.6667
1.1 AEC 1 GW | Hydrogen production via alkaline electrolysis (AEC) for 1 GW plant | Financial data | Specific investment [€/kgH2/day of max output] | €/kgH2/dayofmaxoutput |  | A, B, P |  | ctrl | 2030 | 1012.5844
1.1 AEC 1 GW | Hydrogen production via alkaline electrolysis (AEC) for 1 GW plant | Financial data | Specific investment [€/kgH2/day of max output] | €/kgH2/dayofmaxoutput |  | A, B, P |  | ctrl | 2040 | 770.9333
1.1 AEC 1 GW | Hydrogen production via alkaline electrolysis (AEC) for 1 GW plant | Financial data | Specific investment [€/kgH2/day of max output] | €/kgH2/dayofmaxoutput |  | A, B, P |  | ctrl | 2050 | 495
1.1 AEC 1 GW | Hydrogen production via alkaline electrolysis (AEC) for 1 GW plant | Financial data | Variable O&M [€/kWh of total input] | €/kWhoftotalinput |  | T |  | ctrl | 2020 | -
1.1 AEC 1 GW | Hydrogen production via alkaline electrolysis (AEC) for 1 GW plant | Financial data | Variable O&M [€/kWh of total input] | €/kWhoftotalinput |  | T |  | ctrl | 2025 | -
1.1 AEC 1 GW | Hydrogen production via alkaline electrolysis (AEC) for 1 GW plant | Financial data | Variable O&M [€/kWh of total input] | €/kWhoftotalinput |  | T |  | ctrl | 2030 | -
1.1 AEC 1 GW | Hydrogen production via alkaline electrolysis (AEC) for 1 GW plant | Financial data | Variable O&M [€/kWh of total input] | €/kWhoftotalinput |  | T |  | ctrl | 2040 | -
1.1 AEC 1 GW | Hydrogen production via alkaline electrolysis (AEC) for 1 GW plant | Financial data | Variable O&M [€/kWh of total input] | €/kWhoftotalinput |  | T |  | ctrl | 2050 | -
1.1 AEC 1 GW | Hydrogen production via alkaline electrolysis (AEC) for 1 GW plant | Technology-specific data | - cold start up time [min from 0 to 100%] | minfrom0to100pct. |  | V | [3], [8], [11] | Lower | 2020 | 49.896
1.1 AEC 1 GW | Hydrogen production via alkaline electrolysis (AEC) for 1 GW plant | Technology-specific data | - cold start up time [min from 0 to 100%] | minfrom0to100pct. |  | V | [3], [8], [11] | Lower | 2050 | <30
1.1 AEC 1 GW | Hydrogen production via alkaline electrolysis (AEC) for 1 GW plant | Technology-specific data | - cold start up time [min from 0 to 100%] | minfrom0to100pct. |  | V | [3], [8], [11] | Upper | 2020 | 105
1.1 AEC 1 GW | Hydrogen production via alkaline electrolysis (AEC) for 1 GW plant | Technology-specific data | - cold start up time [min from 0 to 100%] | minfrom0to100pct. |  | V | [3], [8], [11] | Upper | 2050 | <30
1.1 AEC 1 GW | Hydrogen production via alkaline electrolysis (AEC) for 1 GW plant | Technology-specific data | - cold start up time [min from 0 to 100%] | minfrom0to100pct. |  | V | [3], [8], [11] | ctrl | 2020 | 80
1.1 AEC 1 GW | Hydrogen production via alkaline electrolysis (AEC) for 1 GW plant | Technology-specific data | - cold start up time [min from 0 to 100%] | minfrom0to100pct. |  | V | [3], [8], [11] | ctrl | 2025 | 60.4167
1.1 AEC 1 GW | Hydrogen production via alkaline electrolysis (AEC) for 1 GW plant | Technology-specific data | - cold start up time [min from 0 to 100%] | minfrom0to100pct. |  | V | [3], [8], [11] | ctrl | 2030 | 30
1.1 AEC 1 GW | Hydrogen production via alkaline electrolysis (AEC) for 1 GW plant | Technology-specific data | - cold start up time [min from 0 to 100%] | minfrom0to100pct. |  | V | [3], [8], [11] | ctrl | 2040 | <30
1.1 AEC 1 GW | Hydrogen production via alkaline electrolysis (AEC) for 1 GW plant | Technology-specific data | - cold start up time [min from 0 to 100%] | minfrom0to100pct. |  | V | [3], [8], [11] | ctrl | 2050 | <30
1.1 AEC 1 GW | Hydrogen production via alkaline electrolysis (AEC) for 1 GW plant | Technology-specific data | Current Density [A/cm2] | A/cm2 |  | K, U | [8] | Lower | 2020 | 0.4
1.1 AEC 1 GW | Hydrogen production via alkaline electrolysis (AEC) for 1 GW plant | Technology-specific data | Current Density [A/cm2] | A/cm2 |  | K, U | [8] | Lower | 2050 | 1.2
1.1 AEC 1 GW | Hydrogen production via alkaline electrolysis (AEC) for 1 GW plant | Technology-specific data | Current Density [A/cm2] | A/cm2 |  | K, U | [8] | Upper | 2020 | 0.6
1.1 AEC 1 GW | Hydrogen production via alkaline electrolysis (AEC) for 1 GW plant | Technology-specific data | Current Density [A/cm2] | A/cm2 |  | K, U | [8] | Upper | 2050 | 1.5
1.1 AEC 1 GW | Hydrogen production via alkaline electrolysis (AEC) for 1 GW plant | Technology-specific data | Current Density [A/cm2] | A/cm2 |  | K, U | [8] | ctrl | 2020 | 0.6
1.1 AEC 1 GW | Hydrogen production via alkaline electrolysis (AEC) for 1 GW plant | Technology-specific data | Current Density [A/cm2] | A/cm2 |  | K, U | [8] | ctrl | 2025 | 0.8
1.1 AEC 1 GW | Hydrogen production via alkaline electrolysis (AEC) for 1 GW plant | Technology-specific data | Current Density [A/cm2] | A/cm2 |  | K, U | [8] | ctrl | 2030 | 1
1.1 AEC 1 GW | Hydrogen production via alkaline electrolysis (AEC) for 1 GW plant | Technology-specific data | Current Density [A/cm2] | A/cm2 |  | K, U | [8] | ctrl | 2040 | 1.2
1.1 AEC 1 GW | Hydrogen production via alkaline electrolysis (AEC) for 1 GW plant | Technology-specific data | Current Density [A/cm2] | A/cm2 |  | K, U | [8] | ctrl | 2050 | 1.5
1.1 AEC 1 GW | Hydrogen production via alkaline electrolysis (AEC) for 1 GW plant | Technology-specific data | Degradation rate [%/1000h] | pct./1000h |  | K, U, W | [5], [8] | Lower | 2020 | 0.12459
1.1 AEC 1 GW | Hydrogen production via alkaline electrolysis (AEC) for 1 GW plant | Technology-specific data | Degradation rate [%/1000h] | pct./1000h |  | K, U, W | [5], [8] | Lower | 2050 | 0.11065
1.1 AEC 1 GW | Hydrogen production via alkaline electrolysis (AEC) for 1 GW plant | Technology-specific data | Degradation rate [%/1000h] | pct./1000h |  | K, U, W | [5], [8] | Upper | 2020 | 0.16541
1.1 AEC 1 GW | Hydrogen production via alkaline electrolysis (AEC) for 1 GW plant | Technology-specific data | Degradation rate [%/1000h] | pct./1000h |  | K, U, W | [5], [8] | Upper | 2050 | 0.08935
1.1 AEC 1 GW | Hydrogen production via alkaline electrolysis (AEC) for 1 GW plant | Technology-specific data | Degradation rate [%/1000h] | pct./1000h |  | K, U, W | [5], [8] | ctrl | 2020 | 0.145
1.1 AEC 1 GW | Hydrogen production via alkaline electrolysis (AEC) for 1 GW plant | Technology-specific data | Degradation rate [%/1000h] | pct./1000h |  | K, U, W | [5], [8] | ctrl | 2025 | 0.13
1.1 AEC 1 GW | Hydrogen production via alkaline electrolysis (AEC) for 1 GW plant | Technology-specific data | Degradation rate [%/1000h] | pct./1000h |  | K, U, W | [5], [8] | ctrl | 2030 | 0.115
1.1 AEC 1 GW | Hydrogen production via alkaline electrolysis (AEC) for 1 GW plant | Technology-specific data | Degradation rate [%/1000h] | pct./1000h |  | K, U, W | [5], [8] | ctrl | 2040 | 0.11
1.1 AEC 1 GW | Hydrogen production via alkaline electrolysis (AEC) for 1 GW plant | Technology-specific data | Degradation rate [%/1000h] | pct./1000h |  | K, U, W | [5], [8] | ctrl | 2050 | 0.1
1.1 AEC 1 GW | Hydrogen production via alkaline electrolysis (AEC) for 1 GW plant | Technology-specific data | Electrolyser Unit [m2/MW] | m2/MW |  | X |  | Lower | 2020 | 37.5
1.1 AEC 1 GW | Hydrogen production via alkaline electrolysis (AEC) for 1 GW plant | Technology-specific data | Electrolyser Unit [m2/MW] | m2/MW |  | X |  | Lower | 2050 | 12.4468
1.1 AEC 1 GW | Hydrogen production via alkaline electrolysis (AEC) for 1 GW plant | Technology-specific data | Electrolyser Unit [m2/MW] | m2/MW |  | X |  | Upper | 2020 | 18.75
1.1 AEC 1 GW | Hydrogen production via alkaline electrolysis (AEC) for 1 GW plant | Technology-specific data | Electrolyser Unit [m2/MW] | m2/MW |  | X |  | Upper | 2050 | 6.2234
1.1 AEC 1 GW | Hydrogen production via alkaline electrolysis (AEC) for 1 GW plant | Technology-specific data | Electrolyser Unit [m2/MW] | m2/MW |  | X |  | ctrl | 2020 | 25
1.1 AEC 1 GW | Hydrogen production via alkaline electrolysis (AEC) for 1 GW plant | Technology-specific data | Electrolyser Unit [m2/MW] | m2/MW |  | X |  | ctrl | 2025 | 21.2766
1.1 AEC 1 GW | Hydrogen production via alkaline electrolysis (AEC) for 1 GW plant | Technology-specific data | Electrolyser Unit [m2/MW] | m2/MW |  | X |  | ctrl | 2030 | 12.5
1.1 AEC 1 GW | Hydrogen production via alkaline electrolysis (AEC) for 1 GW plant | Technology-specific data | Electrolyser Unit [m2/MW] | m2/MW |  | X |  | ctrl | 2040 | 10.3723
1.1 AEC 1 GW | Hydrogen production via alkaline electrolysis (AEC) for 1 GW plant | Technology-specific data | Electrolyser Unit [m2/MW] | m2/MW |  | X |  | ctrl | 2050 | 8.2979
1.1 AEC 1 GW | Hydrogen production via alkaline electrolysis (AEC) for 1 GW plant | Technology-specific data | Flexibility |  |  |  |  | Lower | 2020 | 0
1.1 AEC 1 GW | Hydrogen production via alkaline electrolysis (AEC) for 1 GW plant | Technology-specific data | Flexibility |  |  |  |  | Lower | 2050 | 0
1.1 AEC 1 GW | Hydrogen production via alkaline electrolysis (AEC) for 1 GW plant | Technology-specific data | Flexibility |  |  |  |  | Upper | 2020 | 0
1.1 AEC 1 GW | Hydrogen production via alkaline electrolysis (AEC) for 1 GW plant | Technology-specific data | Flexibility |  |  |  |  | Upper | 2050 | 0
1.1 AEC 1 GW | Hydrogen production via alkaline electrolysis (AEC) for 1 GW plant | Technology-specific data | Flexibility |  |  |  |  | ctrl | 2020 | 0
1.1 AEC 1 GW | Hydrogen production via alkaline electrolysis (AEC) for 1 GW plant | Technology-specific data | Flexibility |  |  |  |  | ctrl | 2025 | 0
1.1 AEC 1 GW | Hydrogen production via alkaline electrolysis (AEC) for 1 GW plant | Technology-specific data | Flexibility |  |  |  |  | ctrl | 2030 | 0
1.1 AEC 1 GW | Hydrogen production via alkaline electrolysis (AEC) for 1 GW plant | Technology-specific data | Flexibility |  |  |  |  | ctrl | 2040 | 0
1.1 AEC 1 GW | Hydrogen production via alkaline electrolysis (AEC) for 1 GW plant | Technology-specific data | Flexibility |  |  |  |  | ctrl | 2050 | 0
1.1 AEC 1 GW | Hydrogen production via alkaline electrolysis (AEC) for 1 GW plant | Technology-specific data | Plant Footprint [m2/MW input_e] | m2/MWinput_e |  | X, Y |  | Lower | 2020 | 158.4
1.1 AEC 1 GW | Hydrogen production via alkaline electrolysis (AEC) for 1 GW plant | Technology-specific data | Plant Footprint [m2/MW input_e] | m2/MWinput_e |  | X, Y |  | Lower | 2050 | 52.5753
1.1 AEC 1 GW | Hydrogen production via alkaline electrolysis (AEC) for 1 GW plant | Technology-specific data | Plant Footprint [m2/MW input_e] | m2/MWinput_e |  | X, Y |  | Upper | 2020 | 297
1.1 AEC 1 GW | Hydrogen production via alkaline electrolysis (AEC) for 1 GW plant | Technology-specific data | Plant Footprint [m2/MW input_e] | m2/MWinput_e |  | X, Y |  | Upper | 2050 | 98.5787
1.1 AEC 1 GW | Hydrogen production via alkaline electrolysis (AEC) for 1 GW plant | Technology-specific data | Plant Footprint [m2/MW input_e] | m2/MWinput_e |  | X, Y |  | ctrl | 2020 | 198
1.1 AEC 1 GW | Hydrogen production via alkaline electrolysis (AEC) for 1 GW plant | Technology-specific data | Plant Footprint [m2/MW input_e] | m2/MWinput_e |  | X, Y |  | ctrl | 2025 | 168.5106
1.1 AEC 1 GW | Hydrogen production via alkaline electrolysis (AEC) for 1 GW plant | Technology-specific data | Plant Footprint [m2/MW input_e] | m2/MWinput_e |  | X, Y |  | ctrl | 2030 | 99
1.1 AEC 1 GW | Hydrogen production via alkaline electrolysis (AEC) for 1 GW plant | Technology-specific data | Plant Footprint [m2/MW input_e] | m2/MWinput_e |  | X, Y |  | ctrl | 2040 | 82.1489
1.1 AEC 1 GW | Hydrogen production via alkaline electrolysis (AEC) for 1 GW plant | Technology-specific data | Plant Footprint [m2/MW input_e] | m2/MWinput_e |  | X, Y |  | ctrl | 2050 | 65.7191
1.1 AEC 1 GW | Hydrogen production via alkaline electrolysis (AEC) for 1 GW plant | Technology-specific data | Stack size [MW] | MW |  |  | [3], [10], [12] | Lower | 2020 | 1.5
1.1 AEC 1 GW | Hydrogen production via alkaline electrolysis (AEC) for 1 GW plant | Technology-specific data | Stack size [MW] | MW |  |  | [3], [10], [12] | Lower | 2050 | 10
1.1 AEC 1 GW | Hydrogen production via alkaline electrolysis (AEC) for 1 GW plant | Technology-specific data | Stack size [MW] | MW |  |  | [3], [10], [12] | Upper | 2020 | 2.5
1.1 AEC 1 GW | Hydrogen production via alkaline electrolysis (AEC) for 1 GW plant | Technology-specific data | Stack size [MW] | MW |  |  | [3], [10], [12] | Upper | 2050 | 10
1.1 AEC 1 GW | Hydrogen production via alkaline electrolysis (AEC) for 1 GW plant | Technology-specific data | Stack size [MW] | MW |  |  | [3], [10], [12] | ctrl | 2020 | 2
1.1 AEC 1 GW | Hydrogen production via alkaline electrolysis (AEC) for 1 GW plant | Technology-specific data | Stack size [MW] | MW |  |  | [3], [10], [12] | ctrl | 2025 | 5
1.1 AEC 1 GW | Hydrogen production via alkaline electrolysis (AEC) for 1 GW plant | Technology-specific data | Stack size [MW] | MW |  |  | [3], [10], [12] | ctrl | 2030 | 5
1.1 AEC 1 GW | Hydrogen production via alkaline electrolysis (AEC) for 1 GW plant | Technology-specific data | Stack size [MW] | MW |  |  | [3], [10], [12] | ctrl | 2040 | 10
1.1 AEC 1 GW | Hydrogen production via alkaline electrolysis (AEC) for 1 GW plant | Technology-specific data | Stack size [MW] | MW |  |  | [3], [10], [12] | ctrl | 2050 | 10
1.1 AEC 1 GW | Hydrogen production via alkaline electrolysis (AEC) for 1 GW plant | Technology-specific data | Weight of Electrolyser Stack [MW/tons] | MW/tons |  | K, Z |  | Lower | 2020 | 16
1.1 AEC 1 GW | Hydrogen production via alkaline electrolysis (AEC) for 1 GW plant | Technology-specific data | Weight of Electrolyser Stack [MW/tons] | MW/tons |  | K, Z |  | Lower | 2050 | 7.68
1.1 AEC 1 GW | Hydrogen production via alkaline electrolysis (AEC) for 1 GW plant | Technology-specific data | Weight of Electrolyser Stack [MW/tons] | MW/tons |  | K, Z |  | Upper | 2020 | 24
1.1 AEC 1 GW | Hydrogen production via alkaline electrolysis (AEC) for 1 GW plant | Technology-specific data | Weight of Electrolyser Stack [MW/tons] | MW/tons |  | K, Z |  | Upper | 2050 | 9.6
1.1 AEC 1 GW | Hydrogen production via alkaline electrolysis (AEC) for 1 GW plant | Technology-specific data | Weight of Electrolyser Stack [MW/tons] | MW/tons |  | K, Z |  | ctrl | 2020 | 24
1.1 AEC 1 GW | Hydrogen production via alkaline electrolysis (AEC) for 1 GW plant | Technology-specific data | Weight of Electrolyser Stack [MW/tons] | MW/tons |  | K, Z |  | ctrl | 2025 | 18
1.1 AEC 1 GW | Hydrogen production via alkaline electrolysis (AEC) for 1 GW plant | Technology-specific data | Weight of Electrolyser Stack [MW/tons] | MW/tons |  | K, Z |  | ctrl | 2030 | 14.4
1.1 AEC 1 GW | Hydrogen production via alkaline electrolysis (AEC) for 1 GW plant | Technology-specific data | Weight of Electrolyser Stack [MW/tons] | MW/tons |  | K, Z |  | ctrl | 2040 | 12
1.1 AEC 1 GW | Hydrogen production via alkaline electrolysis (AEC) for 1 GW plant | Technology-specific data | Weight of Electrolyser Stack [MW/tons] | MW/tons |  | K, Z |  | ctrl | 2050 | 9.6
1.1 PEMEC 10 MW | Hydrogen production via PEMEC electrolysis for 10 MW plant | Energy/technical data | - hereof recoverable for district heating [%-points of heat loss] | pct.-pointsofheatloss |  | J |  | Lower | 2020 | 31.5272
1.1 PEMEC 10 MW | Hydrogen production via PEMEC electrolysis for 10 MW plant | Energy/technical data | - hereof recoverable for district heating [%-points of heat loss] | pct.-pointsofheatloss |  | J |  | Lower | 2050 | 11.9505
1.1 PEMEC 10 MW | Hydrogen production via PEMEC electrolysis for 10 MW plant | Energy/technical data | - hereof recoverable for district heating [%-points of heat loss] | pct.-pointsofheatloss |  | J |  | Upper | 2020 | 35.5194
1.1 PEMEC 10 MW | Hydrogen production via PEMEC electrolysis for 10 MW plant | Energy/technical data | - hereof recoverable for district heating [%-points of heat loss] | pct.-pointsofheatloss |  | J |  | Upper | 2050 | 21.3749
1.1 PEMEC 10 MW | Hydrogen production via PEMEC electrolysis for 10 MW plant | Energy/technical data | - hereof recoverable for district heating [%-points of heat loss] | pct.-pointsofheatloss |  | J |  | ctrl | 2020 | 33.5861
1.1 PEMEC 10 MW | Hydrogen production via PEMEC electrolysis for 10 MW plant | Energy/technical data | - hereof recoverable for district heating [%-points of heat loss] | pct.-pointsofheatloss |  | J |  | ctrl | 2025 | 30.6692
1.1 PEMEC 10 MW | Hydrogen production via PEMEC electrolysis for 10 MW plant | Energy/technical data | - hereof recoverable for district heating [%-points of heat loss] | pct.-pointsofheatloss |  | J |  | ctrl | 2030 | 26.455
1.1 PEMEC 10 MW | Hydrogen production via PEMEC electrolysis for 10 MW plant | Energy/technical data | - hereof recoverable for district heating [%-points of heat loss] | pct.-pointsofheatloss |  | J |  | ctrl | 2040 | 22.7178
1.1 PEMEC 10 MW | Hydrogen production via PEMEC electrolysis for 10 MW plant | Energy/technical data | - hereof recoverable for district heating [%-points of heat loss] | pct.-pointsofheatloss |  | J |  | ctrl | 2050 | 16.9391
1.1 PEMEC 10 MW | Hydrogen production via PEMEC electrolysis for 10 MW plant | Energy/technical data | - hereof unrecoverable heat loss [%-points of heat loss] | pct.-pointsofheatloss |  | I |  | Lower | 2020 | 3
1.1 PEMEC 10 MW | Hydrogen production via PEMEC electrolysis for 10 MW plant | Energy/technical data | - hereof unrecoverable heat loss [%-points of heat loss] | pct.-pointsofheatloss |  | I |  | Lower | 2050 | 3
1.1 PEMEC 10 MW | Hydrogen production via PEMEC electrolysis for 10 MW plant | Energy/technical data | - hereof unrecoverable heat loss [%-points of heat loss] | pct.-pointsofheatloss |  | I |  | Upper | 2020 | 3
1.1 PEMEC 10 MW | Hydrogen production via PEMEC electrolysis for 10 MW plant | Energy/technical data | - hereof unrecoverable heat loss [%-points of heat loss] | pct.-pointsofheatloss |  | I |  | Upper | 2050 | 3
1.1 PEMEC 10 MW | Hydrogen production via PEMEC electrolysis for 10 MW plant | Energy/technical data | - hereof unrecoverable heat loss [%-points of heat loss] | pct.-pointsofheatloss |  | I |  | ctrl | 2020 | 3
1.1 PEMEC 10 MW | Hydrogen production via PEMEC electrolysis for 10 MW plant | Energy/technical data | - hereof unrecoverable heat loss [%-points of heat loss] | pct.-pointsofheatloss |  | I |  | ctrl | 2025 | 3
1.1 PEMEC 10 MW | Hydrogen production via PEMEC electrolysis for 10 MW plant | Energy/technical data | - hereof unrecoverable heat loss [%-points of heat loss] | pct.-pointsofheatloss |  | I |  | ctrl | 2030 | 3
1.1 PEMEC 10 MW | Hydrogen production via PEMEC electrolysis for 10 MW plant | Energy/technical data | - hereof unrecoverable heat loss [%-points of heat loss] | pct.-pointsofheatloss |  | I |  | ctrl | 2040 | 3
1.1 PEMEC 10 MW | Hydrogen production via PEMEC electrolysis for 10 MW plant | Energy/technical data | - hereof unrecoverable heat loss [%-points of heat loss] | pct.-pointsofheatloss |  | I |  | ctrl | 2050 | 3
1.1 PEMEC 10 MW | Hydrogen production via PEMEC electrolysis for 10 MW plant | Energy/technical data | Construction time [years] | years |  | M |  | Lower | 2020 | 0.75
1.1 PEMEC 10 MW | Hydrogen production via PEMEC electrolysis for 10 MW plant | Energy/technical data | Construction time [years] | years |  | M |  | Lower | 2050 | 0.75
1.1 PEMEC 10 MW | Hydrogen production via PEMEC electrolysis for 10 MW plant | Energy/technical data | Construction time [years] | years |  | M |  | Upper | 2020 | 1
1.1 PEMEC 10 MW | Hydrogen production via PEMEC electrolysis for 10 MW plant | Energy/technical data | Construction time [years] | years |  | M |  | Upper | 2050 | 1
1.1 PEMEC 10 MW | Hydrogen production via PEMEC electrolysis for 10 MW plant | Energy/technical data | Construction time [years] | years |  | M |  | ctrl | 2020 | 1
1.1 PEMEC 10 MW | Hydrogen production via PEMEC electrolysis for 10 MW plant | Energy/technical data | Construction time [years] | years |  | M |  | ctrl | 2025 | 1
1.1 PEMEC 10 MW | Hydrogen production via PEMEC electrolysis for 10 MW plant | Energy/technical data | Construction time [years] | years |  | M |  | ctrl | 2030 | 1
1.1 PEMEC 10 MW | Hydrogen production via PEMEC electrolysis for 10 MW plant | Energy/technical data | Construction time [years] | years |  | M |  | ctrl | 2040 | 1
1.1 PEMEC 10 MW | Hydrogen production via PEMEC electrolysis for 10 MW plant | Energy/technical data | Construction time [years] | years |  | M |  | ctrl | 2050 | 1
1.1 PEMEC 10 MW | Hydrogen production via PEMEC electrolysis for 10 MW plant | Energy/technical data | Electricity (% total input [MWh/MWh]) | MWh/MWh |  |  |  | Lower | 2020 | 100
1.1 PEMEC 10 MW | Hydrogen production via PEMEC electrolysis for 10 MW plant | Energy/technical data | Electricity (% total input [MWh/MWh]) | MWh/MWh |  |  |  | Lower | 2050 | 100
1.1 PEMEC 10 MW | Hydrogen production via PEMEC electrolysis for 10 MW plant | Energy/technical data | Electricity (% total input [MWh/MWh]) | MWh/MWh |  |  |  | Upper | 2020 | 100
1.1 PEMEC 10 MW | Hydrogen production via PEMEC electrolysis for 10 MW plant | Energy/technical data | Electricity (% total input [MWh/MWh]) | MWh/MWh |  |  |  | Upper | 2050 | 100
1.1 PEMEC 10 MW | Hydrogen production via PEMEC electrolysis for 10 MW plant | Energy/technical data | Electricity (% total input [MWh/MWh]) | MWh/MWh |  |  |  | ctrl | 2020 | 100
1.1 PEMEC 10 MW | Hydrogen production via PEMEC electrolysis for 10 MW plant | Energy/technical data | Electricity (% total input [MWh/MWh]) | MWh/MWh |  |  |  | ctrl | 2025 | 100
1.1 PEMEC 10 MW | Hydrogen production via PEMEC electrolysis for 10 MW plant | Energy/technical data | Electricity (% total input [MWh/MWh]) | MWh/MWh |  |  |  | ctrl | 2030 | 100
1.1 PEMEC 10 MW | Hydrogen production via PEMEC electrolysis for 10 MW plant | Energy/technical data | Electricity (% total input [MWh/MWh]) | MWh/MWh |  |  |  | ctrl | 2040 | 100
1.1 PEMEC 10 MW | Hydrogen production via PEMEC electrolysis for 10 MW plant | Energy/technical data | Electricity (% total input [MWh/MWh]) | MWh/MWh |  |  |  | ctrl | 2050 | 100
1.1 PEMEC 10 MW | Hydrogen production via PEMEC electrolysis for 10 MW plant | Energy/technical data | Electricity consumption [stack level, kWh/kgH2] | stacklevel,kWh/kgH2 |  | C, D | [1], [2], [3], [4] | Lower | 2020 | 54.5582
1.1 PEMEC 10 MW | Hydrogen production via PEMEC electrolysis for 10 MW plant | Energy/technical data | Electricity consumption [stack level, kWh/kgH2] | stacklevel,kWh/kgH2 |  | C, D | [1], [2], [3], [4] | Lower | 2050 | 42
1.1 PEMEC 10 MW | Hydrogen production via PEMEC electrolysis for 10 MW plant | Energy/technical data | Electricity consumption [stack level, kWh/kgH2] | stacklevel,kWh/kgH2 |  | C, D | [1], [2], [3], [4] | Upper | 2020 | 58.1009
1.1 PEMEC 10 MW | Hydrogen production via PEMEC electrolysis for 10 MW plant | Energy/technical data | Electricity consumption [stack level, kWh/kgH2] | stacklevel,kWh/kgH2 |  | C, D | [1], [2], [3], [4] | Upper | 2050 | 47.234
1.1 PEMEC 10 MW | Hydrogen production via PEMEC electrolysis for 10 MW plant | Energy/technical data | Electricity consumption [stack level, kWh/kgH2] | stacklevel,kWh/kgH2 |  | C, D | [1], [2], [3], [4] | ctrl | 2020 | 56.3296
1.1 PEMEC 10 MW | Hydrogen production via PEMEC electrolysis for 10 MW plant | Energy/technical data | Electricity consumption [stack level, kWh/kgH2] | stacklevel,kWh/kgH2 |  | C, D | [1], [2], [3], [4] | ctrl | 2025 | 53.8525
1.1 PEMEC 10 MW | Hydrogen production via PEMEC electrolysis for 10 MW plant | Energy/technical data | Electricity consumption [stack level, kWh/kgH2] | stacklevel,kWh/kgH2 |  | C, D | [1], [2], [3], [4] | ctrl | 2030 | 50.6355
1.1 PEMEC 10 MW | Hydrogen production via PEMEC electrolysis for 10 MW plant | Energy/technical data | Electricity consumption [stack level, kWh/kgH2] | stacklevel,kWh/kgH2 |  | C, D | [1], [2], [3], [4] | ctrl | 2040 | 48.088
1.1 PEMEC 10 MW | Hydrogen production via PEMEC electrolysis for 10 MW plant | Energy/technical data | Electricity consumption [stack level, kWh/kgH2] | stacklevel,kWh/kgH2 |  | C, D | [1], [2], [3], [4] | ctrl | 2050 | 44.617
1.1 PEMEC 10 MW | Hydrogen production via PEMEC electrolysis for 10 MW plant | Energy/technical data | Electricity consumption [stack+BOP level, kWh/kgH2] | stack+BOPlevel,kWh/kgH2 |  | E | [1], [2], [3], [4] | Lower | 2020 | 61.3349
1.1 PEMEC 10 MW | Hydrogen production via PEMEC electrolysis for 10 MW plant | Energy/technical data | Electricity consumption [stack+BOP level, kWh/kgH2] | stack+BOPlevel,kWh/kgH2 |  | E | [1], [2], [3], [4] | Lower | 2050 | 47.2168
1.1 PEMEC 10 MW | Hydrogen production via PEMEC electrolysis for 10 MW plant | Energy/technical data | Electricity consumption [stack+BOP level, kWh/kgH2] | stack+BOPlevel,kWh/kgH2 |  | E | [1], [2], [3], [4] | Upper | 2020 | 65.3176
1.1 PEMEC 10 MW | Hydrogen production via PEMEC electrolysis for 10 MW plant | Energy/technical data | Electricity consumption [stack+BOP level, kWh/kgH2] | stack+BOPlevel,kWh/kgH2 |  | E | [1], [2], [3], [4] | Upper | 2050 | 53.101
1.1 PEMEC 10 MW | Hydrogen production via PEMEC electrolysis for 10 MW plant | Energy/technical data | Electricity consumption [stack+BOP level, kWh/kgH2] | stack+BOPlevel,kWh/kgH2 |  | E | [1], [2], [3], [4] | ctrl | 2020 | 63.3263
1.1 PEMEC 10 MW | Hydrogen production via PEMEC electrolysis for 10 MW plant | Energy/technical data | Electricity consumption [stack+BOP level, kWh/kgH2] | stack+BOPlevel,kWh/kgH2 |  | E | [1], [2], [3], [4] | ctrl | 2025 | 60.5415
1.1 PEMEC 10 MW | Hydrogen production via PEMEC electrolysis for 10 MW plant | Energy/technical data | Electricity consumption [stack+BOP level, kWh/kgH2] | stack+BOPlevel,kWh/kgH2 |  | E | [1], [2], [3], [4] | ctrl | 2030 | 56.9249
1.1 PEMEC 10 MW | Hydrogen production via PEMEC electrolysis for 10 MW plant | Energy/technical data | Electricity consumption [stack+BOP level, kWh/kgH2] | stack+BOPlevel,kWh/kgH2 |  | E | [1], [2], [3], [4] | ctrl | 2040 | 54.061
1.1 PEMEC 10 MW | Hydrogen production via PEMEC electrolysis for 10 MW plant | Energy/technical data | Electricity consumption [stack+BOP level, kWh/kgH2] | stack+BOPlevel,kWh/kgH2 |  | E | [1], [2], [3], [4] | ctrl | 2050 | 50.1589
1.1 PEMEC 10 MW | Hydrogen production via PEMEC electrolysis for 10 MW plant | Energy/technical data | Forced outage [%] | pct. |  | K |  | Lower | 2020 | 3
1.1 PEMEC 10 MW | Hydrogen production via PEMEC electrolysis for 10 MW plant | Energy/technical data | Forced outage [%] | pct. |  | K |  | Lower | 2050 | 3
1.1 PEMEC 10 MW | Hydrogen production via PEMEC electrolysis for 10 MW plant | Energy/technical data | Forced outage [%] | pct. |  | K |  | Upper | 2020 | 3
1.1 PEMEC 10 MW | Hydrogen production via PEMEC electrolysis for 10 MW plant | Energy/technical data | Forced outage [%] | pct. |  | K |  | Upper | 2050 | 3
1.1 PEMEC 10 MW | Hydrogen production via PEMEC electrolysis for 10 MW plant | Energy/technical data | Forced outage [%] | pct. |  | K |  | ctrl | 2020 | 3
1.1 PEMEC 10 MW | Hydrogen production via PEMEC electrolysis for 10 MW plant | Energy/technical data | Forced outage [%] | pct. |  | K |  | ctrl | 2025 | 3
1.1 PEMEC 10 MW | Hydrogen production via PEMEC electrolysis for 10 MW plant | Energy/technical data | Forced outage [%] | pct. |  | K |  | ctrl | 2030 | 3
1.1 PEMEC 10 MW | Hydrogen production via PEMEC electrolysis for 10 MW plant | Energy/technical data | Forced outage [%] | pct. |  | K |  | ctrl | 2040 | 3
1.1 PEMEC 10 MW | Hydrogen production via PEMEC electrolysis for 10 MW plant | Energy/technical data | Forced outage [%] | pct. |  | K |  | ctrl | 2050 | 3
1.1 PEMEC 10 MW | Hydrogen production via PEMEC electrolysis for 10 MW plant | Energy/technical data | Frequency of stack replacement [h] | h |  | C, D, L | [1], [2], [3], [4], [5] | Lower | 2020 | 46000
1.1 PEMEC 10 MW | Hydrogen production via PEMEC electrolysis for 10 MW plant | Energy/technical data | Frequency of stack replacement [h] | h |  | C, D, L | [1], [2], [3], [4], [5] | Lower | 2050 | 86500
1.1 PEMEC 10 MW | Hydrogen production via PEMEC electrolysis for 10 MW plant | Energy/technical data | Frequency of stack replacement [h] | h |  | C, D, L | [1], [2], [3], [4], [5] | Upper | 2020 | 64000
1.1 PEMEC 10 MW | Hydrogen production via PEMEC electrolysis for 10 MW plant | Energy/technical data | Frequency of stack replacement [h] | h |  | C, D, L | [1], [2], [3], [4], [5] | Upper | 2050 | 123500
1.1 PEMEC 10 MW | Hydrogen production via PEMEC electrolysis for 10 MW plant | Energy/technical data | Frequency of stack replacement [h] | h |  | C, D, L | [1], [2], [3], [4], [5] | ctrl | 2020 | 55000
1.1 PEMEC 10 MW | Hydrogen production via PEMEC electrolysis for 10 MW plant | Energy/technical data | Frequency of stack replacement [h] | h |  | C, D, L | [1], [2], [3], [4], [5] | ctrl | 2025 | 65500
1.1 PEMEC 10 MW | Hydrogen production via PEMEC electrolysis for 10 MW plant | Energy/technical data | Frequency of stack replacement [h] | h |  | C, D, L | [1], [2], [3], [4], [5] | ctrl | 2030 | 77500
1.1 PEMEC 10 MW | Hydrogen production via PEMEC electrolysis for 10 MW plant | Energy/technical data | Frequency of stack replacement [h] | h |  | C, D, L | [1], [2], [3], [4], [5] | ctrl | 2040 | 90000
1.1 PEMEC 10 MW | Hydrogen production via PEMEC electrolysis for 10 MW plant | Energy/technical data | Frequency of stack replacement [h] | h |  | C, D, L | [1], [2], [3], [4], [5] | ctrl | 2050 | 105000
1.1 PEMEC 10 MW | Hydrogen production via PEMEC electrolysis for 10 MW plant | Energy/technical data | Heat loss (% total input_e [MWh/MWh]) | MWh/MWh |  |  |  | Lower | 2020 | 34.5272
1.1 PEMEC 10 MW | Hydrogen production via PEMEC electrolysis for 10 MW plant | Energy/technical data | Heat loss (% total input_e [MWh/MWh]) | MWh/MWh |  |  |  | Lower | 2050 | 14.9505
1.1 PEMEC 10 MW | Hydrogen production via PEMEC electrolysis for 10 MW plant | Energy/technical data | Heat loss (% total input_e [MWh/MWh]) | MWh/MWh |  |  |  | Upper | 2020 | 38.5194
1.1 PEMEC 10 MW | Hydrogen production via PEMEC electrolysis for 10 MW plant | Energy/technical data | Heat loss (% total input_e [MWh/MWh]) | MWh/MWh |  |  |  | Upper | 2050 | 24.3749
1.1 PEMEC 10 MW | Hydrogen production via PEMEC electrolysis for 10 MW plant | Energy/technical data | Heat loss (% total input_e [MWh/MWh]) | MWh/MWh |  |  |  | ctrl | 2020 | 36.5861
1.1 PEMEC 10 MW | Hydrogen production via PEMEC electrolysis for 10 MW plant | Energy/technical data | Heat loss (% total input_e [MWh/MWh]) | MWh/MWh |  |  |  | ctrl | 2025 | 33.6692
1.1 PEMEC 10 MW | Hydrogen production via PEMEC electrolysis for 10 MW plant | Energy/technical data | Heat loss (% total input_e [MWh/MWh]) | MWh/MWh |  |  |  | ctrl | 2030 | 29.455
1.1 PEMEC 10 MW | Hydrogen production via PEMEC electrolysis for 10 MW plant | Energy/technical data | Heat loss (% total input_e [MWh/MWh]) | MWh/MWh |  |  |  | ctrl | 2040 | 25.7178
1.1 PEMEC 10 MW | Hydrogen production via PEMEC electrolysis for 10 MW plant | Energy/technical data | Heat loss (% total input_e [MWh/MWh]) | MWh/MWh |  |  |  | ctrl | 2050 | 19.9391
1.1 PEMEC 10 MW | Hydrogen production via PEMEC electrolysis for 10 MW plant | Energy/technical data | Hydrogen Output (% total input_e [MWh/MWh]) | MWh/MWh |  | F |  | Lower | 2020 | 54.2921
1.1 PEMEC 10 MW | Hydrogen production via PEMEC electrolysis for 10 MW plant | Energy/technical data | Hydrogen Output (% total input_e [MWh/MWh]) | MWh/MWh |  | F |  | Lower | 2050 | 70.5257
1.1 PEMEC 10 MW | Hydrogen production via PEMEC electrolysis for 10 MW plant | Energy/technical data | Hydrogen Output (% total input_e [MWh/MWh]) | MWh/MWh |  | F |  | Upper | 2020 | 50.9816
1.1 PEMEC 10 MW | Hydrogen production via PEMEC electrolysis for 10 MW plant | Energy/technical data | Hydrogen Output (% total input_e [MWh/MWh]) | MWh/MWh |  | F |  | Upper | 2050 | 62.7107
1.1 PEMEC 10 MW | Hydrogen production via PEMEC electrolysis for 10 MW plant | Energy/technical data | Hydrogen Output (% total input_e [MWh/MWh]) | MWh/MWh |  | F |  | ctrl | 2020 | 52.5848
1.1 PEMEC 10 MW | Hydrogen production via PEMEC electrolysis for 10 MW plant | Energy/technical data | Hydrogen Output (% total input_e [MWh/MWh]) | MWh/MWh |  | F |  | ctrl | 2025 | 55.0036
1.1 PEMEC 10 MW | Hydrogen production via PEMEC electrolysis for 10 MW plant | Energy/technical data | Hydrogen Output (% total input_e [MWh/MWh]) | MWh/MWh |  | F |  | ctrl | 2030 | 58.4981
1.1 PEMEC 10 MW | Hydrogen production via PEMEC electrolysis for 10 MW plant | Energy/technical data | Hydrogen Output (% total input_e [MWh/MWh]) | MWh/MWh |  | F |  | ctrl | 2040 | 61.5971
1.1 PEMEC 10 MW | Hydrogen production via PEMEC electrolysis for 10 MW plant | Energy/technical data | Hydrogen Output (% total input_e [MWh/MWh]) | MWh/MWh |  | F |  | ctrl | 2050 | 66.389
1.1 PEMEC 10 MW | Hydrogen production via PEMEC electrolysis for 10 MW plant | Energy/technical data | Hydrogen [kg/MWh input_e] | kg/MWhinput_e |  |  |  | Lower | 2020 | 18.329
1.1 PEMEC 10 MW | Hydrogen production via PEMEC electrolysis for 10 MW plant | Energy/technical data | Hydrogen [kg/MWh input_e] | kg/MWhinput_e |  |  |  | Lower | 2050 | 23.8095
1.1 PEMEC 10 MW | Hydrogen production via PEMEC electrolysis for 10 MW plant | Energy/technical data | Hydrogen [kg/MWh input_e] | kg/MWhinput_e |  |  |  | Upper | 2020 | 17.2114
1.1 PEMEC 10 MW | Hydrogen production via PEMEC electrolysis for 10 MW plant | Energy/technical data | Hydrogen [kg/MWh input_e] | kg/MWhinput_e |  |  |  | Upper | 2050 | 21.1712
1.1 PEMEC 10 MW | Hydrogen production via PEMEC electrolysis for 10 MW plant | Energy/technical data | Hydrogen [kg/MWh input_e] | kg/MWhinput_e |  |  |  | ctrl | 2020 | 17.7527
1.1 PEMEC 10 MW | Hydrogen production via PEMEC electrolysis for 10 MW plant | Energy/technical data | Hydrogen [kg/MWh input_e] | kg/MWhinput_e |  |  |  | ctrl | 2025 | 18.5692
1.1 PEMEC 10 MW | Hydrogen production via PEMEC electrolysis for 10 MW plant | Energy/technical data | Hydrogen [kg/MWh input_e] | kg/MWhinput_e |  |  |  | ctrl | 2030 | 19.749
1.1 PEMEC 10 MW | Hydrogen production via PEMEC electrolysis for 10 MW plant | Energy/technical data | Hydrogen [kg/MWh input_e] | kg/MWhinput_e |  |  |  | ctrl | 2040 | 20.7952
1.1 PEMEC 10 MW | Hydrogen production via PEMEC electrolysis for 10 MW plant | Energy/technical data | Hydrogen [kg/MWh input_e] | kg/MWhinput_e |  |  |  | ctrl | 2050 | 22.413
1.1 PEMEC 10 MW | Hydrogen production via PEMEC electrolysis for 10 MW plant | Energy/technical data | Planned outage [days per year] | days/year |  | K |  | Lower | 2020 | 11
1.1 PEMEC 10 MW | Hydrogen production via PEMEC electrolysis for 10 MW plant | Energy/technical data | Planned outage [days per year] | days/year |  | K |  | Lower | 2050 | 11
1.1 PEMEC 10 MW | Hydrogen production via PEMEC electrolysis for 10 MW plant | Energy/technical data | Planned outage [days per year] | days/year |  | K |  | Upper | 2020 | 11
1.1 PEMEC 10 MW | Hydrogen production via PEMEC electrolysis for 10 MW plant | Energy/technical data | Planned outage [days per year] | days/year |  | K |  | Upper | 2050 | 11
1.1 PEMEC 10 MW | Hydrogen production via PEMEC electrolysis for 10 MW plant | Energy/technical data | Planned outage [days per year] | days/year |  | K |  | ctrl | 2020 | 11
1.1 PEMEC 10 MW | Hydrogen production via PEMEC electrolysis for 10 MW plant | Energy/technical data | Planned outage [days per year] | days/year |  | K |  | ctrl | 2025 | 11
1.1 PEMEC 10 MW | Hydrogen production via PEMEC electrolysis for 10 MW plant | Energy/technical data | Planned outage [days per year] | days/year |  | K |  | ctrl | 2030 | 11
1.1 PEMEC 10 MW | Hydrogen production via PEMEC electrolysis for 10 MW plant | Energy/technical data | Planned outage [days per year] | days/year |  | K |  | ctrl | 2040 | 11
1.1 PEMEC 10 MW | Hydrogen production via PEMEC electrolysis for 10 MW plant | Energy/technical data | Planned outage [days per year] | days/year |  | K |  | ctrl | 2050 | 11
1.1 PEMEC 10 MW | Hydrogen production via PEMEC electrolysis for 10 MW plant | Energy/technical data | Technical lifetime [years] | years |  | K |  | Lower | 2020 | 20
1.1 PEMEC 10 MW | Hydrogen production via PEMEC electrolysis for 10 MW plant | Energy/technical data | Technical lifetime [years] | years |  | K |  | Lower | 2050 | 20
1.1 PEMEC 10 MW | Hydrogen production via PEMEC electrolysis for 10 MW plant | Energy/technical data | Technical lifetime [years] | years |  | K |  | Upper | 2020 | 30
1.1 PEMEC 10 MW | Hydrogen production via PEMEC electrolysis for 10 MW plant | Energy/technical data | Technical lifetime [years] | years |  | K |  | Upper | 2050 | 30
1.1 PEMEC 10 MW | Hydrogen production via PEMEC electrolysis for 10 MW plant | Energy/technical data | Technical lifetime [years] | years |  | K |  | ctrl | 2020 | 25
1.1 PEMEC 10 MW | Hydrogen production via PEMEC electrolysis for 10 MW plant | Energy/technical data | Technical lifetime [years] | years |  | K |  | ctrl | 2025 | 25
1.1 PEMEC 10 MW | Hydrogen production via PEMEC electrolysis for 10 MW plant | Energy/technical data | Technical lifetime [years] | years |  | K |  | ctrl | 2030 | 25
1.1 PEMEC 10 MW | Hydrogen production via PEMEC electrolysis for 10 MW plant | Energy/technical data | Technical lifetime [years] | years |  | K |  | ctrl | 2040 | 25
1.1 PEMEC 10 MW | Hydrogen production via PEMEC electrolysis for 10 MW plant | Energy/technical data | Technical lifetime [years] | years |  | K |  | ctrl | 2050 | 25
1.1 PEMEC 10 MW | Hydrogen production via PEMEC electrolysis for 10 MW plant | Energy/technical data | Typical total plant size [MW input_e] | MWinput_e |  |  |  | Lower | 2020 | 10
1.1 PEMEC 10 MW | Hydrogen production via PEMEC electrolysis for 10 MW plant | Energy/technical data | Typical total plant size [MW input_e] | MWinput_e |  |  |  | Lower | 2050 | 10
1.1 PEMEC 10 MW | Hydrogen production via PEMEC electrolysis for 10 MW plant | Energy/technical data | Typical total plant size [MW input_e] | MWinput_e |  |  |  | Upper | 2020 | 10
1.1 PEMEC 10 MW | Hydrogen production via PEMEC electrolysis for 10 MW plant | Energy/technical data | Typical total plant size [MW input_e] | MWinput_e |  |  |  | Upper | 2050 | 10
1.1 PEMEC 10 MW | Hydrogen production via PEMEC electrolysis for 10 MW plant | Energy/technical data | Typical total plant size [MW input_e] | MWinput_e |  |  |  | ctrl | 2020 | 10
1.1 PEMEC 10 MW | Hydrogen production via PEMEC electrolysis for 10 MW plant | Energy/technical data | Typical total plant size [MW input_e] | MWinput_e |  |  |  | ctrl | 2025 | 10
1.1 PEMEC 10 MW | Hydrogen production via PEMEC electrolysis for 10 MW plant | Energy/technical data | Typical total plant size [MW input_e] | MWinput_e |  |  |  | ctrl | 2030 | 10
1.1 PEMEC 10 MW | Hydrogen production via PEMEC electrolysis for 10 MW plant | Energy/technical data | Typical total plant size [MW input_e] | MWinput_e |  |  |  | ctrl | 2040 | 10
1.1 PEMEC 10 MW | Hydrogen production via PEMEC electrolysis for 10 MW plant | Energy/technical data | Typical total plant size [MW input_e] | MWinput_e |  |  |  | ctrl | 2050 | 10
1.1 PEMEC 10 MW | Hydrogen production via PEMEC electrolysis for 10 MW plant | Energy/technical data | Typical total plant size [kgH2/day of max output] | kgH2/dayofmaxoutput |  | A, B |  | Lower | 2020 | 4398.9695
1.1 PEMEC 10 MW | Hydrogen production via PEMEC electrolysis for 10 MW plant | Energy/technical data | Typical total plant size [kgH2/day of max output] | kgH2/dayofmaxoutput |  | A, B |  | Lower | 2050 | 5714.2857
1.1 PEMEC 10 MW | Hydrogen production via PEMEC electrolysis for 10 MW plant | Energy/technical data | Typical total plant size [kgH2/day of max output] | kgH2/dayofmaxoutput |  | A, B |  | Upper | 2020 | 4130.7426
1.1 PEMEC 10 MW | Hydrogen production via PEMEC electrolysis for 10 MW plant | Energy/technical data | Typical total plant size [kgH2/day of max output] | kgH2/dayofmaxoutput |  | A, B |  | Upper | 2050 | 5081.0811
1.1 PEMEC 10 MW | Hydrogen production via PEMEC electrolysis for 10 MW plant | Energy/technical data | Typical total plant size [kgH2/day of max output] | kgH2/dayofmaxoutput |  | A, B |  | ctrl | 2020 | 4260.6387
1.1 PEMEC 10 MW | Hydrogen production via PEMEC electrolysis for 10 MW plant | Energy/technical data | Typical total plant size [kgH2/day of max output] | kgH2/dayofmaxoutput |  | A, B |  | ctrl | 2025 | 4456.6176
1.1 PEMEC 10 MW | Hydrogen production via PEMEC electrolysis for 10 MW plant | Energy/technical data | Typical total plant size [kgH2/day of max output] | kgH2/dayofmaxoutput |  | A, B |  | ctrl | 2030 | 4739.7592
1.1 PEMEC 10 MW | Hydrogen production via PEMEC electrolysis for 10 MW plant | Energy/technical data | Typical total plant size [kgH2/day of max output] | kgH2/dayofmaxoutput |  | A, B |  | ctrl | 2040 | 4990.8501
1.1 PEMEC 10 MW | Hydrogen production via PEMEC electrolysis for 10 MW plant | Energy/technical data | Typical total plant size [kgH2/day of max output] | kgH2/dayofmaxoutput |  | A, B |  | ctrl | 2050 | 5379.113
1.1 PEMEC 10 MW | Hydrogen production via PEMEC electrolysis for 10 MW plant | Energy/technical data | Ultrapure Water for electrolysis [kg/MWh input_e] | kg/MWhinput_e |  |  |  | Lower | 2020 | 164.9614
1.1 PEMEC 10 MW | Hydrogen production via PEMEC electrolysis for 10 MW plant | Energy/technical data | Ultrapure Water for electrolysis [kg/MWh input_e] | kg/MWhinput_e |  |  |  | Lower | 2050 | 214.2857
1.1 PEMEC 10 MW | Hydrogen production via PEMEC electrolysis for 10 MW plant | Energy/technical data | Ultrapure Water for electrolysis [kg/MWh input_e] | kg/MWhinput_e |  |  |  | Upper | 2020 | 154.9028
1.1 PEMEC 10 MW | Hydrogen production via PEMEC electrolysis for 10 MW plant | Energy/technical data | Ultrapure Water for electrolysis [kg/MWh input_e] | kg/MWhinput_e |  |  |  | Upper | 2050 | 190.5405
1.1 PEMEC 10 MW | Hydrogen production via PEMEC electrolysis for 10 MW plant | Energy/technical data | Ultrapure Water for electrolysis [kg/MWh input_e] | kg/MWhinput_e |  |  |  | ctrl | 2020 | 159.774
1.1 PEMEC 10 MW | Hydrogen production via PEMEC electrolysis for 10 MW plant | Energy/technical data | Ultrapure Water for electrolysis [kg/MWh input_e] | kg/MWhinput_e |  |  |  | ctrl | 2025 | 167.1232
1.1 PEMEC 10 MW | Hydrogen production via PEMEC electrolysis for 10 MW plant | Energy/technical data | Ultrapure Water for electrolysis [kg/MWh input_e] | kg/MWhinput_e |  |  |  | ctrl | 2030 | 177.741
1.1 PEMEC 10 MW | Hydrogen production via PEMEC electrolysis for 10 MW plant | Energy/technical data | Ultrapure Water for electrolysis [kg/MWh input_e] | kg/MWhinput_e |  |  |  | ctrl | 2040 | 187.1569
1.1 PEMEC 10 MW | Hydrogen production via PEMEC electrolysis for 10 MW plant | Energy/technical data | Ultrapure Water for electrolysis [kg/MWh input_e] | kg/MWhinput_e |  |  |  | ctrl | 2050 | 201.7167
1.1 PEMEC 10 MW | Hydrogen production via PEMEC electrolysis for 10 MW plant | Energy/technical data | ΔE from HHV to LHV (% total input_e [MWh/MWh]) | MWh/MWh |  | G, H |  | Lower | 2020 | 11.1807
1.1 PEMEC 10 MW | Hydrogen production via PEMEC electrolysis for 10 MW plant | Energy/technical data | ΔE from HHV to LHV (% total input_e [MWh/MWh]) | MWh/MWh |  | G, H |  | Lower | 2050 | 14.5238
1.1 PEMEC 10 MW | Hydrogen production via PEMEC electrolysis for 10 MW plant | Energy/technical data | ΔE from HHV to LHV (% total input_e [MWh/MWh]) | MWh/MWh |  | G, H |  | Upper | 2020 | 10.499
1.1 PEMEC 10 MW | Hydrogen production via PEMEC electrolysis for 10 MW plant | Energy/technical data | ΔE from HHV to LHV (% total input_e [MWh/MWh]) | MWh/MWh |  | G, H |  | Upper | 2050 | 12.9144
1.1 PEMEC 10 MW | Hydrogen production via PEMEC electrolysis for 10 MW plant | Energy/technical data | ΔE from HHV to LHV (% total input_e [MWh/MWh]) | MWh/MWh |  | G, H |  | ctrl | 2020 | 10.8291
1.1 PEMEC 10 MW | Hydrogen production via PEMEC electrolysis for 10 MW plant | Energy/technical data | ΔE from HHV to LHV (% total input_e [MWh/MWh]) | MWh/MWh |  | G, H |  | ctrl | 2025 | 11.3272
1.1 PEMEC 10 MW | Hydrogen production via PEMEC electrolysis for 10 MW plant | Energy/technical data | ΔE from HHV to LHV (% total input_e [MWh/MWh]) | MWh/MWh |  | G, H |  | ctrl | 2030 | 12.0469
1.1 PEMEC 10 MW | Hydrogen production via PEMEC electrolysis for 10 MW plant | Energy/technical data | ΔE from HHV to LHV (% total input_e [MWh/MWh]) | MWh/MWh |  | G, H |  | ctrl | 2040 | 12.6851
1.1 PEMEC 10 MW | Hydrogen production via PEMEC electrolysis for 10 MW plant | Energy/technical data | ΔE from HHV to LHV (% total input_e [MWh/MWh]) | MWh/MWh |  | G, H |  | ctrl | 2050 | 13.6719
1.1 PEMEC 10 MW | Hydrogen production via PEMEC electrolysis for 10 MW plant | Financial data | - hereof BOP [€/kW of total input_e] | €/kWoftotalinput_e |  | P, Q |  | Lower | 2020 | 218.2528
1.1 PEMEC 10 MW | Hydrogen production via PEMEC electrolysis for 10 MW plant | Financial data | - hereof BOP [€/kW of total input_e] | €/kWoftotalinput_e |  | P, Q |  | Lower | 2050 | 57.2466
1.1 PEMEC 10 MW | Hydrogen production via PEMEC electrolysis for 10 MW plant | Financial data | - hereof BOP [€/kW of total input_e] | €/kWoftotalinput_e |  | P, Q |  | Upper | 2020 | 325.5903
1.1 PEMEC 10 MW | Hydrogen production via PEMEC electrolysis for 10 MW plant | Financial data | - hereof BOP [€/kW of total input_e] | €/kWoftotalinput_e |  | P, Q |  | Upper | 2050 | 85.87
1.1 PEMEC 10 MW | Hydrogen production via PEMEC electrolysis for 10 MW plant | Financial data | - hereof BOP [€/kW of total input_e] | €/kWoftotalinput_e |  | P, Q |  | ctrl | 2020 | 271.9216
1.1 PEMEC 10 MW | Hydrogen production via PEMEC electrolysis for 10 MW plant | Financial data | - hereof BOP [€/kW of total input_e] | €/kWoftotalinput_e |  | P, Q |  | ctrl | 2025 | 203.9412
1.1 PEMEC 10 MW | Hydrogen production via PEMEC electrolysis for 10 MW plant | Financial data | - hereof BOP [€/kW of total input_e] | €/kWoftotalinput_e |  | P, Q |  | ctrl | 2030 | 135.9608
1.1 PEMEC 10 MW | Hydrogen production via PEMEC electrolysis for 10 MW plant | Financial data | - hereof BOP [€/kW of total input_e] | €/kWoftotalinput_e |  | P, Q |  | ctrl | 2040 | 103.7596
1.1 PEMEC 10 MW | Hydrogen production via PEMEC electrolysis for 10 MW plant | Financial data | - hereof BOP [€/kW of total input_e] | €/kWoftotalinput_e |  | P, Q |  | ctrl | 2050 | 71.5583
1.1 PEMEC 10 MW | Hydrogen production via PEMEC electrolysis for 10 MW plant | Financial data | - hereof Civil Infrastructure [€/kW of total input_e] | €/kWoftotalinput_e |  | P, Q |  | Lower | 2020 | 57.611
1.1 PEMEC 10 MW | Hydrogen production via PEMEC electrolysis for 10 MW plant | Financial data | - hereof Civil Infrastructure [€/kW of total input_e] | €/kWoftotalinput_e |  | P, Q |  | Lower | 2050 | 15.1111
1.1 PEMEC 10 MW | Hydrogen production via PEMEC electrolysis for 10 MW plant | Financial data | - hereof Civil Infrastructure [€/kW of total input_e] | €/kWoftotalinput_e |  | P, Q |  | Upper | 2020 | 85.9442
1.1 PEMEC 10 MW | Hydrogen production via PEMEC electrolysis for 10 MW plant | Financial data | - hereof Civil Infrastructure [€/kW of total input_e] | €/kWoftotalinput_e |  | P, Q |  | Upper | 2050 | 22.6666
1.1 PEMEC 10 MW | Hydrogen production via PEMEC electrolysis for 10 MW plant | Financial data | - hereof Civil Infrastructure [€/kW of total input_e] | €/kWoftotalinput_e |  | P, Q |  | ctrl | 2020 | 71.7776
1.1 PEMEC 10 MW | Hydrogen production via PEMEC electrolysis for 10 MW plant | Financial data | - hereof Civil Infrastructure [€/kW of total input_e] | €/kWoftotalinput_e |  | P, Q |  | ctrl | 2025 | 53.8332
1.1 PEMEC 10 MW | Hydrogen production via PEMEC electrolysis for 10 MW plant | Financial data | - hereof Civil Infrastructure [€/kW of total input_e] | €/kWoftotalinput_e |  | P, Q |  | ctrl | 2030 | 35.8888
1.1 PEMEC 10 MW | Hydrogen production via PEMEC electrolysis for 10 MW plant | Financial data | - hereof Civil Infrastructure [€/kW of total input_e] | €/kWoftotalinput_e |  | P, Q |  | ctrl | 2040 | 27.3888
1.1 PEMEC 10 MW | Hydrogen production via PEMEC electrolysis for 10 MW plant | Financial data | - hereof Civil Infrastructure [€/kW of total input_e] | €/kWoftotalinput_e |  | P, Q |  | ctrl | 2050 | 18.8888
1.1 PEMEC 10 MW | Hydrogen production via PEMEC electrolysis for 10 MW plant | Financial data | - hereof Control System [€/kW of total input_e] | €/kWoftotalinput_e |  | P, Q |  | Lower | 2020 | 129.157
1.1 PEMEC 10 MW | Hydrogen production via PEMEC electrolysis for 10 MW plant | Financial data | - hereof Control System [€/kW of total input_e] | €/kWoftotalinput_e |  | P, Q |  | Lower | 2050 | 33.8772
1.1 PEMEC 10 MW | Hydrogen production via PEMEC electrolysis for 10 MW plant | Financial data | - hereof Control System [€/kW of total input_e] | €/kWoftotalinput_e |  | P, Q |  | Upper | 2020 | 192.6768
1.1 PEMEC 10 MW | Hydrogen production via PEMEC electrolysis for 10 MW plant | Financial data | - hereof Control System [€/kW of total input_e] | €/kWoftotalinput_e |  | P, Q |  | Upper | 2050 | 50.8159
1.1 PEMEC 10 MW | Hydrogen production via PEMEC electrolysis for 10 MW plant | Financial data | - hereof Control System [€/kW of total input_e] | €/kWoftotalinput_e |  | P, Q |  | ctrl | 2020 | 160.9169
1.1 PEMEC 10 MW | Hydrogen production via PEMEC electrolysis for 10 MW plant | Financial data | - hereof Control System [€/kW of total input_e] | €/kWoftotalinput_e |  | P, Q |  | ctrl | 2025 | 120.6877
1.1 PEMEC 10 MW | Hydrogen production via PEMEC electrolysis for 10 MW plant | Financial data | - hereof Control System [€/kW of total input_e] | €/kWoftotalinput_e |  | P, Q |  | ctrl | 2030 | 80.4584
1.1 PEMEC 10 MW | Hydrogen production via PEMEC electrolysis for 10 MW plant | Financial data | - hereof Control System [€/kW of total input_e] | €/kWoftotalinput_e |  | P, Q |  | ctrl | 2040 | 61.4025
1.1 PEMEC 10 MW | Hydrogen production via PEMEC electrolysis for 10 MW plant | Financial data | - hereof Control System [€/kW of total input_e] | €/kWoftotalinput_e |  | P, Q |  | ctrl | 2050 | 42.3466
1.1 PEMEC 10 MW | Hydrogen production via PEMEC electrolysis for 10 MW plant | Financial data | - hereof Indirects [€/kW of total input_e] | €/kWoftotalinput_e |  | P, Q |  | Lower | 2020 | 232.6271
1.1 PEMEC 10 MW | Hydrogen production via PEMEC electrolysis for 10 MW plant | Financial data | - hereof Indirects [€/kW of total input_e] | €/kWoftotalinput_e |  | P, Q |  | Lower | 2050 | 61.0169
1.1 PEMEC 10 MW | Hydrogen production via PEMEC electrolysis for 10 MW plant | Financial data | - hereof Indirects [€/kW of total input_e] | €/kWoftotalinput_e |  | P, Q |  | Upper | 2020 | 347.0339
1.1 PEMEC 10 MW | Hydrogen production via PEMEC electrolysis for 10 MW plant | Financial data | - hereof Indirects [€/kW of total input_e] | €/kWoftotalinput_e |  | P, Q |  | Upper | 2050 | 91.5254
1.1 PEMEC 10 MW | Hydrogen production via PEMEC electrolysis for 10 MW plant | Financial data | - hereof Indirects [€/kW of total input_e] | €/kWoftotalinput_e |  | P, Q |  | ctrl | 2020 | 289.8305
1.1 PEMEC 10 MW | Hydrogen production via PEMEC electrolysis for 10 MW plant | Financial data | - hereof Indirects [€/kW of total input_e] | €/kWoftotalinput_e |  | P, Q |  | ctrl | 2025 | 217.3729
1.1 PEMEC 10 MW | Hydrogen production via PEMEC electrolysis for 10 MW plant | Financial data | - hereof Indirects [€/kW of total input_e] | €/kWoftotalinput_e |  | P, Q |  | ctrl | 2030 | 144.9153
1.1 PEMEC 10 MW | Hydrogen production via PEMEC electrolysis for 10 MW plant | Financial data | - hereof Indirects [€/kW of total input_e] | €/kWoftotalinput_e |  | P, Q |  | ctrl | 2040 | 110.5932
1.1 PEMEC 10 MW | Hydrogen production via PEMEC electrolysis for 10 MW plant | Financial data | - hereof Indirects [€/kW of total input_e] | €/kWoftotalinput_e |  | P, Q |  | ctrl | 2050 | 76.2712
1.1 PEMEC 10 MW | Hydrogen production via PEMEC electrolysis for 10 MW plant | Financial data | - hereof electrolyser stack [€/kW of total input_e] | €/kWoftotalinput_e |  | P, Q |  | Lower | 2020 | 361.4693
1.1 PEMEC 10 MW | Hydrogen production via PEMEC electrolysis for 10 MW plant | Financial data | - hereof electrolyser stack [€/kW of total input_e] | €/kWoftotalinput_e |  | P, Q |  | Lower | 2050 | 94.8116
1.1 PEMEC 10 MW | Hydrogen production via PEMEC electrolysis for 10 MW plant | Financial data | - hereof electrolyser stack [€/kW of total input_e] | €/kWoftotalinput_e |  | P, Q |  | Upper | 2020 | 539.241
1.1 PEMEC 10 MW | Hydrogen production via PEMEC electrolysis for 10 MW plant | Financial data | - hereof electrolyser stack [€/kW of total input_e] | €/kWoftotalinput_e |  | P, Q |  | Upper | 2050 | 142.2174
1.1 PEMEC 10 MW | Hydrogen production via PEMEC electrolysis for 10 MW plant | Financial data | - hereof electrolyser stack [€/kW of total input_e] | €/kWoftotalinput_e |  | P, Q |  | ctrl | 2020 | 450.3552
1.1 PEMEC 10 MW | Hydrogen production via PEMEC electrolysis for 10 MW plant | Financial data | - hereof electrolyser stack [€/kW of total input_e] | €/kWoftotalinput_e |  | P, Q |  | ctrl | 2025 | 337.7664
1.1 PEMEC 10 MW | Hydrogen production via PEMEC electrolysis for 10 MW plant | Financial data | - hereof electrolyser stack [€/kW of total input_e] | €/kWoftotalinput_e |  | P, Q |  | ctrl | 2030 | 225.1776
1.1 PEMEC 10 MW | Hydrogen production via PEMEC electrolysis for 10 MW plant | Financial data | - hereof electrolyser stack [€/kW of total input_e] | €/kWoftotalinput_e |  | P, Q |  | ctrl | 2040 | 171.846
1.1 PEMEC 10 MW | Hydrogen production via PEMEC electrolysis for 10 MW plant | Financial data | - hereof electrolyser stack [€/kW of total input_e] | €/kWoftotalinput_e |  | P, Q |  | ctrl | 2050 | 118.5145
1.1 PEMEC 10 MW | Hydrogen production via PEMEC electrolysis for 10 MW plant | Financial data | - hereof electrolyser system [€/kW of total input_e] | €/kWoftotalinput_e |  | P, Q |  | Lower | 2020 | 525.8828
1.1 PEMEC 10 MW | Hydrogen production via PEMEC electrolysis for 10 MW plant | Financial data | - hereof electrolyser system [€/kW of total input_e] | €/kWoftotalinput_e |  | P, Q |  | Lower | 2050 | 137.9365
1.1 PEMEC 10 MW | Hydrogen production via PEMEC electrolysis for 10 MW plant | Financial data | - hereof electrolyser system [€/kW of total input_e] | €/kWoftotalinput_e |  | P, Q |  | Upper | 2020 | 784.5137
1.1 PEMEC 10 MW | Hydrogen production via PEMEC electrolysis for 10 MW plant | Financial data | - hereof electrolyser system [€/kW of total input_e] | €/kWoftotalinput_e |  | P, Q |  | Upper | 2050 | 206.9047
1.1 PEMEC 10 MW | Hydrogen production via PEMEC electrolysis for 10 MW plant | Financial data | - hereof electrolyser system [€/kW of total input_e] | €/kWoftotalinput_e |  | P, Q |  | ctrl | 2020 | 655.1982
1.1 PEMEC 10 MW | Hydrogen production via PEMEC electrolysis for 10 MW plant | Financial data | - hereof electrolyser system [€/kW of total input_e] | €/kWoftotalinput_e |  | P, Q |  | ctrl | 2025 | 491.3987
1.1 PEMEC 10 MW | Hydrogen production via PEMEC electrolysis for 10 MW plant | Financial data | - hereof electrolyser system [€/kW of total input_e] | €/kWoftotalinput_e |  | P, Q |  | ctrl | 2030 | 327.5991
1.1 PEMEC 10 MW | Hydrogen production via PEMEC electrolysis for 10 MW plant | Financial data | - hereof electrolyser system [€/kW of total input_e] | €/kWoftotalinput_e |  | P, Q |  | ctrl | 2040 | 250.0099
1.1 PEMEC 10 MW | Hydrogen production via PEMEC electrolysis for 10 MW plant | Financial data | - hereof electrolyser system [€/kW of total input_e] | €/kWoftotalinput_e |  | P, Q |  | ctrl | 2050 | 172.4206
1.1 PEMEC 10 MW | Hydrogen production via PEMEC electrolysis for 10 MW plant | Financial data | - hereof equipment [%] | pct. |  | K, R |  | Lower | 2020 | 95
1.1 PEMEC 10 MW | Hydrogen production via PEMEC electrolysis for 10 MW plant | Financial data | - hereof equipment [%] | pct. |  | K, R |  | Lower | 2050 | 95
1.1 PEMEC 10 MW | Hydrogen production via PEMEC electrolysis for 10 MW plant | Financial data | - hereof equipment [%] | pct. |  | K, R |  | Upper | 2020 | 95
1.1 PEMEC 10 MW | Hydrogen production via PEMEC electrolysis for 10 MW plant | Financial data | - hereof equipment [%] | pct. |  | K, R |  | Upper | 2050 | 95
1.1 PEMEC 10 MW | Hydrogen production via PEMEC electrolysis for 10 MW plant | Financial data | - hereof equipment [%] | pct. |  | K, R |  | ctrl | 2020 | 95
1.1 PEMEC 10 MW | Hydrogen production via PEMEC electrolysis for 10 MW plant | Financial data | - hereof equipment [%] | pct. |  | K, R |  | ctrl | 2025 | 95
1.1 PEMEC 10 MW | Hydrogen production via PEMEC electrolysis for 10 MW plant | Financial data | - hereof equipment [%] | pct. |  | K, R |  | ctrl | 2030 | 95
1.1 PEMEC 10 MW | Hydrogen production via PEMEC electrolysis for 10 MW plant | Financial data | - hereof equipment [%] | pct. |  | K, R |  | ctrl | 2040 | 95
1.1 PEMEC 10 MW | Hydrogen production via PEMEC electrolysis for 10 MW plant | Financial data | - hereof equipment [%] | pct. |  | K, R |  | ctrl | 2050 | 95
1.1 PEMEC 10 MW | Hydrogen production via PEMEC electrolysis for 10 MW plant | Financial data | - hereof installation [%] | pct. |  | K, R |  | Lower | 2020 | 5
1.1 PEMEC 10 MW | Hydrogen production via PEMEC electrolysis for 10 MW plant | Financial data | - hereof installation [%] | pct. |  | K, R |  | Lower | 2050 | 5
1.1 PEMEC 10 MW | Hydrogen production via PEMEC electrolysis for 10 MW plant | Financial data | - hereof installation [%] | pct. |  | K, R |  | Upper | 2020 | 5
1.1 PEMEC 10 MW | Hydrogen production via PEMEC electrolysis for 10 MW plant | Financial data | - hereof installation [%] | pct. |  | K, R |  | Upper | 2050 | 5
1.1 PEMEC 10 MW | Hydrogen production via PEMEC electrolysis for 10 MW plant | Financial data | - hereof installation [%] | pct. |  | K, R |  | ctrl | 2020 | 5
1.1 PEMEC 10 MW | Hydrogen production via PEMEC electrolysis for 10 MW plant | Financial data | - hereof installation [%] | pct. |  | K, R |  | ctrl | 2025 | 5
1.1 PEMEC 10 MW | Hydrogen production via PEMEC electrolysis for 10 MW plant | Financial data | - hereof installation [%] | pct. |  | K, R |  | ctrl | 2030 | 5
1.1 PEMEC 10 MW | Hydrogen production via PEMEC electrolysis for 10 MW plant | Financial data | - hereof installation [%] | pct. |  | K, R |  | ctrl | 2040 | 5
1.1 PEMEC 10 MW | Hydrogen production via PEMEC electrolysis for 10 MW plant | Financial data | - hereof installation [%] | pct. |  | K, R |  | ctrl | 2050 | 5
1.1 PEMEC 10 MW | Hydrogen production via PEMEC electrolysis for 10 MW plant | Financial data | Fixed O&M [% of specific investment/year] | pct.ofspecificinvestment/year |  | K, S | [8] | Lower | 2020 | 2
1.1 PEMEC 10 MW | Hydrogen production via PEMEC electrolysis for 10 MW plant | Financial data | Fixed O&M [% of specific investment/year] | pct.ofspecificinvestment/year |  | K, S | [8] | Lower | 2050 | 2
1.1 PEMEC 10 MW | Hydrogen production via PEMEC electrolysis for 10 MW plant | Financial data | Fixed O&M [% of specific investment/year] | pct.ofspecificinvestment/year |  | K, S | [8] | Upper | 2020 | 2
1.1 PEMEC 10 MW | Hydrogen production via PEMEC electrolysis for 10 MW plant | Financial data | Fixed O&M [% of specific investment/year] | pct.ofspecificinvestment/year |  | K, S | [8] | Upper | 2050 | 2
1.1 PEMEC 10 MW | Hydrogen production via PEMEC electrolysis for 10 MW plant | Financial data | Fixed O&M [% of specific investment/year] | pct.ofspecificinvestment/year |  | K, S | [8] | ctrl | 2020 | 2
1.1 PEMEC 10 MW | Hydrogen production via PEMEC electrolysis for 10 MW plant | Financial data | Fixed O&M [% of specific investment/year] | pct.ofspecificinvestment/year |  | K, S | [8] | ctrl | 2025 | 2
1.1 PEMEC 10 MW | Hydrogen production via PEMEC electrolysis for 10 MW plant | Financial data | Fixed O&M [% of specific investment/year] | pct.ofspecificinvestment/year |  | K, S | [8] | ctrl | 2030 | 2
1.1 PEMEC 10 MW | Hydrogen production via PEMEC electrolysis for 10 MW plant | Financial data | Fixed O&M [% of specific investment/year] | pct.ofspecificinvestment/year |  | K, S | [8] | ctrl | 2040 | 2
1.1 PEMEC 10 MW | Hydrogen production via PEMEC electrolysis for 10 MW plant | Financial data | Fixed O&M [% of specific investment/year] | pct.ofspecificinvestment/year |  | K, S | [8] | ctrl | 2050 | 2
1.1 PEMEC 10 MW | Hydrogen production via PEMEC electrolysis for 10 MW plant | Financial data | Specific investment [€/kW of total input_e] | €/kWoftotalinput_e |  | D, N, O | [2], [4], [5], [6], [7], [8], [9], [10] | Lower | 2020 | 1525
1.1 PEMEC 10 MW | Hydrogen production via PEMEC electrolysis for 10 MW plant | Financial data | Specific investment [€/kW of total input_e] | €/kWoftotalinput_e |  | D, N, O | [2], [4], [5], [6], [7], [8], [9], [10] | Lower | 2050 | 400
1.1 PEMEC 10 MW | Hydrogen production via PEMEC electrolysis for 10 MW plant | Financial data | Specific investment [€/kW of total input_e] | €/kWoftotalinput_e |  | D, N, O | [2], [4], [5], [6], [7], [8], [9], [10] | Upper | 2020 | 2275
1.1 PEMEC 10 MW | Hydrogen production via PEMEC electrolysis for 10 MW plant | Financial data | Specific investment [€/kW of total input_e] | €/kWoftotalinput_e |  | D, N, O | [2], [4], [5], [6], [7], [8], [9], [10] | Upper | 2050 | 600
1.1 PEMEC 10 MW | Hydrogen production via PEMEC electrolysis for 10 MW plant | Financial data | Specific investment [€/kW of total input_e] | €/kWoftotalinput_e |  | D, N, O | [2], [4], [5], [6], [7], [8], [9], [10] | ctrl | 2020 | 1900
1.1 PEMEC 10 MW | Hydrogen production via PEMEC electrolysis for 10 MW plant | Financial data | Specific investment [€/kW of total input_e] | €/kWoftotalinput_e |  | D, N, O | [2], [4], [5], [6], [7], [8], [9], [10] | ctrl | 2025 | 1425
1.1 PEMEC 10 MW | Hydrogen production via PEMEC electrolysis for 10 MW plant | Financial data | Specific investment [€/kW of total input_e] | €/kWoftotalinput_e |  | D, N, O | [2], [4], [5], [6], [7], [8], [9], [10] | ctrl | 2030 | 950
1.1 PEMEC 10 MW | Hydrogen production via PEMEC electrolysis for 10 MW plant | Financial data | Specific investment [€/kW of total input_e] | €/kWoftotalinput_e |  | D, N, O | [2], [4], [5], [6], [7], [8], [9], [10] | ctrl | 2040 | 725
1.1 PEMEC 10 MW | Hydrogen production via PEMEC electrolysis for 10 MW plant | Financial data | Specific investment [€/kW of total input_e] | €/kWoftotalinput_e |  | D, N, O | [2], [4], [5], [6], [7], [8], [9], [10] | ctrl | 2050 | 500
1.1 PEMEC 10 MW | Hydrogen production via PEMEC electrolysis for 10 MW plant | Financial data | Specific investment [€/kgH2/day of max output] | €/kgH2/dayofmaxoutput |  | A, B, P |  | Lower | 2020 | 3466.721
1.1 PEMEC 10 MW | Hydrogen production via PEMEC electrolysis for 10 MW plant | Financial data | Specific investment [€/kgH2/day of max output] | €/kgH2/dayofmaxoutput |  | A, B, P |  | Lower | 2050 | 700
1.1 PEMEC 10 MW | Hydrogen production via PEMEC electrolysis for 10 MW plant | Financial data | Specific investment [€/kgH2/day of max output] | €/kgH2/dayofmaxoutput |  | A, B, P |  | Upper | 2020 | 5507.4843
1.1 PEMEC 10 MW | Hydrogen production via PEMEC electrolysis for 10 MW plant | Financial data | Specific investment [€/kgH2/day of max output] | €/kgH2/dayofmaxoutput |  | A, B, P |  | Upper | 2050 | 1180.8511
1.1 PEMEC 10 MW | Hydrogen production via PEMEC electrolysis for 10 MW plant | Financial data | Specific investment [€/kgH2/day of max output] | €/kgH2/dayofmaxoutput |  | A, B, P |  | ctrl | 2020 | 4459.4253
1.1 PEMEC 10 MW | Hydrogen production via PEMEC electrolysis for 10 MW plant | Financial data | Specific investment [€/kgH2/day of max output] | €/kgH2/dayofmaxoutput |  | A, B, P |  | ctrl | 2025 | 3197.4922
1.1 PEMEC 10 MW | Hydrogen production via PEMEC electrolysis for 10 MW plant | Financial data | Specific investment [€/kgH2/day of max output] | €/kgH2/dayofmaxoutput |  | A, B, P |  | ctrl | 2030 | 2004.3212
1.1 PEMEC 10 MW | Hydrogen production via PEMEC electrolysis for 10 MW plant | Financial data | Specific investment [€/kgH2/day of max output] | €/kgH2/dayofmaxoutput |  | A, B, P |  | ctrl | 2040 | 1452.6583
1.1 PEMEC 10 MW | Hydrogen production via PEMEC electrolysis for 10 MW plant | Financial data | Specific investment [€/kgH2/day of max output] | €/kgH2/dayofmaxoutput |  | A, B, P |  | ctrl | 2050 | 929.5213
1.1 PEMEC 10 MW | Hydrogen production via PEMEC electrolysis for 10 MW plant | Financial data | Variable O&M [€/kWh of total input] | €/kWhoftotalinput |  | T |  | Lower | 2020 | -
1.1 PEMEC 10 MW | Hydrogen production via PEMEC electrolysis for 10 MW plant | Financial data | Variable O&M [€/kWh of total input] | €/kWhoftotalinput |  | T |  | Lower | 2050 | -
1.1 PEMEC 10 MW | Hydrogen production via PEMEC electrolysis for 10 MW plant | Financial data | Variable O&M [€/kWh of total input] | €/kWhoftotalinput |  | T |  | Upper | 2020 | -
1.1 PEMEC 10 MW | Hydrogen production via PEMEC electrolysis for 10 MW plant | Financial data | Variable O&M [€/kWh of total input] | €/kWhoftotalinput |  | T |  | Upper | 2050 | -
1.1 PEMEC 10 MW | Hydrogen production via PEMEC electrolysis for 10 MW plant | Financial data | Variable O&M [€/kWh of total input] | €/kWhoftotalinput |  | T |  | ctrl | 2020 | -
1.1 PEMEC 10 MW | Hydrogen production via PEMEC electrolysis for 10 MW plant | Financial data | Variable O&M [€/kWh of total input] | €/kWhoftotalinput |  | T |  | ctrl | 2025 | -
1.1 PEMEC 10 MW | Hydrogen production via PEMEC electrolysis for 10 MW plant | Financial data | Variable O&M [€/kWh of total input] | €/kWhoftotalinput |  | T |  | ctrl | 2030 | -
1.1 PEMEC 10 MW | Hydrogen production via PEMEC electrolysis for 10 MW plant | Financial data | Variable O&M [€/kWh of total input] | €/kWhoftotalinput |  | T |  | ctrl | 2040 | -
1.1 PEMEC 10 MW | Hydrogen production via PEMEC electrolysis for 10 MW plant | Financial data | Variable O&M [€/kWh of total input] | €/kWhoftotalinput |  | T |  | ctrl | 2050 | -
1.1 PEMEC 10 MW | Hydrogen production via PEMEC electrolysis for 10 MW plant | Technology-specific data | - cold start up time [min from 0 to 100%] | minfrom0to100pct. |  | V | [3], [8], [11] | Lower | 2020 | 0.3
1.1 PEMEC 10 MW | Hydrogen production via PEMEC electrolysis for 10 MW plant | Technology-specific data | - cold start up time [min from 0 to 100%] | minfrom0to100pct. |  | V | [3], [8], [11] | Lower | 2050 | 0.1
1.1 PEMEC 10 MW | Hydrogen production via PEMEC electrolysis for 10 MW plant | Technology-specific data | - cold start up time [min from 0 to 100%] | minfrom0to100pct. |  | V | [3], [8], [11] | Upper | 2020 | 1
1.1 PEMEC 10 MW | Hydrogen production via PEMEC electrolysis for 10 MW plant | Technology-specific data | - cold start up time [min from 0 to 100%] | minfrom0to100pct. |  | V | [3], [8], [11] | Upper | 2050 | 0.3
1.1 PEMEC 10 MW | Hydrogen production via PEMEC electrolysis for 10 MW plant | Technology-specific data | - cold start up time [min from 0 to 100%] | minfrom0to100pct. |  | V | [3], [8], [11] | ctrl | 2020 | 0.5
1.1 PEMEC 10 MW | Hydrogen production via PEMEC electrolysis for 10 MW plant | Technology-specific data | - cold start up time [min from 0 to 100%] | minfrom0to100pct. |  | V | [3], [8], [11] | ctrl | 2025 | 0.3
1.1 PEMEC 10 MW | Hydrogen production via PEMEC electrolysis for 10 MW plant | Technology-specific data | - cold start up time [min from 0 to 100%] | minfrom0to100pct. |  | V | [3], [8], [11] | ctrl | 2030 | 0.2
1.1 PEMEC 10 MW | Hydrogen production via PEMEC electrolysis for 10 MW plant | Technology-specific data | - cold start up time [min from 0 to 100%] | minfrom0to100pct. |  | V | [3], [8], [11] | ctrl | 2040 | 0.16667
1.1 PEMEC 10 MW | Hydrogen production via PEMEC electrolysis for 10 MW plant | Technology-specific data | - cold start up time [min from 0 to 100%] | minfrom0to100pct. |  | V | [3], [8], [11] | ctrl | 2050 | 0.2
1.1 PEMEC 10 MW | Hydrogen production via PEMEC electrolysis for 10 MW plant | Technology-specific data | Current Density [A/cm2] | A/cm2 |  | K, U | [8] | Lower | 2020 | 1.5
1.1 PEMEC 10 MW | Hydrogen production via PEMEC electrolysis for 10 MW plant | Technology-specific data | Current Density [A/cm2] | A/cm2 |  | K, U | [8] | Lower | 2050 | 7.5
1.1 PEMEC 10 MW | Hydrogen production via PEMEC electrolysis for 10 MW plant | Technology-specific data | Current Density [A/cm2] | A/cm2 |  | K, U | [8] | Upper | 2020 | 3
1.1 PEMEC 10 MW | Hydrogen production via PEMEC electrolysis for 10 MW plant | Technology-specific data | Current Density [A/cm2] | A/cm2 |  | K, U | [8] | Upper | 2050 | 12.5
1.1 PEMEC 10 MW | Hydrogen production via PEMEC electrolysis for 10 MW plant | Technology-specific data | Current Density [A/cm2] | A/cm2 |  | K, U | [8] | ctrl | 2020 | 2.2
1.1 PEMEC 10 MW | Hydrogen production via PEMEC electrolysis for 10 MW plant | Technology-specific data | Current Density [A/cm2] | A/cm2 |  | K, U | [8] | ctrl | 2025 | 2.8
1.1 PEMEC 10 MW | Hydrogen production via PEMEC electrolysis for 10 MW plant | Technology-specific data | Current Density [A/cm2] | A/cm2 |  | K, U | [8] | ctrl | 2030 | 5
1.1 PEMEC 10 MW | Hydrogen production via PEMEC electrolysis for 10 MW plant | Technology-specific data | Current Density [A/cm2] | A/cm2 |  | K, U | [8] | ctrl | 2040 | 7.5
1.1 PEMEC 10 MW | Hydrogen production via PEMEC electrolysis for 10 MW plant | Technology-specific data | Current Density [A/cm2] | A/cm2 |  | K, U | [8] | ctrl | 2050 | 10
1.1 PEMEC 10 MW | Hydrogen production via PEMEC electrolysis for 10 MW plant | Technology-specific data | Degradation rate [%/1000 h] | pct./1000h |  | K, U, W | [5], [8] | Lower | 2020 | 0.19
1.1 PEMEC 10 MW | Hydrogen production via PEMEC electrolysis for 10 MW plant | Technology-specific data | Degradation rate [%/1000 h] | pct./1000h |  | K, U, W | [5], [8] | Lower | 2050 | 0.105
1.1 PEMEC 10 MW | Hydrogen production via PEMEC electrolysis for 10 MW plant | Technology-specific data | Degradation rate [%/1000 h] | pct./1000h |  | K, U, W | [5], [8] | Upper | 2020 | 0.25
1.1 PEMEC 10 MW | Hydrogen production via PEMEC electrolysis for 10 MW plant | Technology-specific data | Degradation rate [%/1000 h] | pct./1000h |  | K, U, W | [5], [8] | Upper | 2050 | 0.095
1.1 PEMEC 10 MW | Hydrogen production via PEMEC electrolysis for 10 MW plant | Technology-specific data | Degradation rate [%/1000 h] | pct./1000h |  | K, U, W | [5], [8] | ctrl | 2020 | 0.22
1.1 PEMEC 10 MW | Hydrogen production via PEMEC electrolysis for 10 MW plant | Technology-specific data | Degradation rate [%/1000 h] | pct./1000h |  | K, U, W | [5], [8] | ctrl | 2025 | 0.1725
1.1 PEMEC 10 MW | Hydrogen production via PEMEC electrolysis for 10 MW plant | Technology-specific data | Degradation rate [%/1000 h] | pct./1000h |  | K, U, W | [5], [8] | ctrl | 2030 | 0.125
1.1 PEMEC 10 MW | Hydrogen production via PEMEC electrolysis for 10 MW plant | Technology-specific data | Degradation rate [%/1000 h] | pct./1000h |  | K, U, W | [5], [8] | ctrl | 2040 | 0.1
1.1 PEMEC 10 MW | Hydrogen production via PEMEC electrolysis for 10 MW plant | Technology-specific data | Degradation rate [%/1000 h] | pct./1000h |  | K, U, W | [5], [8] | ctrl | 2050 | 0.1
1.1 PEMEC 10 MW | Hydrogen production via PEMEC electrolysis for 10 MW plant | Technology-specific data | Electrolyser Unit [m2/MW] | m2/MW |  | X |  | Lower | 2020 | 15
1.1 PEMEC 10 MW | Hydrogen production via PEMEC electrolysis for 10 MW plant | Technology-specific data | Electrolyser Unit [m2/MW] | m2/MW |  | X |  | Lower | 2050 | 4.6676
1.1 PEMEC 10 MW | Hydrogen production via PEMEC electrolysis for 10 MW plant | Technology-specific data | Electrolyser Unit [m2/MW] | m2/MW |  | X |  | Upper | 2020 | 7.5
1.1 PEMEC 10 MW | Hydrogen production via PEMEC electrolysis for 10 MW plant | Technology-specific data | Electrolyser Unit [m2/MW] | m2/MW |  | X |  | Upper | 2050 | 2.3338
1.1 PEMEC 10 MW | Hydrogen production via PEMEC electrolysis for 10 MW plant | Technology-specific data | Electrolyser Unit [m2/MW] | m2/MW |  | X |  | ctrl | 2020 | 10
1.1 PEMEC 10 MW | Hydrogen production via PEMEC electrolysis for 10 MW plant | Technology-specific data | Electrolyser Unit [m2/MW] | m2/MW |  | X |  | ctrl | 2025 | 8.5106
1.1 PEMEC 10 MW | Hydrogen production via PEMEC electrolysis for 10 MW plant | Technology-specific data | Electrolyser Unit [m2/MW] | m2/MW |  | X |  | ctrl | 2030 | 5
1.1 PEMEC 10 MW | Hydrogen production via PEMEC electrolysis for 10 MW plant | Technology-specific data | Electrolyser Unit [m2/MW] | m2/MW |  | X |  | ctrl | 2040 | 4.1489
1.1 PEMEC 10 MW | Hydrogen production via PEMEC electrolysis for 10 MW plant | Technology-specific data | Electrolyser Unit [m2/MW] | m2/MW |  | X |  | ctrl | 2050 | 3.1117
1.1 PEMEC 10 MW | Hydrogen production via PEMEC electrolysis for 10 MW plant | Technology-specific data | Plant Footprint [m2/MW input_e] | m2/MWinput_e |  | X, Y |  | Lower | 2020 | 161.6
1.1 PEMEC 10 MW | Hydrogen production via PEMEC electrolysis for 10 MW plant | Technology-specific data | Plant Footprint [m2/MW input_e] | m2/MWinput_e |  | X, Y |  | Lower | 2050 | 50.2851
1.1 PEMEC 10 MW | Hydrogen production via PEMEC electrolysis for 10 MW plant | Technology-specific data | Plant Footprint [m2/MW input_e] | m2/MWinput_e |  | X, Y |  | Upper | 2020 | 303
1.1 PEMEC 10 MW | Hydrogen production via PEMEC electrolysis for 10 MW plant | Technology-specific data | Plant Footprint [m2/MW input_e] | m2/MWinput_e |  | X, Y |  | Upper | 2050 | 94.2846
1.1 PEMEC 10 MW | Hydrogen production via PEMEC electrolysis for 10 MW plant | Technology-specific data | Plant Footprint [m2/MW input_e] | m2/MWinput_e |  | X, Y |  | ctrl | 2020 | 202
1.1 PEMEC 10 MW | Hydrogen production via PEMEC electrolysis for 10 MW plant | Technology-specific data | Plant Footprint [m2/MW input_e] | m2/MWinput_e |  | X, Y |  | ctrl | 2025 | 171.9149
1.1 PEMEC 10 MW | Hydrogen production via PEMEC electrolysis for 10 MW plant | Technology-specific data | Plant Footprint [m2/MW input_e] | m2/MWinput_e |  | X, Y |  | ctrl | 2030 | 101
1.1 PEMEC 10 MW | Hydrogen production via PEMEC electrolysis for 10 MW plant | Technology-specific data | Plant Footprint [m2/MW input_e] | m2/MWinput_e |  | X, Y |  | ctrl | 2040 | 83.8085
1.1 PEMEC 10 MW | Hydrogen production via PEMEC electrolysis for 10 MW plant | Technology-specific data | Plant Footprint [m2/MW input_e] | m2/MWinput_e |  | X, Y |  | ctrl | 2050 | 62.8564
1.1 PEMEC 10 MW | Hydrogen production via PEMEC electrolysis for 10 MW plant | Technology-specific data | Stack size [MW] | MW |  | K | [3], [10], [12] | Lower | 2020 | 1
1.1 PEMEC 10 MW | Hydrogen production via PEMEC electrolysis for 10 MW plant | Technology-specific data | Stack size [MW] | MW |  | K | [3], [10], [12] | Lower | 2050 | 10
1.1 PEMEC 10 MW | Hydrogen production via PEMEC electrolysis for 10 MW plant | Technology-specific data | Stack size [MW] | MW |  | K | [3], [10], [12] | Upper | 2020 | 1.3
1.1 PEMEC 10 MW | Hydrogen production via PEMEC electrolysis for 10 MW plant | Technology-specific data | Stack size [MW] | MW |  | K | [3], [10], [12] | Upper | 2050 | 10
1.1 PEMEC 10 MW | Hydrogen production via PEMEC electrolysis for 10 MW plant | Technology-specific data | Stack size [MW] | MW |  | K | [3], [10], [12] | ctrl | 2020 | 1.2
1.1 PEMEC 10 MW | Hydrogen production via PEMEC electrolysis for 10 MW plant | Technology-specific data | Stack size [MW] | MW |  | K | [3], [10], [12] | ctrl | 2025 | 1.5
1.1 PEMEC 10 MW | Hydrogen production via PEMEC electrolysis for 10 MW plant | Technology-specific data | Stack size [MW] | MW |  | K | [3], [10], [12] | ctrl | 2030 | 2
1.1 PEMEC 10 MW | Hydrogen production via PEMEC electrolysis for 10 MW plant | Technology-specific data | Stack size [MW] | MW |  | K | [3], [10], [12] | ctrl | 2040 | 5
1.1 PEMEC 10 MW | Hydrogen production via PEMEC electrolysis for 10 MW plant | Technology-specific data | Stack size [MW] | MW |  | K | [3], [10], [12] | ctrl | 2050 | 10
1.1 PEMEC 10 MW | Hydrogen production via PEMEC electrolysis for 10 MW plant | Technology-specific data | Weight of Electrolyser Stack [MW/tons] | MW/tons |  | K, Z |  | Lower | 2020 | 12.2727
1.1 PEMEC 10 MW | Hydrogen production via PEMEC electrolysis for 10 MW plant | Technology-specific data | Weight of Electrolyser Stack [MW/tons] | MW/tons |  | K, Z |  | Lower | 2050 | 2.97
1.1 PEMEC 10 MW | Hydrogen production via PEMEC electrolysis for 10 MW plant | Technology-specific data | Weight of Electrolyser Stack [MW/tons] | MW/tons |  | K, Z |  | Upper | 2020 | 24.5455
1.1 PEMEC 10 MW | Hydrogen production via PEMEC electrolysis for 10 MW plant | Technology-specific data | Weight of Electrolyser Stack [MW/tons] | MW/tons |  | K, Z |  | Upper | 2050 | 4.95
1.1 PEMEC 10 MW | Hydrogen production via PEMEC electrolysis for 10 MW plant | Technology-specific data | Weight of Electrolyser Stack [MW/tons] | MW/tons |  | K, Z |  | ctrl | 2020 | 18
1.1 PEMEC 10 MW | Hydrogen production via PEMEC electrolysis for 10 MW plant | Technology-specific data | Weight of Electrolyser Stack [MW/tons] | MW/tons |  | K, Z |  | ctrl | 2025 | 14.1429
1.1 PEMEC 10 MW | Hydrogen production via PEMEC electrolysis for 10 MW plant | Technology-specific data | Weight of Electrolyser Stack [MW/tons] | MW/tons |  | K, Z |  | ctrl | 2030 | 7.92
1.1 PEMEC 10 MW | Hydrogen production via PEMEC electrolysis for 10 MW plant | Technology-specific data | Weight of Electrolyser Stack [MW/tons] | MW/tons |  | K, Z |  | ctrl | 2040 | 5.28
1.1 PEMEC 10 MW | Hydrogen production via PEMEC electrolysis for 10 MW plant | Technology-specific data | Weight of Electrolyser Stack [MW/tons] | MW/tons |  | K, Z |  | ctrl | 2050 | 3.96
1.1 PEMEC 100 MW | Hydrogen production via PEMEC electrolysis for 100 MW plant | Energy/technical data | - hereof recoverable for district heating [%-points of heat loss] | pct.-pointsofheatloss |  | J |  | Lower | 2020 | 31.5272
1.1 PEMEC 100 MW | Hydrogen production via PEMEC electrolysis for 100 MW plant | Energy/technical data | - hereof recoverable for district heating [%-points of heat loss] | pct.-pointsofheatloss |  | J |  | Lower | 2050 | 11.9505
1.1 PEMEC 100 MW | Hydrogen production via PEMEC electrolysis for 100 MW plant | Energy/technical data | - hereof recoverable for district heating [%-points of heat loss] | pct.-pointsofheatloss |  | J |  | Upper | 2020 | 35.5194
1.1 PEMEC 100 MW | Hydrogen production via PEMEC electrolysis for 100 MW plant | Energy/technical data | - hereof recoverable for district heating [%-points of heat loss] | pct.-pointsofheatloss |  | J |  | Upper | 2050 | 21.3749
1.1 PEMEC 100 MW | Hydrogen production via PEMEC electrolysis for 100 MW plant | Energy/technical data | - hereof recoverable for district heating [%-points of heat loss] | pct.-pointsofheatloss |  | J |  | ctrl | 2020 | 33.5861
1.1 PEMEC 100 MW | Hydrogen production via PEMEC electrolysis for 100 MW plant | Energy/technical data | - hereof recoverable for district heating [%-points of heat loss] | pct.-pointsofheatloss |  | J |  | ctrl | 2025 | 30.6692
1.1 PEMEC 100 MW | Hydrogen production via PEMEC electrolysis for 100 MW plant | Energy/technical data | - hereof recoverable for district heating [%-points of heat loss] | pct.-pointsofheatloss |  | J |  | ctrl | 2030 | 26.455
1.1 PEMEC 100 MW | Hydrogen production via PEMEC electrolysis for 100 MW plant | Energy/technical data | - hereof recoverable for district heating [%-points of heat loss] | pct.-pointsofheatloss |  | J |  | ctrl | 2040 | 22.7178
1.1 PEMEC 100 MW | Hydrogen production via PEMEC electrolysis for 100 MW plant | Energy/technical data | - hereof recoverable for district heating [%-points of heat loss] | pct.-pointsofheatloss |  | J |  | ctrl | 2050 | 16.9391
1.1 PEMEC 100 MW | Hydrogen production via PEMEC electrolysis for 100 MW plant | Energy/technical data | - hereof unrecoverable heat loss [%-points of heat loss] | pct.-pointsofheatloss |  | I |  | Lower | 2020 | 3
1.1 PEMEC 100 MW | Hydrogen production via PEMEC electrolysis for 100 MW plant | Energy/technical data | - hereof unrecoverable heat loss [%-points of heat loss] | pct.-pointsofheatloss |  | I |  | Lower | 2050 | 3
1.1 PEMEC 100 MW | Hydrogen production via PEMEC electrolysis for 100 MW plant | Energy/technical data | - hereof unrecoverable heat loss [%-points of heat loss] | pct.-pointsofheatloss |  | I |  | Upper | 2020 | 3
1.1 PEMEC 100 MW | Hydrogen production via PEMEC electrolysis for 100 MW plant | Energy/technical data | - hereof unrecoverable heat loss [%-points of heat loss] | pct.-pointsofheatloss |  | I |  | Upper | 2050 | 3
1.1 PEMEC 100 MW | Hydrogen production via PEMEC electrolysis for 100 MW plant | Energy/technical data | - hereof unrecoverable heat loss [%-points of heat loss] | pct.-pointsofheatloss |  | I |  | ctrl | 2020 | 3
1.1 PEMEC 100 MW | Hydrogen production via PEMEC electrolysis for 100 MW plant | Energy/technical data | - hereof unrecoverable heat loss [%-points of heat loss] | pct.-pointsofheatloss |  | I |  | ctrl | 2025 | 3
1.1 PEMEC 100 MW | Hydrogen production via PEMEC electrolysis for 100 MW plant | Energy/technical data | - hereof unrecoverable heat loss [%-points of heat loss] | pct.-pointsofheatloss |  | I |  | ctrl | 2030 | 3
1.1 PEMEC 100 MW | Hydrogen production via PEMEC electrolysis for 100 MW plant | Energy/technical data | - hereof unrecoverable heat loss [%-points of heat loss] | pct.-pointsofheatloss |  | I |  | ctrl | 2040 | 3
1.1 PEMEC 100 MW | Hydrogen production via PEMEC electrolysis for 100 MW plant | Energy/technical data | - hereof unrecoverable heat loss [%-points of heat loss] | pct.-pointsofheatloss |  | I |  | ctrl | 2050 | 3
1.1 PEMEC 100 MW | Hydrogen production via PEMEC electrolysis for 100 MW plant | Energy/technical data | Construction time [years] | years |  | M |  | Lower | 2020 | 1.5
1.1 PEMEC 100 MW | Hydrogen production via PEMEC electrolysis for 100 MW plant | Energy/technical data | Construction time [years] | years |  | M |  | Lower | 2050 | 1.5
1.1 PEMEC 100 MW | Hydrogen production via PEMEC electrolysis for 100 MW plant | Energy/technical data | Construction time [years] | years |  | M |  | Upper | 2020 | 2
1.1 PEMEC 100 MW | Hydrogen production via PEMEC electrolysis for 100 MW plant | Energy/technical data | Construction time [years] | years |  | M |  | Upper | 2050 | 2
1.1 PEMEC 100 MW | Hydrogen production via PEMEC electrolysis for 100 MW plant | Energy/technical data | Construction time [years] | years |  | M |  | ctrl | 2020 | 2
1.1 PEMEC 100 MW | Hydrogen production via PEMEC electrolysis for 100 MW plant | Energy/technical data | Construction time [years] | years |  | M |  | ctrl | 2025 | 2
1.1 PEMEC 100 MW | Hydrogen production via PEMEC electrolysis for 100 MW plant | Energy/technical data | Construction time [years] | years |  | M |  | ctrl | 2030 | 2
1.1 PEMEC 100 MW | Hydrogen production via PEMEC electrolysis for 100 MW plant | Energy/technical data | Construction time [years] | years |  | M |  | ctrl | 2040 | 2
1.1 PEMEC 100 MW | Hydrogen production via PEMEC electrolysis for 100 MW plant | Energy/technical data | Construction time [years] | years |  | M |  | ctrl | 2050 | 2
1.1 PEMEC 100 MW | Hydrogen production via PEMEC electrolysis for 100 MW plant | Energy/technical data | Electricity (% total input [MWh/MWh]) | MWh/MWh |  |  |  | Lower | 2020 | 100
1.1 PEMEC 100 MW | Hydrogen production via PEMEC electrolysis for 100 MW plant | Energy/technical data | Electricity (% total input [MWh/MWh]) | MWh/MWh |  |  |  | Lower | 2050 | 100
1.1 PEMEC 100 MW | Hydrogen production via PEMEC electrolysis for 100 MW plant | Energy/technical data | Electricity (% total input [MWh/MWh]) | MWh/MWh |  |  |  | Upper | 2020 | 100
1.1 PEMEC 100 MW | Hydrogen production via PEMEC electrolysis for 100 MW plant | Energy/technical data | Electricity (% total input [MWh/MWh]) | MWh/MWh |  |  |  | Upper | 2050 | 100
1.1 PEMEC 100 MW | Hydrogen production via PEMEC electrolysis for 100 MW plant | Energy/technical data | Electricity (% total input [MWh/MWh]) | MWh/MWh |  |  |  | ctrl | 2020 | 100
1.1 PEMEC 100 MW | Hydrogen production via PEMEC electrolysis for 100 MW plant | Energy/technical data | Electricity (% total input [MWh/MWh]) | MWh/MWh |  |  |  | ctrl | 2025 | 100
1.1 PEMEC 100 MW | Hydrogen production via PEMEC electrolysis for 100 MW plant | Energy/technical data | Electricity (% total input [MWh/MWh]) | MWh/MWh |  |  |  | ctrl | 2030 | 100
1.1 PEMEC 100 MW | Hydrogen production via PEMEC electrolysis for 100 MW plant | Energy/technical data | Electricity (% total input [MWh/MWh]) | MWh/MWh |  |  |  | ctrl | 2040 | 100
1.1 PEMEC 100 MW | Hydrogen production via PEMEC electrolysis for 100 MW plant | Energy/technical data | Electricity (% total input [MWh/MWh]) | MWh/MWh |  |  |  | ctrl | 2050 | 100
1.1 PEMEC 100 MW | Hydrogen production via PEMEC electrolysis for 100 MW plant | Energy/technical data | Electricity consumption [stack level, kWh/kgH2] | stacklevel,kWh/kgH2 |  | C, D | [1], [2], [3], [4] | Lower | 2020 | 54.5582
1.1 PEMEC 100 MW | Hydrogen production via PEMEC electrolysis for 100 MW plant | Energy/technical data | Electricity consumption [stack level, kWh/kgH2] | stacklevel,kWh/kgH2 |  | C, D | [1], [2], [3], [4] | Lower | 2050 | 42
1.1 PEMEC 100 MW | Hydrogen production via PEMEC electrolysis for 100 MW plant | Energy/technical data | Electricity consumption [stack level, kWh/kgH2] | stacklevel,kWh/kgH2 |  | C, D | [1], [2], [3], [4] | Upper | 2020 | 58.1009
1.1 PEMEC 100 MW | Hydrogen production via PEMEC electrolysis for 100 MW plant | Energy/technical data | Electricity consumption [stack level, kWh/kgH2] | stacklevel,kWh/kgH2 |  | C, D | [1], [2], [3], [4] | Upper | 2050 | 47.234
1.1 PEMEC 100 MW | Hydrogen production via PEMEC electrolysis for 100 MW plant | Energy/technical data | Electricity consumption [stack level, kWh/kgH2] | stacklevel,kWh/kgH2 |  | C, D | [1], [2], [3], [4] | ctrl | 2020 | 56.3296
1.1 PEMEC 100 MW | Hydrogen production via PEMEC electrolysis for 100 MW plant | Energy/technical data | Electricity consumption [stack level, kWh/kgH2] | stacklevel,kWh/kgH2 |  | C, D | [1], [2], [3], [4] | ctrl | 2025 | 53.8525
1.1 PEMEC 100 MW | Hydrogen production via PEMEC electrolysis for 100 MW plant | Energy/technical data | Electricity consumption [stack level, kWh/kgH2] | stacklevel,kWh/kgH2 |  | C, D | [1], [2], [3], [4] | ctrl | 2030 | 50.6355
1.1 PEMEC 100 MW | Hydrogen production via PEMEC electrolysis for 100 MW plant | Energy/technical data | Electricity consumption [stack level, kWh/kgH2] | stacklevel,kWh/kgH2 |  | C, D | [1], [2], [3], [4] | ctrl | 2040 | 48.088
1.1 PEMEC 100 MW | Hydrogen production via PEMEC electrolysis for 100 MW plant | Energy/technical data | Electricity consumption [stack level, kWh/kgH2] | stacklevel,kWh/kgH2 |  | C, D | [1], [2], [3], [4] | ctrl | 2050 | 44.617
1.1 PEMEC 100 MW | Hydrogen production via PEMEC electrolysis for 100 MW plant | Energy/technical data | Electricity consumption [stack+BOP level, kWh/kgH2] | stack+BOPlevel,kWh/kgH2 |  | E | [1], [2], [3], [4] | Lower | 2020 | 61.3349
1.1 PEMEC 100 MW | Hydrogen production via PEMEC electrolysis for 100 MW plant | Energy/technical data | Electricity consumption [stack+BOP level, kWh/kgH2] | stack+BOPlevel,kWh/kgH2 |  | E | [1], [2], [3], [4] | Lower | 2050 | 47.2168
1.1 PEMEC 100 MW | Hydrogen production via PEMEC electrolysis for 100 MW plant | Energy/technical data | Electricity consumption [stack+BOP level, kWh/kgH2] | stack+BOPlevel,kWh/kgH2 |  | E | [1], [2], [3], [4] | Upper | 2020 | 65.3176
1.1 PEMEC 100 MW | Hydrogen production via PEMEC electrolysis for 100 MW plant | Energy/technical data | Electricity consumption [stack+BOP level, kWh/kgH2] | stack+BOPlevel,kWh/kgH2 |  | E | [1], [2], [3], [4] | Upper | 2050 | 53.101
1.1 PEMEC 100 MW | Hydrogen production via PEMEC electrolysis for 100 MW plant | Energy/technical data | Electricity consumption [stack+BOP level, kWh/kgH2] | stack+BOPlevel,kWh/kgH2 |  | E | [1], [2], [3], [4] | ctrl | 2020 | 63.3263
1.1 PEMEC 100 MW | Hydrogen production via PEMEC electrolysis for 100 MW plant | Energy/technical data | Electricity consumption [stack+BOP level, kWh/kgH2] | stack+BOPlevel,kWh/kgH2 |  | E | [1], [2], [3], [4] | ctrl | 2025 | 60.5415
1.1 PEMEC 100 MW | Hydrogen production via PEMEC electrolysis for 100 MW plant | Energy/technical data | Electricity consumption [stack+BOP level, kWh/kgH2] | stack+BOPlevel,kWh/kgH2 |  | E | [1], [2], [3], [4] | ctrl | 2030 | 56.9249
1.1 PEMEC 100 MW | Hydrogen production via PEMEC electrolysis for 100 MW plant | Energy/technical data | Electricity consumption [stack+BOP level, kWh/kgH2] | stack+BOPlevel,kWh/kgH2 |  | E | [1], [2], [3], [4] | ctrl | 2040 | 54.061
1.1 PEMEC 100 MW | Hydrogen production via PEMEC electrolysis for 100 MW plant | Energy/technical data | Electricity consumption [stack+BOP level, kWh/kgH2] | stack+BOPlevel,kWh/kgH2 |  | E | [1], [2], [3], [4] | ctrl | 2050 | 50.1589
1.1 PEMEC 100 MW | Hydrogen production via PEMEC electrolysis for 100 MW plant | Energy/technical data | Forced outage [%] | pct. |  | K |  | Lower | 2020 | 3
1.1 PEMEC 100 MW | Hydrogen production via PEMEC electrolysis for 100 MW plant | Energy/technical data | Forced outage [%] | pct. |  | K |  | Lower | 2050 | 3
1.1 PEMEC 100 MW | Hydrogen production via PEMEC electrolysis for 100 MW plant | Energy/technical data | Forced outage [%] | pct. |  | K |  | Upper | 2020 | 3
1.1 PEMEC 100 MW | Hydrogen production via PEMEC electrolysis for 100 MW plant | Energy/technical data | Forced outage [%] | pct. |  | K |  | Upper | 2050 | 3
1.1 PEMEC 100 MW | Hydrogen production via PEMEC electrolysis for 100 MW plant | Energy/technical data | Forced outage [%] | pct. |  | K |  | ctrl | 2020 | 3
1.1 PEMEC 100 MW | Hydrogen production via PEMEC electrolysis for 100 MW plant | Energy/technical data | Forced outage [%] | pct. |  | K |  | ctrl | 2025 | 3
1.1 PEMEC 100 MW | Hydrogen production via PEMEC electrolysis for 100 MW plant | Energy/technical data | Forced outage [%] | pct. |  | K |  | ctrl | 2030 | 3
1.1 PEMEC 100 MW | Hydrogen production via PEMEC electrolysis for 100 MW plant | Energy/technical data | Forced outage [%] | pct. |  | K |  | ctrl | 2040 | 3
1.1 PEMEC 100 MW | Hydrogen production via PEMEC electrolysis for 100 MW plant | Energy/technical data | Forced outage [%] | pct. |  | K |  | ctrl | 2050 | 3
1.1 PEMEC 100 MW | Hydrogen production via PEMEC electrolysis for 100 MW plant | Energy/technical data | Frequency of stack replacement [h] | h |  | C, D, L | [1], [2], [3], [4], [5] | Lower | 2020 | 46000
1.1 PEMEC 100 MW | Hydrogen production via PEMEC electrolysis for 100 MW plant | Energy/technical data | Frequency of stack replacement [h] | h |  | C, D, L | [1], [2], [3], [4], [5] | Lower | 2050 | 86500
1.1 PEMEC 100 MW | Hydrogen production via PEMEC electrolysis for 100 MW plant | Energy/technical data | Frequency of stack replacement [h] | h |  | C, D, L | [1], [2], [3], [4], [5] | Upper | 2020 | 64000
1.1 PEMEC 100 MW | Hydrogen production via PEMEC electrolysis for 100 MW plant | Energy/technical data | Frequency of stack replacement [h] | h |  | C, D, L | [1], [2], [3], [4], [5] | Upper | 2050 | 123500
1.1 PEMEC 100 MW | Hydrogen production via PEMEC electrolysis for 100 MW plant | Energy/technical data | Frequency of stack replacement [h] | h |  | C, D, L | [1], [2], [3], [4], [5] | ctrl | 2020 | 55000
1.1 PEMEC 100 MW | Hydrogen production via PEMEC electrolysis for 100 MW plant | Energy/technical data | Frequency of stack replacement [h] | h |  | C, D, L | [1], [2], [3], [4], [5] | ctrl | 2025 | 65500
1.1 PEMEC 100 MW | Hydrogen production via PEMEC electrolysis for 100 MW plant | Energy/technical data | Frequency of stack replacement [h] | h |  | C, D, L | [1], [2], [3], [4], [5] | ctrl | 2030 | 77500
1.1 PEMEC 100 MW | Hydrogen production via PEMEC electrolysis for 100 MW plant | Energy/technical data | Frequency of stack replacement [h] | h |  | C, D, L | [1], [2], [3], [4], [5] | ctrl | 2040 | 90000
1.1 PEMEC 100 MW | Hydrogen production via PEMEC electrolysis for 100 MW plant | Energy/technical data | Frequency of stack replacement [h] | h |  | C, D, L | [1], [2], [3], [4], [5] | ctrl | 2050 | 105000
1.1 PEMEC 100 MW | Hydrogen production via PEMEC electrolysis for 100 MW plant | Energy/technical data | Heat loss (% total input_e [MWh/MWh]) | MWh/MWh |  |  |  | Lower | 2020 | 34.5272
1.1 PEMEC 100 MW | Hydrogen production via PEMEC electrolysis for 100 MW plant | Energy/technical data | Heat loss (% total input_e [MWh/MWh]) | MWh/MWh |  |  |  | Lower | 2050 | 14.9505
1.1 PEMEC 100 MW | Hydrogen production via PEMEC electrolysis for 100 MW plant | Energy/technical data | Heat loss (% total input_e [MWh/MWh]) | MWh/MWh |  |  |  | Upper | 2020 | 38.5194
1.1 PEMEC 100 MW | Hydrogen production via PEMEC electrolysis for 100 MW plant | Energy/technical data | Heat loss (% total input_e [MWh/MWh]) | MWh/MWh |  |  |  | Upper | 2050 | 24.3749
1.1 PEMEC 100 MW | Hydrogen production via PEMEC electrolysis for 100 MW plant | Energy/technical data | Heat loss (% total input_e [MWh/MWh]) | MWh/MWh |  |  |  | ctrl | 2020 | 36.5861
1.1 PEMEC 100 MW | Hydrogen production via PEMEC electrolysis for 100 MW plant | Energy/technical data | Heat loss (% total input_e [MWh/MWh]) | MWh/MWh |  |  |  | ctrl | 2025 | 33.6692
1.1 PEMEC 100 MW | Hydrogen production via PEMEC electrolysis for 100 MW plant | Energy/technical data | Heat loss (% total input_e [MWh/MWh]) | MWh/MWh |  |  |  | ctrl | 2030 | 29.455
1.1 PEMEC 100 MW | Hydrogen production via PEMEC electrolysis for 100 MW plant | Energy/technical data | Heat loss (% total input_e [MWh/MWh]) | MWh/MWh |  |  |  | ctrl | 2040 | 25.7178
1.1 PEMEC 100 MW | Hydrogen production via PEMEC electrolysis for 100 MW plant | Energy/technical data | Heat loss (% total input_e [MWh/MWh]) | MWh/MWh |  |  |  | ctrl | 2050 | 19.9391
1.1 PEMEC 100 MW | Hydrogen production via PEMEC electrolysis for 100 MW plant | Energy/technical data | Hydrogen Output (% total input_e [MWh/MWh]) | MWh/MWh |  | F |  | Lower | 2020 | 54.2921
1.1 PEMEC 100 MW | Hydrogen production via PEMEC electrolysis for 100 MW plant | Energy/technical data | Hydrogen Output (% total input_e [MWh/MWh]) | MWh/MWh |  | F |  | Lower | 2050 | 70.5257
1.1 PEMEC 100 MW | Hydrogen production via PEMEC electrolysis for 100 MW plant | Energy/technical data | Hydrogen Output (% total input_e [MWh/MWh]) | MWh/MWh |  | F |  | Upper | 2020 | 50.9816
1.1 PEMEC 100 MW | Hydrogen production via PEMEC electrolysis for 100 MW plant | Energy/technical data | Hydrogen Output (% total input_e [MWh/MWh]) | MWh/MWh |  | F |  | Upper | 2050 | 62.7107
1.1 PEMEC 100 MW | Hydrogen production via PEMEC electrolysis for 100 MW plant | Energy/technical data | Hydrogen Output (% total input_e [MWh/MWh]) | MWh/MWh |  | F |  | ctrl | 2020 | 52.5848
1.1 PEMEC 100 MW | Hydrogen production via PEMEC electrolysis for 100 MW plant | Energy/technical data | Hydrogen Output (% total input_e [MWh/MWh]) | MWh/MWh |  | F |  | ctrl | 2025 | 55.0036
1.1 PEMEC 100 MW | Hydrogen production via PEMEC electrolysis for 100 MW plant | Energy/technical data | Hydrogen Output (% total input_e [MWh/MWh]) | MWh/MWh |  | F |  | ctrl | 2030 | 58.4981
1.1 PEMEC 100 MW | Hydrogen production via PEMEC electrolysis for 100 MW plant | Energy/technical data | Hydrogen Output (% total input_e [MWh/MWh]) | MWh/MWh |  | F |  | ctrl | 2040 | 61.5971
1.1 PEMEC 100 MW | Hydrogen production via PEMEC electrolysis for 100 MW plant | Energy/technical data | Hydrogen Output (% total input_e [MWh/MWh]) | MWh/MWh |  | F |  | ctrl | 2050 | 66.389
1.1 PEMEC 100 MW | Hydrogen production via PEMEC electrolysis for 100 MW plant | Energy/technical data | Hydrogen [kg/MWh input_e] | kg/MWhinput_e |  |  |  | Lower | 2020 | 18.329
1.1 PEMEC 100 MW | Hydrogen production via PEMEC electrolysis for 100 MW plant | Energy/technical data | Hydrogen [kg/MWh input_e] | kg/MWhinput_e |  |  |  | Lower | 2050 | 23.8095
1.1 PEMEC 100 MW | Hydrogen production via PEMEC electrolysis for 100 MW plant | Energy/technical data | Hydrogen [kg/MWh input_e] | kg/MWhinput_e |  |  |  | Upper | 2020 | 17.2114
1.1 PEMEC 100 MW | Hydrogen production via PEMEC electrolysis for 100 MW plant | Energy/technical data | Hydrogen [kg/MWh input_e] | kg/MWhinput_e |  |  |  | Upper | 2050 | 21.1712
1.1 PEMEC 100 MW | Hydrogen production via PEMEC electrolysis for 100 MW plant | Energy/technical data | Hydrogen [kg/MWh input_e] | kg/MWhinput_e |  |  |  | ctrl | 2020 | 17.7527
1.1 PEMEC 100 MW | Hydrogen production via PEMEC electrolysis for 100 MW plant | Energy/technical data | Hydrogen [kg/MWh input_e] | kg/MWhinput_e |  |  |  | ctrl | 2025 | 18.5692
1.1 PEMEC 100 MW | Hydrogen production via PEMEC electrolysis for 100 MW plant | Energy/technical data | Hydrogen [kg/MWh input_e] | kg/MWhinput_e |  |  |  | ctrl | 2030 | 19.749
1.1 PEMEC 100 MW | Hydrogen production via PEMEC electrolysis for 100 MW plant | Energy/technical data | Hydrogen [kg/MWh input_e] | kg/MWhinput_e |  |  |  | ctrl | 2040 | 20.7952
1.1 PEMEC 100 MW | Hydrogen production via PEMEC electrolysis for 100 MW plant | Energy/technical data | Hydrogen [kg/MWh input_e] | kg/MWhinput_e |  |  |  | ctrl | 2050 | 22.413
1.1 PEMEC 100 MW | Hydrogen production via PEMEC electrolysis for 100 MW plant | Energy/technical data | Planned outage [days per year] | days/year |  | K |  | Lower | 2020 | 11
1.1 PEMEC 100 MW | Hydrogen production via PEMEC electrolysis for 100 MW plant | Energy/technical data | Planned outage [days per year] | days/year |  | K |  | Lower | 2050 | 11
1.1 PEMEC 100 MW | Hydrogen production via PEMEC electrolysis for 100 MW plant | Energy/technical data | Planned outage [days per year] | days/year |  | K |  | Upper | 2020 | 11
1.1 PEMEC 100 MW | Hydrogen production via PEMEC electrolysis for 100 MW plant | Energy/technical data | Planned outage [days per year] | days/year |  | K |  | Upper | 2050 | 11
1.1 PEMEC 100 MW | Hydrogen production via PEMEC electrolysis for 100 MW plant | Energy/technical data | Planned outage [days per year] | days/year |  | K |  | ctrl | 2020 | 11
1.1 PEMEC 100 MW | Hydrogen production via PEMEC electrolysis for 100 MW plant | Energy/technical data | Planned outage [days per year] | days/year |  | K |  | ctrl | 2025 | 11
1.1 PEMEC 100 MW | Hydrogen production via PEMEC electrolysis for 100 MW plant | Energy/technical data | Planned outage [days per year] | days/year |  | K |  | ctrl | 2030 | 11
1.1 PEMEC 100 MW | Hydrogen production via PEMEC electrolysis for 100 MW plant | Energy/technical data | Planned outage [days per year] | days/year |  | K |  | ctrl | 2040 | 11
1.1 PEMEC 100 MW | Hydrogen production via PEMEC electrolysis for 100 MW plant | Energy/technical data | Planned outage [days per year] | days/year |  | K |  | ctrl | 2050 | 11
1.1 PEMEC 100 MW | Hydrogen production via PEMEC electrolysis for 100 MW plant | Energy/technical data | Technical lifetime [years] | years |  | K |  | Lower | 2020 | 20
1.1 PEMEC 100 MW | Hydrogen production via PEMEC electrolysis for 100 MW plant | Energy/technical data | Technical lifetime [years] | years |  | K |  | Lower | 2050 | 20
1.1 PEMEC 100 MW | Hydrogen production via PEMEC electrolysis for 100 MW plant | Energy/technical data | Technical lifetime [years] | years |  | K |  | Upper | 2020 | 30
1.1 PEMEC 100 MW | Hydrogen production via PEMEC electrolysis for 100 MW plant | Energy/technical data | Technical lifetime [years] | years |  | K |  | Upper | 2050 | 30
1.1 PEMEC 100 MW | Hydrogen production via PEMEC electrolysis for 100 MW plant | Energy/technical data | Technical lifetime [years] | years |  | K |  | ctrl | 2020 | 25
1.1 PEMEC 100 MW | Hydrogen production via PEMEC electrolysis for 100 MW plant | Energy/technical data | Technical lifetime [years] | years |  | K |  | ctrl | 2025 | 25
1.1 PEMEC 100 MW | Hydrogen production via PEMEC electrolysis for 100 MW plant | Energy/technical data | Technical lifetime [years] | years |  | K |  | ctrl | 2030 | 25
1.1 PEMEC 100 MW | Hydrogen production via PEMEC electrolysis for 100 MW plant | Energy/technical data | Technical lifetime [years] | years |  | K |  | ctrl | 2040 | 25
1.1 PEMEC 100 MW | Hydrogen production via PEMEC electrolysis for 100 MW plant | Energy/technical data | Technical lifetime [years] | years |  | K |  | ctrl | 2050 | 25
1.1 PEMEC 100 MW | Hydrogen production via PEMEC electrolysis for 100 MW plant | Energy/technical data | Typical total plant size [MW input_e] | MWinput_e |  |  |  | Lower | 2020 | 100
1.1 PEMEC 100 MW | Hydrogen production via PEMEC electrolysis for 100 MW plant | Energy/technical data | Typical total plant size [MW input_e] | MWinput_e |  |  |  | Lower | 2050 | 100
1.1 PEMEC 100 MW | Hydrogen production via PEMEC electrolysis for 100 MW plant | Energy/technical data | Typical total plant size [MW input_e] | MWinput_e |  |  |  | Upper | 2020 | 100
1.1 PEMEC 100 MW | Hydrogen production via PEMEC electrolysis for 100 MW plant | Energy/technical data | Typical total plant size [MW input_e] | MWinput_e |  |  |  | Upper | 2050 | 100
1.1 PEMEC 100 MW | Hydrogen production via PEMEC electrolysis for 100 MW plant | Energy/technical data | Typical total plant size [MW input_e] | MWinput_e |  |  |  | ctrl | 2020 | 100
1.1 PEMEC 100 MW | Hydrogen production via PEMEC electrolysis for 100 MW plant | Energy/technical data | Typical total plant size [MW input_e] | MWinput_e |  |  |  | ctrl | 2025 | 100
1.1 PEMEC 100 MW | Hydrogen production via PEMEC electrolysis for 100 MW plant | Energy/technical data | Typical total plant size [MW input_e] | MWinput_e |  |  |  | ctrl | 2030 | 100
1.1 PEMEC 100 MW | Hydrogen production via PEMEC electrolysis for 100 MW plant | Energy/technical data | Typical total plant size [MW input_e] | MWinput_e |  |  |  | ctrl | 2040 | 100
1.1 PEMEC 100 MW | Hydrogen production via PEMEC electrolysis for 100 MW plant | Energy/technical data | Typical total plant size [MW input_e] | MWinput_e |  |  |  | ctrl | 2050 | 100
1.1 PEMEC 100 MW | Hydrogen production via PEMEC electrolysis for 100 MW plant | Energy/technical data | Typical total plant size [kgH2/day of max output] | kgH2/dayofmaxoutput |  | A, B |  | Lower | 2020 | 43989.6946
1.1 PEMEC 100 MW | Hydrogen production via PEMEC electrolysis for 100 MW plant | Energy/technical data | Typical total plant size [kgH2/day of max output] | kgH2/dayofmaxoutput |  | A, B |  | Lower | 2050 | 57142.8571
1.1 PEMEC 100 MW | Hydrogen production via PEMEC electrolysis for 100 MW plant | Energy/technical data | Typical total plant size [kgH2/day of max output] | kgH2/dayofmaxoutput |  | A, B |  | Upper | 2020 | 41307.4259
1.1 PEMEC 100 MW | Hydrogen production via PEMEC electrolysis for 100 MW plant | Energy/technical data | Typical total plant size [kgH2/day of max output] | kgH2/dayofmaxoutput |  | A, B |  | Upper | 2050 | 50810.8108
1.1 PEMEC 100 MW | Hydrogen production via PEMEC electrolysis for 100 MW plant | Energy/technical data | Typical total plant size [kgH2/day of max output] | kgH2/dayofmaxoutput |  | A, B |  | ctrl | 2020 | 42606.3867
1.1 PEMEC 100 MW | Hydrogen production via PEMEC electrolysis for 100 MW plant | Energy/technical data | Typical total plant size [kgH2/day of max output] | kgH2/dayofmaxoutput |  | A, B |  | ctrl | 2025 | 44566.1761
1.1 PEMEC 100 MW | Hydrogen production via PEMEC electrolysis for 100 MW plant | Energy/technical data | Typical total plant size [kgH2/day of max output] | kgH2/dayofmaxoutput |  | A, B |  | ctrl | 2030 | 47397.5923
1.1 PEMEC 100 MW | Hydrogen production via PEMEC electrolysis for 100 MW plant | Energy/technical data | Typical total plant size [kgH2/day of max output] | kgH2/dayofmaxoutput |  | A, B |  | ctrl | 2040 | 49908.5011
1.1 PEMEC 100 MW | Hydrogen production via PEMEC electrolysis for 100 MW plant | Energy/technical data | Typical total plant size [kgH2/day of max output] | kgH2/dayofmaxoutput |  | A, B |  | ctrl | 2050 | 53791.1302
1.1 PEMEC 100 MW | Hydrogen production via PEMEC electrolysis for 100 MW plant | Energy/technical data | Ultrapure Water for electrolysis [kg/MWh input_e] | kg/MWhinput_e |  |  |  | Lower | 2020 | 164.9614
1.1 PEMEC 100 MW | Hydrogen production via PEMEC electrolysis for 100 MW plant | Energy/technical data | Ultrapure Water for electrolysis [kg/MWh input_e] | kg/MWhinput_e |  |  |  | Lower | 2050 | 214.2857
1.1 PEMEC 100 MW | Hydrogen production via PEMEC electrolysis for 100 MW plant | Energy/technical data | Ultrapure Water for electrolysis [kg/MWh input_e] | kg/MWhinput_e |  |  |  | Upper | 2020 | 154.9028
1.1 PEMEC 100 MW | Hydrogen production via PEMEC electrolysis for 100 MW plant | Energy/technical data | Ultrapure Water for electrolysis [kg/MWh input_e] | kg/MWhinput_e |  |  |  | Upper | 2050 | 190.5405
1.1 PEMEC 100 MW | Hydrogen production via PEMEC electrolysis for 100 MW plant | Energy/technical data | Ultrapure Water for electrolysis [kg/MWh input_e] | kg/MWhinput_e |  |  |  | ctrl | 2020 | 159.774
1.1 PEMEC 100 MW | Hydrogen production via PEMEC electrolysis for 100 MW plant | Energy/technical data | Ultrapure Water for electrolysis [kg/MWh input_e] | kg/MWhinput_e |  |  |  | ctrl | 2025 | 167.1232
1.1 PEMEC 100 MW | Hydrogen production via PEMEC electrolysis for 100 MW plant | Energy/technical data | Ultrapure Water for electrolysis [kg/MWh input_e] | kg/MWhinput_e |  |  |  | ctrl | 2030 | 177.741
1.1 PEMEC 100 MW | Hydrogen production via PEMEC electrolysis for 100 MW plant | Energy/technical data | Ultrapure Water for electrolysis [kg/MWh input_e] | kg/MWhinput_e |  |  |  | ctrl | 2040 | 187.1569
1.1 PEMEC 100 MW | Hydrogen production via PEMEC electrolysis for 100 MW plant | Energy/technical data | Ultrapure Water for electrolysis [kg/MWh input_e] | kg/MWhinput_e |  |  |  | ctrl | 2050 | 201.7167
1.1 PEMEC 100 MW | Hydrogen production via PEMEC electrolysis for 100 MW plant | Energy/technical data | ΔE from HHV to LHV (% total input_e [MWh/MWh]) | MWh/MWh |  | G, H |  | Lower | 2020 | 11.1807
1.1 PEMEC 100 MW | Hydrogen production via PEMEC electrolysis for 100 MW plant | Energy/technical data | ΔE from HHV to LHV (% total input_e [MWh/MWh]) | MWh/MWh |  | G, H |  | Lower | 2050 | 14.5238
1.1 PEMEC 100 MW | Hydrogen production via PEMEC electrolysis for 100 MW plant | Energy/technical data | ΔE from HHV to LHV (% total input_e [MWh/MWh]) | MWh/MWh |  | G, H |  | Upper | 2020 | 10.499
1.1 PEMEC 100 MW | Hydrogen production via PEMEC electrolysis for 100 MW plant | Energy/technical data | ΔE from HHV to LHV (% total input_e [MWh/MWh]) | MWh/MWh |  | G, H |  | Upper | 2050 | 12.9144
1.1 PEMEC 100 MW | Hydrogen production via PEMEC electrolysis for 100 MW plant | Energy/technical data | ΔE from HHV to LHV (% total input_e [MWh/MWh]) | MWh/MWh |  | G, H |  | ctrl | 2020 | 10.8291
1.1 PEMEC 100 MW | Hydrogen production via PEMEC electrolysis for 100 MW plant | Energy/technical data | ΔE from HHV to LHV (% total input_e [MWh/MWh]) | MWh/MWh |  | G, H |  | ctrl | 2025 | 11.3272
1.1 PEMEC 100 MW | Hydrogen production via PEMEC electrolysis for 100 MW plant | Energy/technical data | ΔE from HHV to LHV (% total input_e [MWh/MWh]) | MWh/MWh |  | G, H |  | ctrl | 2030 | 12.0469
1.1 PEMEC 100 MW | Hydrogen production via PEMEC electrolysis for 100 MW plant | Energy/technical data | ΔE from HHV to LHV (% total input_e [MWh/MWh]) | MWh/MWh |  | G, H |  | ctrl | 2040 | 12.6851
1.1 PEMEC 100 MW | Hydrogen production via PEMEC electrolysis for 100 MW plant | Energy/technical data | ΔE from HHV to LHV (% total input_e [MWh/MWh]) | MWh/MWh |  | G, H |  | ctrl | 2050 | 13.6719
1.1 PEMEC 100 MW | Hydrogen production via PEMEC electrolysis for 100 MW plant | Financial data | - hereof BOP [€/kW of total input_e] | €/kWoftotalinput_e |  | P, Q |  | Lower | 2020 | 62.7675
1.1 PEMEC 100 MW | Hydrogen production via PEMEC electrolysis for 100 MW plant | Financial data | - hereof BOP [€/kW of total input_e] | €/kWoftotalinput_e |  | P, Q |  | Lower | 2050 | 16.4391
1.1 PEMEC 100 MW | Hydrogen production via PEMEC electrolysis for 100 MW plant | Financial data | - hereof BOP [€/kW of total input_e] | €/kWoftotalinput_e |  | P, Q |  | Upper | 2020 | 92.6568
1.1 PEMEC 100 MW | Hydrogen production via PEMEC electrolysis for 100 MW plant | Financial data | - hereof BOP [€/kW of total input_e] | €/kWoftotalinput_e |  | P, Q |  | Upper | 2050 | 25.4059
1.1 PEMEC 100 MW | Hydrogen production via PEMEC electrolysis for 100 MW plant | Financial data | - hereof BOP [€/kW of total input_e] | €/kWoftotalinput_e |  | P, Q |  | ctrl | 2020 | 77.7122
1.1 PEMEC 100 MW | Hydrogen production via PEMEC electrolysis for 100 MW plant | Financial data | - hereof BOP [€/kW of total input_e] | €/kWoftotalinput_e |  | P, Q |  | ctrl | 2025 | 58.2841
1.1 PEMEC 100 MW | Hydrogen production via PEMEC electrolysis for 100 MW plant | Financial data | - hereof BOP [€/kW of total input_e] | €/kWoftotalinput_e |  | P, Q |  | ctrl | 2030 | 38.8561
1.1 PEMEC 100 MW | Hydrogen production via PEMEC electrolysis for 100 MW plant | Financial data | - hereof BOP [€/kW of total input_e] | €/kWoftotalinput_e |  | P, Q |  | ctrl | 2040 | 29.8893
1.1 PEMEC 100 MW | Hydrogen production via PEMEC electrolysis for 100 MW plant | Financial data | - hereof BOP [€/kW of total input_e] | €/kWoftotalinput_e |  | P, Q |  | ctrl | 2050 | 20.9225
1.1 PEMEC 100 MW | Hydrogen production via PEMEC electrolysis for 100 MW plant | Financial data | - hereof Civil Infrastructure [€/kW of total input_e] | €/kWoftotalinput_e |  | P, Q |  | Lower | 2020 | 24.3571
1.1 PEMEC 100 MW | Hydrogen production via PEMEC electrolysis for 100 MW plant | Financial data | - hereof Civil Infrastructure [€/kW of total input_e] | €/kWoftotalinput_e |  | P, Q |  | Lower | 2050 | 6.3792
1.1 PEMEC 100 MW | Hydrogen production via PEMEC electrolysis for 100 MW plant | Financial data | - hereof Civil Infrastructure [€/kW of total input_e] | €/kWoftotalinput_e |  | P, Q |  | Upper | 2020 | 35.9557
1.1 PEMEC 100 MW | Hydrogen production via PEMEC electrolysis for 100 MW plant | Financial data | - hereof Civil Infrastructure [€/kW of total input_e] | €/kWoftotalinput_e |  | P, Q |  | Upper | 2050 | 9.8588
1.1 PEMEC 100 MW | Hydrogen production via PEMEC electrolysis for 100 MW plant | Financial data | - hereof Civil Infrastructure [€/kW of total input_e] | €/kWoftotalinput_e |  | P, Q |  | ctrl | 2020 | 30.1564
1.1 PEMEC 100 MW | Hydrogen production via PEMEC electrolysis for 100 MW plant | Financial data | - hereof Civil Infrastructure [€/kW of total input_e] | €/kWoftotalinput_e |  | P, Q |  | ctrl | 2025 | 22.6173
1.1 PEMEC 100 MW | Hydrogen production via PEMEC electrolysis for 100 MW plant | Financial data | - hereof Civil Infrastructure [€/kW of total input_e] | €/kWoftotalinput_e |  | P, Q |  | ctrl | 2030 | 15.0782
1.1 PEMEC 100 MW | Hydrogen production via PEMEC electrolysis for 100 MW plant | Financial data | - hereof Civil Infrastructure [€/kW of total input_e] | €/kWoftotalinput_e |  | P, Q |  | ctrl | 2040 | 11.5986
1.1 PEMEC 100 MW | Hydrogen production via PEMEC electrolysis for 100 MW plant | Financial data | - hereof Civil Infrastructure [€/kW of total input_e] | €/kWoftotalinput_e |  | P, Q |  | ctrl | 2050 | 8.119
1.1 PEMEC 100 MW | Hydrogen production via PEMEC electrolysis for 100 MW plant | Financial data | - hereof Control System [€/kW of total input_e] | €/kWoftotalinput_e |  | P, Q |  | Lower | 2020 | 57.6676
1.1 PEMEC 100 MW | Hydrogen production via PEMEC electrolysis for 100 MW plant | Financial data | - hereof Control System [€/kW of total input_e] | €/kWoftotalinput_e |  | P, Q |  | Lower | 2050 | 15.1034
1.1 PEMEC 100 MW | Hydrogen production via PEMEC electrolysis for 100 MW plant | Financial data | - hereof Control System [€/kW of total input_e] | €/kWoftotalinput_e |  | P, Q |  | Upper | 2020 | 85.1284
1.1 PEMEC 100 MW | Hydrogen production via PEMEC electrolysis for 100 MW plant | Financial data | - hereof Control System [€/kW of total input_e] | €/kWoftotalinput_e |  | P, Q |  | Upper | 2050 | 23.3416
1.1 PEMEC 100 MW | Hydrogen production via PEMEC electrolysis for 100 MW plant | Financial data | - hereof Control System [€/kW of total input_e] | €/kWoftotalinput_e |  | P, Q |  | ctrl | 2020 | 71.398
1.1 PEMEC 100 MW | Hydrogen production via PEMEC electrolysis for 100 MW plant | Financial data | - hereof Control System [€/kW of total input_e] | €/kWoftotalinput_e |  | P, Q |  | ctrl | 2025 | 53.5485
1.1 PEMEC 100 MW | Hydrogen production via PEMEC electrolysis for 100 MW plant | Financial data | - hereof Control System [€/kW of total input_e] | €/kWoftotalinput_e |  | P, Q |  | ctrl | 2030 | 35.699
1.1 PEMEC 100 MW | Hydrogen production via PEMEC electrolysis for 100 MW plant | Financial data | - hereof Control System [€/kW of total input_e] | €/kWoftotalinput_e |  | P, Q |  | ctrl | 2040 | 27.4608
1.1 PEMEC 100 MW | Hydrogen production via PEMEC electrolysis for 100 MW plant | Financial data | - hereof Control System [€/kW of total input_e] | €/kWoftotalinput_e |  | P, Q |  | ctrl | 2050 | 19.2225
1.1 PEMEC 100 MW | Hydrogen production via PEMEC electrolysis for 100 MW plant | Financial data | - hereof Indirects [€/kW of total input_e] | €/kWoftotalinput_e |  | P, Q |  | Lower | 2020 | 116.6667
1.1 PEMEC 100 MW | Hydrogen production via PEMEC electrolysis for 100 MW plant | Financial data | - hereof Indirects [€/kW of total input_e] | €/kWoftotalinput_e |  | P, Q |  | Lower | 2050 | 30.5556
1.1 PEMEC 100 MW | Hydrogen production via PEMEC electrolysis for 100 MW plant | Financial data | - hereof Indirects [€/kW of total input_e] | €/kWoftotalinput_e |  | P, Q |  | Upper | 2020 | 172.2222
1.1 PEMEC 100 MW | Hydrogen production via PEMEC electrolysis for 100 MW plant | Financial data | - hereof Indirects [€/kW of total input_e] | €/kWoftotalinput_e |  | P, Q |  | Upper | 2050 | 47.2222
1.1 PEMEC 100 MW | Hydrogen production via PEMEC electrolysis for 100 MW plant | Financial data | - hereof Indirects [€/kW of total input_e] | €/kWoftotalinput_e |  | P, Q |  | ctrl | 2020 | 144.4444
1.1 PEMEC 100 MW | Hydrogen production via PEMEC electrolysis for 100 MW plant | Financial data | - hereof Indirects [€/kW of total input_e] | €/kWoftotalinput_e |  | P, Q |  | ctrl | 2025 | 108.3333
1.1 PEMEC 100 MW | Hydrogen production via PEMEC electrolysis for 100 MW plant | Financial data | - hereof Indirects [€/kW of total input_e] | €/kWoftotalinput_e |  | P, Q |  | ctrl | 2030 | 72.2222
1.1 PEMEC 100 MW | Hydrogen production via PEMEC electrolysis for 100 MW plant | Financial data | - hereof Indirects [€/kW of total input_e] | €/kWoftotalinput_e |  | P, Q |  | ctrl | 2040 | 55.5556
1.1 PEMEC 100 MW | Hydrogen production via PEMEC electrolysis for 100 MW plant | Financial data | - hereof Indirects [€/kW of total input_e] | €/kWoftotalinput_e |  | P, Q |  | ctrl | 2050 | 38.8889
1.1 PEMEC 100 MW | Hydrogen production via PEMEC electrolysis for 100 MW plant | Financial data | - hereof electrolyser stack [€/kW of total input_e] | €/kWoftotalinput_e |  | P, Q |  | Lower | 2020 | 358.8723
1.1 PEMEC 100 MW | Hydrogen production via PEMEC electrolysis for 100 MW plant | Financial data | - hereof electrolyser stack [€/kW of total input_e] | €/kWoftotalinput_e |  | P, Q |  | Lower | 2050 | 93.9904
1.1 PEMEC 100 MW | Hydrogen production via PEMEC electrolysis for 100 MW plant | Financial data | - hereof electrolyser stack [€/kW of total input_e] | €/kWoftotalinput_e |  | P, Q |  | Upper | 2020 | 529.7639
1.1 PEMEC 100 MW | Hydrogen production via PEMEC electrolysis for 100 MW plant | Financial data | - hereof electrolyser stack [€/kW of total input_e] | €/kWoftotalinput_e |  | P, Q |  | Upper | 2050 | 145.2579
1.1 PEMEC 100 MW | Hydrogen production via PEMEC electrolysis for 100 MW plant | Financial data | - hereof electrolyser stack [€/kW of total input_e] | €/kWoftotalinput_e |  | P, Q |  | ctrl | 2020 | 444.3181
1.1 PEMEC 100 MW | Hydrogen production via PEMEC electrolysis for 100 MW plant | Financial data | - hereof electrolyser stack [€/kW of total input_e] | €/kWoftotalinput_e |  | P, Q |  | ctrl | 2025 | 333.2386
1.1 PEMEC 100 MW | Hydrogen production via PEMEC electrolysis for 100 MW plant | Financial data | - hereof electrolyser stack [€/kW of total input_e] | €/kWoftotalinput_e |  | P, Q |  | ctrl | 2030 | 222.1591
1.1 PEMEC 100 MW | Hydrogen production via PEMEC electrolysis for 100 MW plant | Financial data | - hereof electrolyser stack [€/kW of total input_e] | €/kWoftotalinput_e |  | P, Q |  | ctrl | 2040 | 170.8916
1.1 PEMEC 100 MW | Hydrogen production via PEMEC electrolysis for 100 MW plant | Financial data | - hereof electrolyser stack [€/kW of total input_e] | €/kWoftotalinput_e |  | P, Q |  | ctrl | 2050 | 119.6241
1.1 PEMEC 100 MW | Hydrogen production via PEMEC electrolysis for 100 MW plant | Financial data | - hereof electrolyser system [€/kW of total input_e] | €/kWoftotalinput_e |  | P, Q |  | Lower | 2020 | 429.6688
1.1 PEMEC 100 MW | Hydrogen production via PEMEC electrolysis for 100 MW plant | Financial data | - hereof electrolyser system [€/kW of total input_e] | €/kWoftotalinput_e |  | P, Q |  | Lower | 2050 | 112.5323
1.1 PEMEC 100 MW | Hydrogen production via PEMEC electrolysis for 100 MW plant | Financial data | - hereof electrolyser system [€/kW of total input_e] | €/kWoftotalinput_e |  | P, Q |  | Upper | 2020 | 634.273
1.1 PEMEC 100 MW | Hydrogen production via PEMEC electrolysis for 100 MW plant | Financial data | - hereof electrolyser system [€/kW of total input_e] | €/kWoftotalinput_e |  | P, Q |  | Upper | 2050 | 173.9136
1.1 PEMEC 100 MW | Hydrogen production via PEMEC electrolysis for 100 MW plant | Financial data | - hereof electrolyser system [€/kW of total input_e] | €/kWoftotalinput_e |  | P, Q |  | ctrl | 2020 | 531.9709
1.1 PEMEC 100 MW | Hydrogen production via PEMEC electrolysis for 100 MW plant | Financial data | - hereof electrolyser system [€/kW of total input_e] | €/kWoftotalinput_e |  | P, Q |  | ctrl | 2025 | 398.9782
1.1 PEMEC 100 MW | Hydrogen production via PEMEC electrolysis for 100 MW plant | Financial data | - hereof electrolyser system [€/kW of total input_e] | €/kWoftotalinput_e |  | P, Q |  | ctrl | 2030 | 265.9855
1.1 PEMEC 100 MW | Hydrogen production via PEMEC electrolysis for 100 MW plant | Financial data | - hereof electrolyser system [€/kW of total input_e] | €/kWoftotalinput_e |  | P, Q |  | ctrl | 2040 | 204.6042
1.1 PEMEC 100 MW | Hydrogen production via PEMEC electrolysis for 100 MW plant | Financial data | - hereof electrolyser system [€/kW of total input_e] | €/kWoftotalinput_e |  | P, Q |  | ctrl | 2050 | 143.2229
1.1 PEMEC 100 MW | Hydrogen production via PEMEC electrolysis for 100 MW plant | Financial data | - hereof equipment [%] | pct. |  | K, R |  | Lower | 2020 | 90
1.1 PEMEC 100 MW | Hydrogen production via PEMEC electrolysis for 100 MW plant | Financial data | - hereof equipment [%] | pct. |  | K, R |  | Lower | 2050 | 90
1.1 PEMEC 100 MW | Hydrogen production via PEMEC electrolysis for 100 MW plant | Financial data | - hereof equipment [%] | pct. |  | K, R |  | Upper | 2020 | 90
1.1 PEMEC 100 MW | Hydrogen production via PEMEC electrolysis for 100 MW plant | Financial data | - hereof equipment [%] | pct. |  | K, R |  | Upper | 2050 | 90
1.1 PEMEC 100 MW | Hydrogen production via PEMEC electrolysis for 100 MW plant | Financial data | - hereof equipment [%] | pct. |  | K, R |  | ctrl | 2020 | 90
1.1 PEMEC 100 MW | Hydrogen production via PEMEC electrolysis for 100 MW plant | Financial data | - hereof equipment [%] | pct. |  | K, R |  | ctrl | 2025 | 90
1.1 PEMEC 100 MW | Hydrogen production via PEMEC electrolysis for 100 MW plant | Financial data | - hereof equipment [%] | pct. |  | K, R |  | ctrl | 2030 | 90
1.1 PEMEC 100 MW | Hydrogen production via PEMEC electrolysis for 100 MW plant | Financial data | - hereof equipment [%] | pct. |  | K, R |  | ctrl | 2040 | 90
1.1 PEMEC 100 MW | Hydrogen production via PEMEC electrolysis for 100 MW plant | Financial data | - hereof equipment [%] | pct. |  | K, R |  | ctrl | 2050 | 90
1.1 PEMEC 100 MW | Hydrogen production via PEMEC electrolysis for 100 MW plant | Financial data | - hereof installation [%] | pct. |  | K, R |  | Lower | 2020 | 10
1.1 PEMEC 100 MW | Hydrogen production via PEMEC electrolysis for 100 MW plant | Financial data | - hereof installation [%] | pct. |  | K, R |  | Lower | 2050 | 10
1.1 PEMEC 100 MW | Hydrogen production via PEMEC electrolysis for 100 MW plant | Financial data | - hereof installation [%] | pct. |  | K, R |  | Upper | 2020 | 10
1.1 PEMEC 100 MW | Hydrogen production via PEMEC electrolysis for 100 MW plant | Financial data | - hereof installation [%] | pct. |  | K, R |  | Upper | 2050 | 10
1.1 PEMEC 100 MW | Hydrogen production via PEMEC electrolysis for 100 MW plant | Financial data | - hereof installation [%] | pct. |  | K, R |  | ctrl | 2020 | 10
1.1 PEMEC 100 MW | Hydrogen production via PEMEC electrolysis for 100 MW plant | Financial data | - hereof installation [%] | pct. |  | K, R |  | ctrl | 2025 | 10
1.1 PEMEC 100 MW | Hydrogen production via PEMEC electrolysis for 100 MW plant | Financial data | - hereof installation [%] | pct. |  | K, R |  | ctrl | 2030 | 10
1.1 PEMEC 100 MW | Hydrogen production via PEMEC electrolysis for 100 MW plant | Financial data | - hereof installation [%] | pct. |  | K, R |  | ctrl | 2040 | 10
1.1 PEMEC 100 MW | Hydrogen production via PEMEC electrolysis for 100 MW plant | Financial data | - hereof installation [%] | pct. |  | K, R |  | ctrl | 2050 | 10
1.1 PEMEC 100 MW | Hydrogen production via PEMEC electrolysis for 100 MW plant | Financial data | Fixed O&M [% of specific investment/year] | pct.ofspecificinvestment/year |  | K, S | [8] | Lower | 2020 | 2
1.1 PEMEC 100 MW | Hydrogen production via PEMEC electrolysis for 100 MW plant | Financial data | Fixed O&M [% of specific investment/year] | pct.ofspecificinvestment/year |  | K, S | [8] | Lower | 2050 | 2
1.1 PEMEC 100 MW | Hydrogen production via PEMEC electrolysis for 100 MW plant | Financial data | Fixed O&M [% of specific investment/year] | pct.ofspecificinvestment/year |  | K, S | [8] | Upper | 2020 | 2
1.1 PEMEC 100 MW | Hydrogen production via PEMEC electrolysis for 100 MW plant | Financial data | Fixed O&M [% of specific investment/year] | pct.ofspecificinvestment/year |  | K, S | [8] | Upper | 2050 | 2
1.1 PEMEC 100 MW | Hydrogen production via PEMEC electrolysis for 100 MW plant | Financial data | Fixed O&M [% of specific investment/year] | pct.ofspecificinvestment/year |  | K, S | [8] | ctrl | 2020 | 2
1.1 PEMEC 100 MW | Hydrogen production via PEMEC electrolysis for 100 MW plant | Financial data | Fixed O&M [% of specific investment/year] | pct.ofspecificinvestment/year |  | K, S | [8] | ctrl | 2025 | 2
1.1 PEMEC 100 MW | Hydrogen production via PEMEC electrolysis for 100 MW plant | Financial data | Fixed O&M [% of specific investment/year] | pct.ofspecificinvestment/year |  | K, S | [8] | ctrl | 2030 | 2
1.1 PEMEC 100 MW | Hydrogen production via PEMEC electrolysis for 100 MW plant | Financial data | Fixed O&M [% of specific investment/year] | pct.ofspecificinvestment/year |  | K, S | [8] | ctrl | 2040 | 2
1.1 PEMEC 100 MW | Hydrogen production via PEMEC electrolysis for 100 MW plant | Financial data | Fixed O&M [% of specific investment/year] | pct.ofspecificinvestment/year |  | K, S | [8] | ctrl | 2050 | 2
1.1 PEMEC 100 MW | Hydrogen production via PEMEC electrolysis for 100 MW plant | Financial data | Specific investment [€/kW of total input_e] | €/kWoftotalinput_e |  | D, N, O | [2], [4], [5], [6], [7], [8], [9], [10] | Lower | 2020 | 1050
1.1 PEMEC 100 MW | Hydrogen production via PEMEC electrolysis for 100 MW plant | Financial data | Specific investment [€/kW of total input_e] | €/kWoftotalinput_e |  | D, N, O | [2], [4], [5], [6], [7], [8], [9], [10] | Lower | 2050 | 275
1.1 PEMEC 100 MW | Hydrogen production via PEMEC electrolysis for 100 MW plant | Financial data | Specific investment [€/kW of total input_e] | €/kWoftotalinput_e |  | D, N, O | [2], [4], [5], [6], [7], [8], [9], [10] | Upper | 2020 | 1550
1.1 PEMEC 100 MW | Hydrogen production via PEMEC electrolysis for 100 MW plant | Financial data | Specific investment [€/kW of total input_e] | €/kWoftotalinput_e |  | D, N, O | [2], [4], [5], [6], [7], [8], [9], [10] | Upper | 2050 | 425
1.1 PEMEC 100 MW | Hydrogen production via PEMEC electrolysis for 100 MW plant | Financial data | Specific investment [€/kW of total input_e] | €/kWoftotalinput_e |  | D, N, O | [2], [4], [5], [6], [7], [8], [9], [10] | ctrl | 2020 | 1300
1.1 PEMEC 100 MW | Hydrogen production via PEMEC electrolysis for 100 MW plant | Financial data | Specific investment [€/kW of total input_e] | €/kWoftotalinput_e |  | D, N, O | [2], [4], [5], [6], [7], [8], [9], [10] | ctrl | 2025 | 975
1.1 PEMEC 100 MW | Hydrogen production via PEMEC electrolysis for 100 MW plant | Financial data | Specific investment [€/kW of total input_e] | €/kWoftotalinput_e |  | D, N, O | [2], [4], [5], [6], [7], [8], [9], [10] | ctrl | 2030 | 650
1.1 PEMEC 100 MW | Hydrogen production via PEMEC electrolysis for 100 MW plant | Financial data | Specific investment [€/kW of total input_e] | €/kWoftotalinput_e |  | D, N, O | [2], [4], [5], [6], [7], [8], [9], [10] | ctrl | 2040 | 500
1.1 PEMEC 100 MW | Hydrogen production via PEMEC electrolysis for 100 MW plant | Financial data | Specific investment [€/kW of total input_e] | €/kWoftotalinput_e |  | D, N, O | [2], [4], [5], [6], [7], [8], [9], [10] | ctrl | 2050 | 350
1.1 PEMEC 100 MW | Hydrogen production via PEMEC electrolysis for 100 MW plant | Financial data | Specific investment [€/kgH2/day of max output] | €/kgH2/dayofmaxoutput |  | A, B, P |  | Lower | 2020 | 2386.9227
1.1 PEMEC 100 MW | Hydrogen production via PEMEC electrolysis for 100 MW plant | Financial data | Specific investment [€/kgH2/day of max output] | €/kgH2/dayofmaxoutput |  | A, B, P |  | Lower | 2050 | 481.25
1.1 PEMEC 100 MW | Hydrogen production via PEMEC electrolysis for 100 MW plant | Financial data | Specific investment [€/kgH2/day of max output] | €/kgH2/dayofmaxoutput |  | A, B, P |  | Upper | 2020 | 3752.3519
1.1 PEMEC 100 MW | Hydrogen production via PEMEC electrolysis for 100 MW plant | Financial data | Specific investment [€/kgH2/day of max output] | €/kgH2/dayofmaxoutput |  | A, B, P |  | Upper | 2050 | 836.4362
1.1 PEMEC 100 MW | Hydrogen production via PEMEC electrolysis for 100 MW plant | Financial data | Specific investment [€/kgH2/day of max output] | €/kgH2/dayofmaxoutput |  | A, B, P |  | ctrl | 2020 | 3051.1858
1.1 PEMEC 100 MW | Hydrogen production via PEMEC electrolysis for 100 MW plant | Financial data | Specific investment [€/kgH2/day of max output] | €/kgH2/dayofmaxoutput |  | A, B, P |  | ctrl | 2025 | 2187.7578
1.1 PEMEC 100 MW | Hydrogen production via PEMEC electrolysis for 100 MW plant | Financial data | Specific investment [€/kgH2/day of max output] | €/kgH2/dayofmaxoutput |  | A, B, P |  | ctrl | 2030 | 1371.3777
1.1 PEMEC 100 MW | Hydrogen production via PEMEC electrolysis for 100 MW plant | Financial data | Specific investment [€/kgH2/day of max output] | €/kgH2/dayofmaxoutput |  | A, B, P |  | ctrl | 2040 | 1001.8333
1.1 PEMEC 100 MW | Hydrogen production via PEMEC electrolysis for 100 MW plant | Financial data | Specific investment [€/kgH2/day of max output] | €/kgH2/dayofmaxoutput |  | A, B, P |  | ctrl | 2050 | 650.6649
1.1 PEMEC 100 MW | Hydrogen production via PEMEC electrolysis for 100 MW plant | Financial data | Variable O&M [€/kWh of total input] | €/kWhoftotalinput |  | T |  | ctrl | 2020 | -
1.1 PEMEC 100 MW | Hydrogen production via PEMEC electrolysis for 100 MW plant | Financial data | Variable O&M [€/kWh of total input] | €/kWhoftotalinput |  | T |  | ctrl | 2025 | -
1.1 PEMEC 100 MW | Hydrogen production via PEMEC electrolysis for 100 MW plant | Financial data | Variable O&M [€/kWh of total input] | €/kWhoftotalinput |  | T |  | ctrl | 2030 | -
1.1 PEMEC 100 MW | Hydrogen production via PEMEC electrolysis for 100 MW plant | Financial data | Variable O&M [€/kWh of total input] | €/kWhoftotalinput |  | T |  | ctrl | 2040 | -
1.1 PEMEC 100 MW | Hydrogen production via PEMEC electrolysis for 100 MW plant | Financial data | Variable O&M [€/kWh of total input] | €/kWhoftotalinput |  | T |  | ctrl | 2050 | -
1.1 PEMEC 100 MW | Hydrogen production via PEMEC electrolysis for 100 MW plant | Technology-specific data | - cold start up time [min from 0 to 100%] | minfrom0to100pct. |  | V | [3], [8], [11] | Lower | 2020 | 0.3
1.1 PEMEC 100 MW | Hydrogen production via PEMEC electrolysis for 100 MW plant | Technology-specific data | - cold start up time [min from 0 to 100%] | minfrom0to100pct. |  | V | [3], [8], [11] | Lower | 2050 | 0.1
1.1 PEMEC 100 MW | Hydrogen production via PEMEC electrolysis for 100 MW plant | Technology-specific data | - cold start up time [min from 0 to 100%] | minfrom0to100pct. |  | V | [3], [8], [11] | Upper | 2020 | 1
1.1 PEMEC 100 MW | Hydrogen production via PEMEC electrolysis for 100 MW plant | Technology-specific data | - cold start up time [min from 0 to 100%] | minfrom0to100pct. |  | V | [3], [8], [11] | Upper | 2050 | 0.3
1.1 PEMEC 100 MW | Hydrogen production via PEMEC electrolysis for 100 MW plant | Technology-specific data | - cold start up time [min from 0 to 100%] | minfrom0to100pct. |  | V | [3], [8], [11] | ctrl | 2020 | 0.5
1.1 PEMEC 100 MW | Hydrogen production via PEMEC electrolysis for 100 MW plant | Technology-specific data | - cold start up time [min from 0 to 100%] | minfrom0to100pct. |  | V | [3], [8], [11] | ctrl | 2025 | 0.3
1.1 PEMEC 100 MW | Hydrogen production via PEMEC electrolysis for 100 MW plant | Technology-specific data | - cold start up time [min from 0 to 100%] | minfrom0to100pct. |  | V | [3], [8], [11] | ctrl | 2030 | 0.2
1.1 PEMEC 100 MW | Hydrogen production via PEMEC electrolysis for 100 MW plant | Technology-specific data | - cold start up time [min from 0 to 100%] | minfrom0to100pct. |  | V | [3], [8], [11] | ctrl | 2040 | 0.16667
1.1 PEMEC 100 MW | Hydrogen production via PEMEC electrolysis for 100 MW plant | Technology-specific data | - cold start up time [min from 0 to 100%] | minfrom0to100pct. |  | V | [3], [8], [11] | ctrl | 2050 | 0.2
1.1 PEMEC 100 MW | Hydrogen production via PEMEC electrolysis for 100 MW plant | Technology-specific data | Current Density [A/cm2] | A/cm2 |  | K, U | [8] | Lower | 2020 | 1.5
1.1 PEMEC 100 MW | Hydrogen production via PEMEC electrolysis for 100 MW plant | Technology-specific data | Current Density [A/cm2] | A/cm2 |  | K, U | [8] | Lower | 2050 | 7.5
1.1 PEMEC 100 MW | Hydrogen production via PEMEC electrolysis for 100 MW plant | Technology-specific data | Current Density [A/cm2] | A/cm2 |  | K, U | [8] | Upper | 2020 | 3
1.1 PEMEC 100 MW | Hydrogen production via PEMEC electrolysis for 100 MW plant | Technology-specific data | Current Density [A/cm2] | A/cm2 |  | K, U | [8] | Upper | 2050 | 12.5
1.1 PEMEC 100 MW | Hydrogen production via PEMEC electrolysis for 100 MW plant | Technology-specific data | Current Density [A/cm2] | A/cm2 |  | K, U | [8] | ctrl | 2020 | 2.2
1.1 PEMEC 100 MW | Hydrogen production via PEMEC electrolysis for 100 MW plant | Technology-specific data | Current Density [A/cm2] | A/cm2 |  | K, U | [8] | ctrl | 2025 | 2.8
1.1 PEMEC 100 MW | Hydrogen production via PEMEC electrolysis for 100 MW plant | Technology-specific data | Current Density [A/cm2] | A/cm2 |  | K, U | [8] | ctrl | 2030 | 5
1.1 PEMEC 100 MW | Hydrogen production via PEMEC electrolysis for 100 MW plant | Technology-specific data | Current Density [A/cm2] | A/cm2 |  | K, U | [8] | ctrl | 2040 | 7.5
1.1 PEMEC 100 MW | Hydrogen production via PEMEC electrolysis for 100 MW plant | Technology-specific data | Current Density [A/cm2] | A/cm2 |  | K, U | [8] | ctrl | 2050 | 10
1.1 PEMEC 100 MW | Hydrogen production via PEMEC electrolysis for 100 MW plant | Technology-specific data | Degradation rate [%/1000 h] | pct./1000h |  | K, U, W | [5], [8] | Lower | 2020 | 0.19
1.1 PEMEC 100 MW | Hydrogen production via PEMEC electrolysis for 100 MW plant | Technology-specific data | Degradation rate [%/1000 h] | pct./1000h |  | K, U, W | [5], [8] | Lower | 2050 | 0.105
1.1 PEMEC 100 MW | Hydrogen production via PEMEC electrolysis for 100 MW plant | Technology-specific data | Degradation rate [%/1000 h] | pct./1000h |  | K, U, W | [5], [8] | Upper | 2020 | 0.25
1.1 PEMEC 100 MW | Hydrogen production via PEMEC electrolysis for 100 MW plant | Technology-specific data | Degradation rate [%/1000 h] | pct./1000h |  | K, U, W | [5], [8] | Upper | 2050 | 0.095
1.1 PEMEC 100 MW | Hydrogen production via PEMEC electrolysis for 100 MW plant | Technology-specific data | Degradation rate [%/1000 h] | pct./1000h |  | K, U, W | [5], [8] | ctrl | 2020 | 0.22
1.1 PEMEC 100 MW | Hydrogen production via PEMEC electrolysis for 100 MW plant | Technology-specific data | Degradation rate [%/1000 h] | pct./1000h |  | K, U, W | [5], [8] | ctrl | 2025 | 0.1725
1.1 PEMEC 100 MW | Hydrogen production via PEMEC electrolysis for 100 MW plant | Technology-specific data | Degradation rate [%/1000 h] | pct./1000h |  | K, U, W | [5], [8] | ctrl | 2030 | 0.125
1.1 PEMEC 100 MW | Hydrogen production via PEMEC electrolysis for 100 MW plant | Technology-specific data | Degradation rate [%/1000 h] | pct./1000h |  | K, U, W | [5], [8] | ctrl | 2040 | 0.1
1.1 PEMEC 100 MW | Hydrogen production via PEMEC electrolysis for 100 MW plant | Technology-specific data | Degradation rate [%/1000 h] | pct./1000h |  | K, U, W | [5], [8] | ctrl | 2050 | 0.1
1.1 PEMEC 100 MW | Hydrogen production via PEMEC electrolysis for 100 MW plant | Technology-specific data | Electrolyser Unit [m2/MW] | m2/MW |  | X |  | Lower | 2020 | 15
1.1 PEMEC 100 MW | Hydrogen production via PEMEC electrolysis for 100 MW plant | Technology-specific data | Electrolyser Unit [m2/MW] | m2/MW |  | X |  | Lower | 2050 | 4.6676
1.1 PEMEC 100 MW | Hydrogen production via PEMEC electrolysis for 100 MW plant | Technology-specific data | Electrolyser Unit [m2/MW] | m2/MW |  | X |  | Upper | 2020 | 7.5
1.1 PEMEC 100 MW | Hydrogen production via PEMEC electrolysis for 100 MW plant | Technology-specific data | Electrolyser Unit [m2/MW] | m2/MW |  | X |  | Upper | 2050 | 2.3338
1.1 PEMEC 100 MW | Hydrogen production via PEMEC electrolysis for 100 MW plant | Technology-specific data | Electrolyser Unit [m2/MW] | m2/MW |  | X |  | ctrl | 2020 | 10
1.1 PEMEC 100 MW | Hydrogen production via PEMEC electrolysis for 100 MW plant | Technology-specific data | Electrolyser Unit [m2/MW] | m2/MW |  | X |  | ctrl | 2025 | 8.5106
1.1 PEMEC 100 MW | Hydrogen production via PEMEC electrolysis for 100 MW plant | Technology-specific data | Electrolyser Unit [m2/MW] | m2/MW |  | X |  | ctrl | 2030 | 5
1.1 PEMEC 100 MW | Hydrogen production via PEMEC electrolysis for 100 MW plant | Technology-specific data | Electrolyser Unit [m2/MW] | m2/MW |  | X |  | ctrl | 2040 | 4.1489
1.1 PEMEC 100 MW | Hydrogen production via PEMEC electrolysis for 100 MW plant | Technology-specific data | Electrolyser Unit [m2/MW] | m2/MW |  | X |  | ctrl | 2050 | 3.1117
1.1 PEMEC 100 MW | Hydrogen production via PEMEC electrolysis for 100 MW plant | Technology-specific data | Plant Footprint [m2/MW input_e] | m2/MWinput_e |  | X, Y |  | Lower | 2020 | 72
1.1 PEMEC 100 MW | Hydrogen production via PEMEC electrolysis for 100 MW plant | Technology-specific data | Plant Footprint [m2/MW input_e] | m2/MWinput_e |  | X, Y |  | Lower | 2050 | 22.4043
1.1 PEMEC 100 MW | Hydrogen production via PEMEC electrolysis for 100 MW plant | Technology-specific data | Plant Footprint [m2/MW input_e] | m2/MWinput_e |  | X, Y |  | Upper | 2020 | 135
1.1 PEMEC 100 MW | Hydrogen production via PEMEC electrolysis for 100 MW plant | Technology-specific data | Plant Footprint [m2/MW input_e] | m2/MWinput_e |  | X, Y |  | Upper | 2050 | 42.008
1.1 PEMEC 100 MW | Hydrogen production via PEMEC electrolysis for 100 MW plant | Technology-specific data | Plant Footprint [m2/MW input_e] | m2/MWinput_e |  | X, Y |  | ctrl | 2020 | 90
1.1 PEMEC 100 MW | Hydrogen production via PEMEC electrolysis for 100 MW plant | Technology-specific data | Plant Footprint [m2/MW input_e] | m2/MWinput_e |  | X, Y |  | ctrl | 2025 | 76.5957
1.1 PEMEC 100 MW | Hydrogen production via PEMEC electrolysis for 100 MW plant | Technology-specific data | Plant Footprint [m2/MW input_e] | m2/MWinput_e |  | X, Y |  | ctrl | 2030 | 45
1.1 PEMEC 100 MW | Hydrogen production via PEMEC electrolysis for 100 MW plant | Technology-specific data | Plant Footprint [m2/MW input_e] | m2/MWinput_e |  | X, Y |  | ctrl | 2040 | 37.3404
1.1 PEMEC 100 MW | Hydrogen production via PEMEC electrolysis for 100 MW plant | Technology-specific data | Plant Footprint [m2/MW input_e] | m2/MWinput_e |  | X, Y |  | ctrl | 2050 | 28.0053
1.1 PEMEC 100 MW | Hydrogen production via PEMEC electrolysis for 100 MW plant | Technology-specific data | Stack size [MW] | MW |  | K | [3], [10], [12] | Lower | 2020 | 1
1.1 PEMEC 100 MW | Hydrogen production via PEMEC electrolysis for 100 MW plant | Technology-specific data | Stack size [MW] | MW |  | K | [3], [10], [12] | Lower | 2050 | 10
1.1 PEMEC 100 MW | Hydrogen production via PEMEC electrolysis for 100 MW plant | Technology-specific data | Stack size [MW] | MW |  | K | [3], [10], [12] | Upper | 2020 | 1.3
1.1 PEMEC 100 MW | Hydrogen production via PEMEC electrolysis for 100 MW plant | Technology-specific data | Stack size [MW] | MW |  | K | [3], [10], [12] | Upper | 2050 | 10
1.1 PEMEC 100 MW | Hydrogen production via PEMEC electrolysis for 100 MW plant | Technology-specific data | Stack size [MW] | MW |  | K | [3], [10], [12] | ctrl | 2020 | 1.2
1.1 PEMEC 100 MW | Hydrogen production via PEMEC electrolysis for 100 MW plant | Technology-specific data | Stack size [MW] | MW |  | K | [3], [10], [12] | ctrl | 2025 | 1.5
1.1 PEMEC 100 MW | Hydrogen production via PEMEC electrolysis for 100 MW plant | Technology-specific data | Stack size [MW] | MW |  | K | [3], [10], [12] | ctrl | 2030 | 2
1.1 PEMEC 100 MW | Hydrogen production via PEMEC electrolysis for 100 MW plant | Technology-specific data | Stack size [MW] | MW |  | K | [3], [10], [12] | ctrl | 2040 | 5
1.1 PEMEC 100 MW | Hydrogen production via PEMEC electrolysis for 100 MW plant | Technology-specific data | Stack size [MW] | MW |  | K | [3], [10], [12] | ctrl | 2050 | 10
1.1 PEMEC 100 MW | Hydrogen production via PEMEC electrolysis for 100 MW plant | Technology-specific data | Weight of Electrolyser Stack [MW/tons] | MW/tons |  | K, Z |  | Lower | 2020 | 12.2727
1.1 PEMEC 100 MW | Hydrogen production via PEMEC electrolysis for 100 MW plant | Technology-specific data | Weight of Electrolyser Stack [MW/tons] | MW/tons |  | K, Z |  | Lower | 2050 | 2.97
1.1 PEMEC 100 MW | Hydrogen production via PEMEC electrolysis for 100 MW plant | Technology-specific data | Weight of Electrolyser Stack [MW/tons] | MW/tons |  | K, Z |  | Upper | 2020 | 24.5455
1.1 PEMEC 100 MW | Hydrogen production via PEMEC electrolysis for 100 MW plant | Technology-specific data | Weight of Electrolyser Stack [MW/tons] | MW/tons |  | K, Z |  | Upper | 2050 | 4.95
1.1 PEMEC 100 MW | Hydrogen production via PEMEC electrolysis for 100 MW plant | Technology-specific data | Weight of Electrolyser Stack [MW/tons] | MW/tons |  | K, Z |  | ctrl | 2020 | 18
1.1 PEMEC 100 MW | Hydrogen production via PEMEC electrolysis for 100 MW plant | Technology-specific data | Weight of Electrolyser Stack [MW/tons] | MW/tons |  | K, Z |  | ctrl | 2025 | 14.1429
1.1 PEMEC 100 MW | Hydrogen production via PEMEC electrolysis for 100 MW plant | Technology-specific data | Weight of Electrolyser Stack [MW/tons] | MW/tons |  | K, Z |  | ctrl | 2030 | 7.92
1.1 PEMEC 100 MW | Hydrogen production via PEMEC electrolysis for 100 MW plant | Technology-specific data | Weight of Electrolyser Stack [MW/tons] | MW/tons |  | K, Z |  | ctrl | 2040 | 5.28
1.1 PEMEC 100 MW | Hydrogen production via PEMEC electrolysis for 100 MW plant | Technology-specific data | Weight of Electrolyser Stack [MW/tons] | MW/tons |  | K, Z |  | ctrl | 2050 | 3.96
1.1 PEMEC 1 GW | Hydrogen production via PEMEC electrolysis for 1 GW plant | Energy/technical data | - hereof recoverable for district heating [%-points of heat loss] | pct.-pointsofheatloss |  | J |  | Lower | 2020 | 31.5272
1.1 PEMEC 1 GW | Hydrogen production via PEMEC electrolysis for 1 GW plant | Energy/technical data | - hereof recoverable for district heating [%-points of heat loss] | pct.-pointsofheatloss |  | J |  | Lower | 2050 | 11.9505
1.1 PEMEC 1 GW | Hydrogen production via PEMEC electrolysis for 1 GW plant | Energy/technical data | - hereof recoverable for district heating [%-points of heat loss] | pct.-pointsofheatloss |  | J |  | Upper | 2020 | 35.5194
1.1 PEMEC 1 GW | Hydrogen production via PEMEC electrolysis for 1 GW plant | Energy/technical data | - hereof recoverable for district heating [%-points of heat loss] | pct.-pointsofheatloss |  | J |  | Upper | 2050 | 21.3749
1.1 PEMEC 1 GW | Hydrogen production via PEMEC electrolysis for 1 GW plant | Energy/technical data | - hereof recoverable for district heating [%-points of heat loss] | pct.-pointsofheatloss |  | J |  | ctrl | 2020 | 33.5861
1.1 PEMEC 1 GW | Hydrogen production via PEMEC electrolysis for 1 GW plant | Energy/technical data | - hereof recoverable for district heating [%-points of heat loss] | pct.-pointsofheatloss |  | J |  | ctrl | 2025 | 30.6692
1.1 PEMEC 1 GW | Hydrogen production via PEMEC electrolysis for 1 GW plant | Energy/technical data | - hereof recoverable for district heating [%-points of heat loss] | pct.-pointsofheatloss |  | J |  | ctrl | 2030 | 26.455
1.1 PEMEC 1 GW | Hydrogen production via PEMEC electrolysis for 1 GW plant | Energy/technical data | - hereof recoverable for district heating [%-points of heat loss] | pct.-pointsofheatloss |  | J |  | ctrl | 2040 | 22.7178
1.1 PEMEC 1 GW | Hydrogen production via PEMEC electrolysis for 1 GW plant | Energy/technical data | - hereof recoverable for district heating [%-points of heat loss] | pct.-pointsofheatloss |  | J |  | ctrl | 2050 | 16.9391
1.1 PEMEC 1 GW | Hydrogen production via PEMEC electrolysis for 1 GW plant | Energy/technical data | - hereof unrecoverable heat loss [%-points of heat loss] | pct.-pointsofheatloss |  | I |  | Lower | 2020 | 3
1.1 PEMEC 1 GW | Hydrogen production via PEMEC electrolysis for 1 GW plant | Energy/technical data | - hereof unrecoverable heat loss [%-points of heat loss] | pct.-pointsofheatloss |  | I |  | Lower | 2050 | 3
1.1 PEMEC 1 GW | Hydrogen production via PEMEC electrolysis for 1 GW plant | Energy/technical data | - hereof unrecoverable heat loss [%-points of heat loss] | pct.-pointsofheatloss |  | I |  | Upper | 2020 | 3
1.1 PEMEC 1 GW | Hydrogen production via PEMEC electrolysis for 1 GW plant | Energy/technical data | - hereof unrecoverable heat loss [%-points of heat loss] | pct.-pointsofheatloss |  | I |  | Upper | 2050 | 3
1.1 PEMEC 1 GW | Hydrogen production via PEMEC electrolysis for 1 GW plant | Energy/technical data | - hereof unrecoverable heat loss [%-points of heat loss] | pct.-pointsofheatloss |  | I |  | ctrl | 2020 | 3
1.1 PEMEC 1 GW | Hydrogen production via PEMEC electrolysis for 1 GW plant | Energy/technical data | - hereof unrecoverable heat loss [%-points of heat loss] | pct.-pointsofheatloss |  | I |  | ctrl | 2025 | 3
1.1 PEMEC 1 GW | Hydrogen production via PEMEC electrolysis for 1 GW plant | Energy/technical data | - hereof unrecoverable heat loss [%-points of heat loss] | pct.-pointsofheatloss |  | I |  | ctrl | 2030 | 3
1.1 PEMEC 1 GW | Hydrogen production via PEMEC electrolysis for 1 GW plant | Energy/technical data | - hereof unrecoverable heat loss [%-points of heat loss] | pct.-pointsofheatloss |  | I |  | ctrl | 2040 | 3
1.1 PEMEC 1 GW | Hydrogen production via PEMEC electrolysis for 1 GW plant | Energy/technical data | - hereof unrecoverable heat loss [%-points of heat loss] | pct.-pointsofheatloss |  | I |  | ctrl | 2050 | 3
1.1 PEMEC 1 GW | Hydrogen production via PEMEC electrolysis for 1 GW plant | Energy/technical data | Construction time [years] | years |  | M |  | Lower | 2020 | 3
1.1 PEMEC 1 GW | Hydrogen production via PEMEC electrolysis for 1 GW plant | Energy/technical data | Construction time [years] | years |  | M |  | Lower | 2050 | 3
1.1 PEMEC 1 GW | Hydrogen production via PEMEC electrolysis for 1 GW plant | Energy/technical data | Construction time [years] | years |  | M |  | Upper | 2020 | >3,0
1.1 PEMEC 1 GW | Hydrogen production via PEMEC electrolysis for 1 GW plant | Energy/technical data | Construction time [years] | years |  | M |  | Upper | 2050 | >3,0
1.1 PEMEC 1 GW | Hydrogen production via PEMEC electrolysis for 1 GW plant | Energy/technical data | Construction time [years] | years |  | M |  | ctrl | 2020 | 3
1.1 PEMEC 1 GW | Hydrogen production via PEMEC electrolysis for 1 GW plant | Energy/technical data | Construction time [years] | years |  | M |  | ctrl | 2025 | 3
1.1 PEMEC 1 GW | Hydrogen production via PEMEC electrolysis for 1 GW plant | Energy/technical data | Construction time [years] | years |  | M |  | ctrl | 2030 | 3
1.1 PEMEC 1 GW | Hydrogen production via PEMEC electrolysis for 1 GW plant | Energy/technical data | Construction time [years] | years |  | M |  | ctrl | 2040 | 3
1.1 PEMEC 1 GW | Hydrogen production via PEMEC electrolysis for 1 GW plant | Energy/technical data | Construction time [years] | years |  | M |  | ctrl | 2050 | 3
1.1 PEMEC 1 GW | Hydrogen production via PEMEC electrolysis for 1 GW plant | Energy/technical data | Electricity (% total input [MWh/MWh]) | MWh/MWh |  |  |  | Lower | 2020 | 100
1.1 PEMEC 1 GW | Hydrogen production via PEMEC electrolysis for 1 GW plant | Energy/technical data | Electricity (% total input [MWh/MWh]) | MWh/MWh |  |  |  | Lower | 2050 | 100
1.1 PEMEC 1 GW | Hydrogen production via PEMEC electrolysis for 1 GW plant | Energy/technical data | Electricity (% total input [MWh/MWh]) | MWh/MWh |  |  |  | Upper | 2020 | 100
1.1 PEMEC 1 GW | Hydrogen production via PEMEC electrolysis for 1 GW plant | Energy/technical data | Electricity (% total input [MWh/MWh]) | MWh/MWh |  |  |  | Upper | 2050 | 100
1.1 PEMEC 1 GW | Hydrogen production via PEMEC electrolysis for 1 GW plant | Energy/technical data | Electricity (% total input [MWh/MWh]) | MWh/MWh |  |  |  | ctrl | 2020 | 100
1.1 PEMEC 1 GW | Hydrogen production via PEMEC electrolysis for 1 GW plant | Energy/technical data | Electricity (% total input [MWh/MWh]) | MWh/MWh |  |  |  | ctrl | 2025 | 100
1.1 PEMEC 1 GW | Hydrogen production via PEMEC electrolysis for 1 GW plant | Energy/technical data | Electricity (% total input [MWh/MWh]) | MWh/MWh |  |  |  | ctrl | 2030 | 100
1.1 PEMEC 1 GW | Hydrogen production via PEMEC electrolysis for 1 GW plant | Energy/technical data | Electricity (% total input [MWh/MWh]) | MWh/MWh |  |  |  | ctrl | 2040 | 100
1.1 PEMEC 1 GW | Hydrogen production via PEMEC electrolysis for 1 GW plant | Energy/technical data | Electricity (% total input [MWh/MWh]) | MWh/MWh |  |  |  | ctrl | 2050 | 100
1.1 PEMEC 1 GW | Hydrogen production via PEMEC electrolysis for 1 GW plant | Energy/technical data | Electricity consumption [stack level, kWh/kgH2] | stacklevel,kWh/kgH2 |  | C, D | [1], [2], [3], [4] | Lower | 2020 | 54.5582
1.1 PEMEC 1 GW | Hydrogen production via PEMEC electrolysis for 1 GW plant | Energy/technical data | Electricity consumption [stack level, kWh/kgH2] | stacklevel,kWh/kgH2 |  | C, D | [1], [2], [3], [4] | Lower | 2050 | 42
1.1 PEMEC 1 GW | Hydrogen production via PEMEC electrolysis for 1 GW plant | Energy/technical data | Electricity consumption [stack level, kWh/kgH2] | stacklevel,kWh/kgH2 |  | C, D | [1], [2], [3], [4] | Upper | 2020 | 58.1009
1.1 PEMEC 1 GW | Hydrogen production via PEMEC electrolysis for 1 GW plant | Energy/technical data | Electricity consumption [stack level, kWh/kgH2] | stacklevel,kWh/kgH2 |  | C, D | [1], [2], [3], [4] | Upper | 2050 | 47.234
1.1 PEMEC 1 GW | Hydrogen production via PEMEC electrolysis for 1 GW plant | Energy/technical data | Electricity consumption [stack level, kWh/kgH2] | stacklevel,kWh/kgH2 |  | C, D | [1], [2], [3], [4] | ctrl | 2020 | 56.3296
1.1 PEMEC 1 GW | Hydrogen production via PEMEC electrolysis for 1 GW plant | Energy/technical data | Electricity consumption [stack level, kWh/kgH2] | stacklevel,kWh/kgH2 |  | C, D | [1], [2], [3], [4] | ctrl | 2025 | 53.8525
1.1 PEMEC 1 GW | Hydrogen production via PEMEC electrolysis for 1 GW plant | Energy/technical data | Electricity consumption [stack level, kWh/kgH2] | stacklevel,kWh/kgH2 |  | C, D | [1], [2], [3], [4] | ctrl | 2030 | 50.6355
1.1 PEMEC 1 GW | Hydrogen production via PEMEC electrolysis for 1 GW plant | Energy/technical data | Electricity consumption [stack level, kWh/kgH2] | stacklevel,kWh/kgH2 |  | C, D | [1], [2], [3], [4] | ctrl | 2040 | 48.088
1.1 PEMEC 1 GW | Hydrogen production via PEMEC electrolysis for 1 GW plant | Energy/technical data | Electricity consumption [stack level, kWh/kgH2] | stacklevel,kWh/kgH2 |  | C, D | [1], [2], [3], [4] | ctrl | 2050 | 44.617
1.1 PEMEC 1 GW | Hydrogen production via PEMEC electrolysis for 1 GW plant | Energy/technical data | Electricity consumption [stack+BOP level, kWh/kgH2] | stack+BOPlevel,kWh/kgH2 |  | E | [1], [2], [3], [4] | Lower | 2020 | 61.3349
1.1 PEMEC 1 GW | Hydrogen production via PEMEC electrolysis for 1 GW plant | Energy/technical data | Electricity consumption [stack+BOP level, kWh/kgH2] | stack+BOPlevel,kWh/kgH2 |  | E | [1], [2], [3], [4] | Lower | 2050 | 47.2168
1.1 PEMEC 1 GW | Hydrogen production via PEMEC electrolysis for 1 GW plant | Energy/technical data | Electricity consumption [stack+BOP level, kWh/kgH2] | stack+BOPlevel,kWh/kgH2 |  | E | [1], [2], [3], [4] | Upper | 2020 | 65.3176
1.1 PEMEC 1 GW | Hydrogen production via PEMEC electrolysis for 1 GW plant | Energy/technical data | Electricity consumption [stack+BOP level, kWh/kgH2] | stack+BOPlevel,kWh/kgH2 |  | E | [1], [2], [3], [4] | Upper | 2050 | 53.101
1.1 PEMEC 1 GW | Hydrogen production via PEMEC electrolysis for 1 GW plant | Energy/technical data | Electricity consumption [stack+BOP level, kWh/kgH2] | stack+BOPlevel,kWh/kgH2 |  | E | [1], [2], [3], [4] | ctrl | 2020 | 63.3263
1.1 PEMEC 1 GW | Hydrogen production via PEMEC electrolysis for 1 GW plant | Energy/technical data | Electricity consumption [stack+BOP level, kWh/kgH2] | stack+BOPlevel,kWh/kgH2 |  | E | [1], [2], [3], [4] | ctrl | 2025 | 60.5415
1.1 PEMEC 1 GW | Hydrogen production via PEMEC electrolysis for 1 GW plant | Energy/technical data | Electricity consumption [stack+BOP level, kWh/kgH2] | stack+BOPlevel,kWh/kgH2 |  | E | [1], [2], [3], [4] | ctrl | 2030 | 56.9249
1.1 PEMEC 1 GW | Hydrogen production via PEMEC electrolysis for 1 GW plant | Energy/technical data | Electricity consumption [stack+BOP level, kWh/kgH2] | stack+BOPlevel,kWh/kgH2 |  | E | [1], [2], [3], [4] | ctrl | 2040 | 54.061
1.1 PEMEC 1 GW | Hydrogen production via PEMEC electrolysis for 1 GW plant | Energy/technical data | Electricity consumption [stack+BOP level, kWh/kgH2] | stack+BOPlevel,kWh/kgH2 |  | E | [1], [2], [3], [4] | ctrl | 2050 | 50.1589
1.1 PEMEC 1 GW | Hydrogen production via PEMEC electrolysis for 1 GW plant | Energy/technical data | Forced outage [%] | pct. |  | K |  | Lower | 2020 | 3
1.1 PEMEC 1 GW | Hydrogen production via PEMEC electrolysis for 1 GW plant | Energy/technical data | Forced outage [%] | pct. |  | K |  | Lower | 2050 | 3
1.1 PEMEC 1 GW | Hydrogen production via PEMEC electrolysis for 1 GW plant | Energy/technical data | Forced outage [%] | pct. |  | K |  | Upper | 2020 | 3
1.1 PEMEC 1 GW | Hydrogen production via PEMEC electrolysis for 1 GW plant | Energy/technical data | Forced outage [%] | pct. |  | K |  | Upper | 2050 | 3
1.1 PEMEC 1 GW | Hydrogen production via PEMEC electrolysis for 1 GW plant | Energy/technical data | Forced outage [%] | pct. |  | K |  | ctrl | 2020 | 3
1.1 PEMEC 1 GW | Hydrogen production via PEMEC electrolysis for 1 GW plant | Energy/technical data | Forced outage [%] | pct. |  | K |  | ctrl | 2025 | 3
1.1 PEMEC 1 GW | Hydrogen production via PEMEC electrolysis for 1 GW plant | Energy/technical data | Forced outage [%] | pct. |  | K |  | ctrl | 2030 | 3
1.1 PEMEC 1 GW | Hydrogen production via PEMEC electrolysis for 1 GW plant | Energy/technical data | Forced outage [%] | pct. |  | K |  | ctrl | 2040 | 3
1.1 PEMEC 1 GW | Hydrogen production via PEMEC electrolysis for 1 GW plant | Energy/technical data | Forced outage [%] | pct. |  | K |  | ctrl | 2050 | 3
1.1 PEMEC 1 GW | Hydrogen production via PEMEC electrolysis for 1 GW plant | Energy/technical data | Frequency of stack replacement [h] | h |  | C, D, L | [1], [2], [3], [4], [5] | Lower | 2020 | 46000
1.1 PEMEC 1 GW | Hydrogen production via PEMEC electrolysis for 1 GW plant | Energy/technical data | Frequency of stack replacement [h] | h |  | C, D, L | [1], [2], [3], [4], [5] | Lower | 2050 | 86500
1.1 PEMEC 1 GW | Hydrogen production via PEMEC electrolysis for 1 GW plant | Energy/technical data | Frequency of stack replacement [h] | h |  | C, D, L | [1], [2], [3], [4], [5] | Upper | 2020 | 64000
1.1 PEMEC 1 GW | Hydrogen production via PEMEC electrolysis for 1 GW plant | Energy/technical data | Frequency of stack replacement [h] | h |  | C, D, L | [1], [2], [3], [4], [5] | Upper | 2050 | 123500
1.1 PEMEC 1 GW | Hydrogen production via PEMEC electrolysis for 1 GW plant | Energy/technical data | Frequency of stack replacement [h] | h |  | C, D, L | [1], [2], [3], [4], [5] | ctrl | 2020 | 55000
1.1 PEMEC 1 GW | Hydrogen production via PEMEC electrolysis for 1 GW plant | Energy/technical data | Frequency of stack replacement [h] | h |  | C, D, L | [1], [2], [3], [4], [5] | ctrl | 2025 | 65500
1.1 PEMEC 1 GW | Hydrogen production via PEMEC electrolysis for 1 GW plant | Energy/technical data | Frequency of stack replacement [h] | h |  | C, D, L | [1], [2], [3], [4], [5] | ctrl | 2030 | 77500
1.1 PEMEC 1 GW | Hydrogen production via PEMEC electrolysis for 1 GW plant | Energy/technical data | Frequency of stack replacement [h] | h |  | C, D, L | [1], [2], [3], [4], [5] | ctrl | 2040 | 90000
1.1 PEMEC 1 GW | Hydrogen production via PEMEC electrolysis for 1 GW plant | Energy/technical data | Frequency of stack replacement [h] | h |  | C, D, L | [1], [2], [3], [4], [5] | ctrl | 2050 | 105000
1.1 PEMEC 1 GW | Hydrogen production via PEMEC electrolysis for 1 GW plant | Energy/technical data | Heat loss (% total input_e [MWh/MWh]) | MWh/MWh |  |  |  | Lower | 2020 | 34.5272
1.1 PEMEC 1 GW | Hydrogen production via PEMEC electrolysis for 1 GW plant | Energy/technical data | Heat loss (% total input_e [MWh/MWh]) | MWh/MWh |  |  |  | Lower | 2050 | 14.9505
1.1 PEMEC 1 GW | Hydrogen production via PEMEC electrolysis for 1 GW plant | Energy/technical data | Heat loss (% total input_e [MWh/MWh]) | MWh/MWh |  |  |  | Upper | 2020 | 38.5194
1.1 PEMEC 1 GW | Hydrogen production via PEMEC electrolysis for 1 GW plant | Energy/technical data | Heat loss (% total input_e [MWh/MWh]) | MWh/MWh |  |  |  | Upper | 2050 | 24.3749
1.1 PEMEC 1 GW | Hydrogen production via PEMEC electrolysis for 1 GW plant | Energy/technical data | Heat loss (% total input_e [MWh/MWh]) | MWh/MWh |  |  |  | ctrl | 2020 | 36.5861
1.1 PEMEC 1 GW | Hydrogen production via PEMEC electrolysis for 1 GW plant | Energy/technical data | Heat loss (% total input_e [MWh/MWh]) | MWh/MWh |  |  |  | ctrl | 2025 | 33.6692
1.1 PEMEC 1 GW | Hydrogen production via PEMEC electrolysis for 1 GW plant | Energy/technical data | Heat loss (% total input_e [MWh/MWh]) | MWh/MWh |  |  |  | ctrl | 2030 | 29.455
1.1 PEMEC 1 GW | Hydrogen production via PEMEC electrolysis for 1 GW plant | Energy/technical data | Heat loss (% total input_e [MWh/MWh]) | MWh/MWh |  |  |  | ctrl | 2040 | 25.7178
1.1 PEMEC 1 GW | Hydrogen production via PEMEC electrolysis for 1 GW plant | Energy/technical data | Heat loss (% total input_e [MWh/MWh]) | MWh/MWh |  |  |  | ctrl | 2050 | 19.9391
1.1 PEMEC 1 GW | Hydrogen production via PEMEC electrolysis for 1 GW plant | Energy/technical data | Hydrogen Output (% total input_e [MWh/MWh]) | MWh/MWh |  | F |  | Lower | 2020 | 54.2921
1.1 PEMEC 1 GW | Hydrogen production via PEMEC electrolysis for 1 GW plant | Energy/technical data | Hydrogen Output (% total input_e [MWh/MWh]) | MWh/MWh |  | F |  | Lower | 2050 | 70.5257
1.1 PEMEC 1 GW | Hydrogen production via PEMEC electrolysis for 1 GW plant | Energy/technical data | Hydrogen Output (% total input_e [MWh/MWh]) | MWh/MWh |  | F |  | Upper | 2020 | 50.9816
1.1 PEMEC 1 GW | Hydrogen production via PEMEC electrolysis for 1 GW plant | Energy/technical data | Hydrogen Output (% total input_e [MWh/MWh]) | MWh/MWh |  | F |  | Upper | 2050 | 62.7107
1.1 PEMEC 1 GW | Hydrogen production via PEMEC electrolysis for 1 GW plant | Energy/technical data | Hydrogen Output (% total input_e [MWh/MWh]) | MWh/MWh |  | F |  | ctrl | 2020 | 52.5848
1.1 PEMEC 1 GW | Hydrogen production via PEMEC electrolysis for 1 GW plant | Energy/technical data | Hydrogen Output (% total input_e [MWh/MWh]) | MWh/MWh |  | F |  | ctrl | 2025 | 55.0036
1.1 PEMEC 1 GW | Hydrogen production via PEMEC electrolysis for 1 GW plant | Energy/technical data | Hydrogen Output (% total input_e [MWh/MWh]) | MWh/MWh |  | F |  | ctrl | 2030 | 58.4981
1.1 PEMEC 1 GW | Hydrogen production via PEMEC electrolysis for 1 GW plant | Energy/technical data | Hydrogen Output (% total input_e [MWh/MWh]) | MWh/MWh |  | F |  | ctrl | 2040 | 61.5971
1.1 PEMEC 1 GW | Hydrogen production via PEMEC electrolysis for 1 GW plant | Energy/technical data | Hydrogen Output (% total input_e [MWh/MWh]) | MWh/MWh |  | F |  | ctrl | 2050 | 66.389
1.1 PEMEC 1 GW | Hydrogen production via PEMEC electrolysis for 1 GW plant | Energy/technical data | Hydrogen [kg/MWh input_e] | kg/MWhinput_e |  |  |  | Lower | 2020 | 18.329
1.1 PEMEC 1 GW | Hydrogen production via PEMEC electrolysis for 1 GW plant | Energy/technical data | Hydrogen [kg/MWh input_e] | kg/MWhinput_e |  |  |  | Lower | 2050 | 23.8095
1.1 PEMEC 1 GW | Hydrogen production via PEMEC electrolysis for 1 GW plant | Energy/technical data | Hydrogen [kg/MWh input_e] | kg/MWhinput_e |  |  |  | Upper | 2020 | 17.2114
1.1 PEMEC 1 GW | Hydrogen production via PEMEC electrolysis for 1 GW plant | Energy/technical data | Hydrogen [kg/MWh input_e] | kg/MWhinput_e |  |  |  | Upper | 2050 | 21.1712
1.1 PEMEC 1 GW | Hydrogen production via PEMEC electrolysis for 1 GW plant | Energy/technical data | Hydrogen [kg/MWh input_e] | kg/MWhinput_e |  |  |  | ctrl | 2020 | 17.7527
1.1 PEMEC 1 GW | Hydrogen production via PEMEC electrolysis for 1 GW plant | Energy/technical data | Hydrogen [kg/MWh input_e] | kg/MWhinput_e |  |  |  | ctrl | 2025 | 18.5692
1.1 PEMEC 1 GW | Hydrogen production via PEMEC electrolysis for 1 GW plant | Energy/technical data | Hydrogen [kg/MWh input_e] | kg/MWhinput_e |  |  |  | ctrl | 2030 | 19.749
1.1 PEMEC 1 GW | Hydrogen production via PEMEC electrolysis for 1 GW plant | Energy/technical data | Hydrogen [kg/MWh input_e] | kg/MWhinput_e |  |  |  | ctrl | 2040 | 20.7952
1.1 PEMEC 1 GW | Hydrogen production via PEMEC electrolysis for 1 GW plant | Energy/technical data | Hydrogen [kg/MWh input_e] | kg/MWhinput_e |  |  |  | ctrl | 2050 | 22.413
1.1 PEMEC 1 GW | Hydrogen production via PEMEC electrolysis for 1 GW plant | Energy/technical data | Planned outage [days per year] | days/year |  | K |  | Lower | 2020 | 11
1.1 PEMEC 1 GW | Hydrogen production via PEMEC electrolysis for 1 GW plant | Energy/technical data | Planned outage [days per year] | days/year |  | K |  | Lower | 2050 | 11
1.1 PEMEC 1 GW | Hydrogen production via PEMEC electrolysis for 1 GW plant | Energy/technical data | Planned outage [days per year] | days/year |  | K |  | Upper | 2020 | 11
1.1 PEMEC 1 GW | Hydrogen production via PEMEC electrolysis for 1 GW plant | Energy/technical data | Planned outage [days per year] | days/year |  | K |  | Upper | 2050 | 11
1.1 PEMEC 1 GW | Hydrogen production via PEMEC electrolysis for 1 GW plant | Energy/technical data | Planned outage [days per year] | days/year |  | K |  | ctrl | 2020 | 11
1.1 PEMEC 1 GW | Hydrogen production via PEMEC electrolysis for 1 GW plant | Energy/technical data | Planned outage [days per year] | days/year |  | K |  | ctrl | 2025 | 11
1.1 PEMEC 1 GW | Hydrogen production via PEMEC electrolysis for 1 GW plant | Energy/technical data | Planned outage [days per year] | days/year |  | K |  | ctrl | 2030 | 11
1.1 PEMEC 1 GW | Hydrogen production via PEMEC electrolysis for 1 GW plant | Energy/technical data | Planned outage [days per year] | days/year |  | K |  | ctrl | 2040 | 11
1.1 PEMEC 1 GW | Hydrogen production via PEMEC electrolysis for 1 GW plant | Energy/technical data | Planned outage [days per year] | days/year |  | K |  | ctrl | 2050 | 11
1.1 PEMEC 1 GW | Hydrogen production via PEMEC electrolysis for 1 GW plant | Energy/technical data | Technical lifetime [years] | years |  | K |  | Lower | 2020 | 20
1.1 PEMEC 1 GW | Hydrogen production via PEMEC electrolysis for 1 GW plant | Energy/technical data | Technical lifetime [years] | years |  | K |  | Lower | 2050 | 20
1.1 PEMEC 1 GW | Hydrogen production via PEMEC electrolysis for 1 GW plant | Energy/technical data | Technical lifetime [years] | years |  | K |  | Upper | 2020 | 30
1.1 PEMEC 1 GW | Hydrogen production via PEMEC electrolysis for 1 GW plant | Energy/technical data | Technical lifetime [years] | years |  | K |  | Upper | 2050 | 30
1.1 PEMEC 1 GW | Hydrogen production via PEMEC electrolysis for 1 GW plant | Energy/technical data | Technical lifetime [years] | years |  | K |  | ctrl | 2020 | 25
1.1 PEMEC 1 GW | Hydrogen production via PEMEC electrolysis for 1 GW plant | Energy/technical data | Technical lifetime [years] | years |  | K |  | ctrl | 2025 | 25
1.1 PEMEC 1 GW | Hydrogen production via PEMEC electrolysis for 1 GW plant | Energy/technical data | Technical lifetime [years] | years |  | K |  | ctrl | 2030 | 25
1.1 PEMEC 1 GW | Hydrogen production via PEMEC electrolysis for 1 GW plant | Energy/technical data | Technical lifetime [years] | years |  | K |  | ctrl | 2040 | 25
1.1 PEMEC 1 GW | Hydrogen production via PEMEC electrolysis for 1 GW plant | Energy/technical data | Technical lifetime [years] | years |  | K |  | ctrl | 2050 | 25
1.1 PEMEC 1 GW | Hydrogen production via PEMEC electrolysis for 1 GW plant | Energy/technical data | Typical total plant size [MW input_e] | MWinput_e |  |  |  | Lower | 2020 | 1000
1.1 PEMEC 1 GW | Hydrogen production via PEMEC electrolysis for 1 GW plant | Energy/technical data | Typical total plant size [MW input_e] | MWinput_e |  |  |  | Lower | 2050 | 1000
1.1 PEMEC 1 GW | Hydrogen production via PEMEC electrolysis for 1 GW plant | Energy/technical data | Typical total plant size [MW input_e] | MWinput_e |  |  |  | Upper | 2020 | 1000
1.1 PEMEC 1 GW | Hydrogen production via PEMEC electrolysis for 1 GW plant | Energy/technical data | Typical total plant size [MW input_e] | MWinput_e |  |  |  | Upper | 2050 | 1000
1.1 PEMEC 1 GW | Hydrogen production via PEMEC electrolysis for 1 GW plant | Energy/technical data | Typical total plant size [MW input_e] | MWinput_e |  |  |  | ctrl | 2020 | 1000
1.1 PEMEC 1 GW | Hydrogen production via PEMEC electrolysis for 1 GW plant | Energy/technical data | Typical total plant size [MW input_e] | MWinput_e |  |  |  | ctrl | 2025 | 1000
1.1 PEMEC 1 GW | Hydrogen production via PEMEC electrolysis for 1 GW plant | Energy/technical data | Typical total plant size [MW input_e] | MWinput_e |  |  |  | ctrl | 2030 | 1000
1.1 PEMEC 1 GW | Hydrogen production via PEMEC electrolysis for 1 GW plant | Energy/technical data | Typical total plant size [MW input_e] | MWinput_e |  |  |  | ctrl | 2040 | 1000
1.1 PEMEC 1 GW | Hydrogen production via PEMEC electrolysis for 1 GW plant | Energy/technical data | Typical total plant size [MW input_e] | MWinput_e |  |  |  | ctrl | 2050 | 1000
1.1 PEMEC 1 GW | Hydrogen production via PEMEC electrolysis for 1 GW plant | Energy/technical data | Typical total plant size [kgH2/day of max output] | kgH2/dayofmaxoutput |  | A, B |  | Lower | 2020 | 439896.9455
1.1 PEMEC 1 GW | Hydrogen production via PEMEC electrolysis for 1 GW plant | Energy/technical data | Typical total plant size [kgH2/day of max output] | kgH2/dayofmaxoutput |  | A, B |  | Lower | 2050 | 571428.5714
1.1 PEMEC 1 GW | Hydrogen production via PEMEC electrolysis for 1 GW plant | Energy/technical data | Typical total plant size [kgH2/day of max output] | kgH2/dayofmaxoutput |  | A, B |  | Upper | 2020 | 413074.2591
1.1 PEMEC 1 GW | Hydrogen production via PEMEC electrolysis for 1 GW plant | Energy/technical data | Typical total plant size [kgH2/day of max output] | kgH2/dayofmaxoutput |  | A, B |  | Upper | 2050 | 508108.1081
1.1 PEMEC 1 GW | Hydrogen production via PEMEC electrolysis for 1 GW plant | Energy/technical data | Typical total plant size [kgH2/day of max output] | kgH2/dayofmaxoutput |  | A, B |  | ctrl | 2020 | 426063.8668
1.1 PEMEC 1 GW | Hydrogen production via PEMEC electrolysis for 1 GW plant | Energy/technical data | Typical total plant size [kgH2/day of max output] | kgH2/dayofmaxoutput |  | A, B |  | ctrl | 2025 | 445661.7613
1.1 PEMEC 1 GW | Hydrogen production via PEMEC electrolysis for 1 GW plant | Energy/technical data | Typical total plant size [kgH2/day of max output] | kgH2/dayofmaxoutput |  | A, B |  | ctrl | 2030 | 473975.923
1.1 PEMEC 1 GW | Hydrogen production via PEMEC electrolysis for 1 GW plant | Energy/technical data | Typical total plant size [kgH2/day of max output] | kgH2/dayofmaxoutput |  | A, B |  | ctrl | 2040 | 499085.0108
1.1 PEMEC 1 GW | Hydrogen production via PEMEC electrolysis for 1 GW plant | Energy/technical data | Typical total plant size [kgH2/day of max output] | kgH2/dayofmaxoutput |  | A, B |  | ctrl | 2050 | 537911.3019
1.1 PEMEC 1 GW | Hydrogen production via PEMEC electrolysis for 1 GW plant | Energy/technical data | Ultrapure Water for electrolysis [kg/MWh input_e] | kg/MWhinput_e |  |  |  | Lower | 2020 | 164.9614
1.1 PEMEC 1 GW | Hydrogen production via PEMEC electrolysis for 1 GW plant | Energy/technical data | Ultrapure Water for electrolysis [kg/MWh input_e] | kg/MWhinput_e |  |  |  | Lower | 2050 | 214.2857
1.1 PEMEC 1 GW | Hydrogen production via PEMEC electrolysis for 1 GW plant | Energy/technical data | Ultrapure Water for electrolysis [kg/MWh input_e] | kg/MWhinput_e |  |  |  | Upper | 2020 | 154.9028
1.1 PEMEC 1 GW | Hydrogen production via PEMEC electrolysis for 1 GW plant | Energy/technical data | Ultrapure Water for electrolysis [kg/MWh input_e] | kg/MWhinput_e |  |  |  | Upper | 2050 | 190.5405
1.1 PEMEC 1 GW | Hydrogen production via PEMEC electrolysis for 1 GW plant | Energy/technical data | Ultrapure Water for electrolysis [kg/MWh input_e] | kg/MWhinput_e |  |  |  | ctrl | 2020 | 159.774
1.1 PEMEC 1 GW | Hydrogen production via PEMEC electrolysis for 1 GW plant | Energy/technical data | Ultrapure Water for electrolysis [kg/MWh input_e] | kg/MWhinput_e |  |  |  | ctrl | 2025 | 167.1232
1.1 PEMEC 1 GW | Hydrogen production via PEMEC electrolysis for 1 GW plant | Energy/technical data | Ultrapure Water for electrolysis [kg/MWh input_e] | kg/MWhinput_e |  |  |  | ctrl | 2030 | 177.741
1.1 PEMEC 1 GW | Hydrogen production via PEMEC electrolysis for 1 GW plant | Energy/technical data | Ultrapure Water for electrolysis [kg/MWh input_e] | kg/MWhinput_e |  |  |  | ctrl | 2040 | 187.1569
1.1 PEMEC 1 GW | Hydrogen production via PEMEC electrolysis for 1 GW plant | Energy/technical data | Ultrapure Water for electrolysis [kg/MWh input_e] | kg/MWhinput_e |  |  |  | ctrl | 2050 | 201.7167
1.1 PEMEC 1 GW | Hydrogen production via PEMEC electrolysis for 1 GW plant | Energy/technical data | ΔE from HHV to LHV (% total input_e [MWh/MWh]) | MWh/MWh |  | G, H |  | Lower | 2020 | 11.1807
1.1 PEMEC 1 GW | Hydrogen production via PEMEC electrolysis for 1 GW plant | Energy/technical data | ΔE from HHV to LHV (% total input_e [MWh/MWh]) | MWh/MWh |  | G, H |  | Lower | 2050 | 14.5238
1.1 PEMEC 1 GW | Hydrogen production via PEMEC electrolysis for 1 GW plant | Energy/technical data | ΔE from HHV to LHV (% total input_e [MWh/MWh]) | MWh/MWh |  | G, H |  | Upper | 2020 | 10.499
1.1 PEMEC 1 GW | Hydrogen production via PEMEC electrolysis for 1 GW plant | Energy/technical data | ΔE from HHV to LHV (% total input_e [MWh/MWh]) | MWh/MWh |  | G, H |  | Upper | 2050 | 12.9144
1.1 PEMEC 1 GW | Hydrogen production via PEMEC electrolysis for 1 GW plant | Energy/technical data | ΔE from HHV to LHV (% total input_e [MWh/MWh]) | MWh/MWh |  | G, H |  | ctrl | 2020 | 10.8291
1.1 PEMEC 1 GW | Hydrogen production via PEMEC electrolysis for 1 GW plant | Energy/technical data | ΔE from HHV to LHV (% total input_e [MWh/MWh]) | MWh/MWh |  | G, H |  | ctrl | 2025 | 11.3272
1.1 PEMEC 1 GW | Hydrogen production via PEMEC electrolysis for 1 GW plant | Energy/technical data | ΔE from HHV to LHV (% total input_e [MWh/MWh]) | MWh/MWh |  | G, H |  | ctrl | 2030 | 12.0469
1.1 PEMEC 1 GW | Hydrogen production via PEMEC electrolysis for 1 GW plant | Energy/technical data | ΔE from HHV to LHV (% total input_e [MWh/MWh]) | MWh/MWh |  | G, H |  | ctrl | 2040 | 12.6851
1.1 PEMEC 1 GW | Hydrogen production via PEMEC electrolysis for 1 GW plant | Energy/technical data | ΔE from HHV to LHV (% total input_e [MWh/MWh]) | MWh/MWh |  | G, H |  | ctrl | 2050 | 13.6719
1.1 PEMEC 1 GW | Hydrogen production via PEMEC electrolysis for 1 GW plant | Financial data | - hereof BOP [€/kW of total input_e] | €/kWoftotalinput_e |  | P, Q |  | Lower | 2020 | 62.838
1.1 PEMEC 1 GW | Hydrogen production via PEMEC electrolysis for 1 GW plant | Financial data | - hereof BOP [€/kW of total input_e] | €/kWoftotalinput_e |  | P, Q |  | Lower | 2050 | 16.5363
1.1 PEMEC 1 GW | Hydrogen production via PEMEC electrolysis for 1 GW plant | Financial data | - hereof BOP [€/kW of total input_e] | €/kWoftotalinput_e |  | P, Q |  | Upper | 2020 | 95.9106
1.1 PEMEC 1 GW | Hydrogen production via PEMEC electrolysis for 1 GW plant | Financial data | - hereof BOP [€/kW of total input_e] | €/kWoftotalinput_e |  | P, Q |  | Upper | 2050 | 26.4581
1.1 PEMEC 1 GW | Hydrogen production via PEMEC electrolysis for 1 GW plant | Financial data | - hereof BOP [€/kW of total input_e] | €/kWoftotalinput_e |  | P, Q |  | ctrl | 2020 | 79.3743
1.1 PEMEC 1 GW | Hydrogen production via PEMEC electrolysis for 1 GW plant | Financial data | - hereof BOP [€/kW of total input_e] | €/kWoftotalinput_e |  | P, Q |  | ctrl | 2025 | 59.5307
1.1 PEMEC 1 GW | Hydrogen production via PEMEC electrolysis for 1 GW plant | Financial data | - hereof BOP [€/kW of total input_e] | €/kWoftotalinput_e |  | P, Q |  | ctrl | 2030 | 39.6872
1.1 PEMEC 1 GW | Hydrogen production via PEMEC electrolysis for 1 GW plant | Financial data | - hereof BOP [€/kW of total input_e] | €/kWoftotalinput_e |  | P, Q |  | ctrl | 2040 | 29.7654
1.1 PEMEC 1 GW | Hydrogen production via PEMEC electrolysis for 1 GW plant | Financial data | - hereof BOP [€/kW of total input_e] | €/kWoftotalinput_e |  | P, Q |  | ctrl | 2050 | 21.4972
1.1 PEMEC 1 GW | Hydrogen production via PEMEC electrolysis for 1 GW plant | Financial data | - hereof Civil Infrastructure [€/kW of total input_e] | €/kWoftotalinput_e |  | P, Q |  | Lower | 2020 | 29.2157
1.1 PEMEC 1 GW | Hydrogen production via PEMEC electrolysis for 1 GW plant | Financial data | - hereof Civil Infrastructure [€/kW of total input_e] | €/kWoftotalinput_e |  | P, Q |  | Lower | 2050 | 7.6883
1.1 PEMEC 1 GW | Hydrogen production via PEMEC electrolysis for 1 GW plant | Financial data | - hereof Civil Infrastructure [€/kW of total input_e] | €/kWoftotalinput_e |  | P, Q |  | Upper | 2020 | 44.5924
1.1 PEMEC 1 GW | Hydrogen production via PEMEC electrolysis for 1 GW plant | Financial data | - hereof Civil Infrastructure [€/kW of total input_e] | €/kWoftotalinput_e |  | P, Q |  | Upper | 2050 | 12.3014
1.1 PEMEC 1 GW | Hydrogen production via PEMEC electrolysis for 1 GW plant | Financial data | - hereof Civil Infrastructure [€/kW of total input_e] | €/kWoftotalinput_e |  | P, Q |  | ctrl | 2020 | 36.9041
1.1 PEMEC 1 GW | Hydrogen production via PEMEC electrolysis for 1 GW plant | Financial data | - hereof Civil Infrastructure [€/kW of total input_e] | €/kWoftotalinput_e |  | P, Q |  | ctrl | 2025 | 27.6781
1.1 PEMEC 1 GW | Hydrogen production via PEMEC electrolysis for 1 GW plant | Financial data | - hereof Civil Infrastructure [€/kW of total input_e] | €/kWoftotalinput_e |  | P, Q |  | ctrl | 2030 | 18.452
1.1 PEMEC 1 GW | Hydrogen production via PEMEC electrolysis for 1 GW plant | Financial data | - hereof Civil Infrastructure [€/kW of total input_e] | €/kWoftotalinput_e |  | P, Q |  | ctrl | 2040 | 13.839
1.1 PEMEC 1 GW | Hydrogen production via PEMEC electrolysis for 1 GW plant | Financial data | - hereof Civil Infrastructure [€/kW of total input_e] | €/kWoftotalinput_e |  | P, Q |  | ctrl | 2050 | 9.9949
1.1 PEMEC 1 GW | Hydrogen production via PEMEC electrolysis for 1 GW plant | Financial data | - hereof Control System [€/kW of total input_e] | €/kWoftotalinput_e |  | P, Q |  | Lower | 2020 | 40.0894
1.1 PEMEC 1 GW | Hydrogen production via PEMEC electrolysis for 1 GW plant | Financial data | - hereof Control System [€/kW of total input_e] | €/kWoftotalinput_e |  | P, Q |  | Lower | 2050 | 10.5498
1.1 PEMEC 1 GW | Hydrogen production via PEMEC electrolysis for 1 GW plant | Financial data | - hereof Control System [€/kW of total input_e] | €/kWoftotalinput_e |  | P, Q |  | Upper | 2020 | 61.1891
1.1 PEMEC 1 GW | Hydrogen production via PEMEC electrolysis for 1 GW plant | Financial data | - hereof Control System [€/kW of total input_e] | €/kWoftotalinput_e |  | P, Q |  | Upper | 2050 | 16.8798
1.1 PEMEC 1 GW | Hydrogen production via PEMEC electrolysis for 1 GW plant | Financial data | - hereof Control System [€/kW of total input_e] | €/kWoftotalinput_e |  | P, Q |  | ctrl | 2020 | 50.6393
1.1 PEMEC 1 GW | Hydrogen production via PEMEC electrolysis for 1 GW plant | Financial data | - hereof Control System [€/kW of total input_e] | €/kWoftotalinput_e |  | P, Q |  | ctrl | 2025 | 37.9794
1.1 PEMEC 1 GW | Hydrogen production via PEMEC electrolysis for 1 GW plant | Financial data | - hereof Control System [€/kW of total input_e] | €/kWoftotalinput_e |  | P, Q |  | ctrl | 2030 | 25.3196
1.1 PEMEC 1 GW | Hydrogen production via PEMEC electrolysis for 1 GW plant | Financial data | - hereof Control System [€/kW of total input_e] | €/kWoftotalinput_e |  | P, Q |  | ctrl | 2040 | 18.9897
1.1 PEMEC 1 GW | Hydrogen production via PEMEC electrolysis for 1 GW plant | Financial data | - hereof Control System [€/kW of total input_e] | €/kWoftotalinput_e |  | P, Q |  | ctrl | 2050 | 13.7148
1.1 PEMEC 1 GW | Hydrogen production via PEMEC electrolysis for 1 GW plant | Financial data | - hereof Indirects [€/kW of total input_e] | €/kWoftotalinput_e |  | P, Q |  | Lower | 2020 | 40.9091
1.1 PEMEC 1 GW | Hydrogen production via PEMEC electrolysis for 1 GW plant | Financial data | - hereof Indirects [€/kW of total input_e] | €/kWoftotalinput_e |  | P, Q |  | Lower | 2050 | 10.7656
1.1 PEMEC 1 GW | Hydrogen production via PEMEC electrolysis for 1 GW plant | Financial data | - hereof Indirects [€/kW of total input_e] | €/kWoftotalinput_e |  | P, Q |  | Upper | 2020 | 62.4402
1.1 PEMEC 1 GW | Hydrogen production via PEMEC electrolysis for 1 GW plant | Financial data | - hereof Indirects [€/kW of total input_e] | €/kWoftotalinput_e |  | P, Q |  | Upper | 2050 | 17.2249
1.1 PEMEC 1 GW | Hydrogen production via PEMEC electrolysis for 1 GW plant | Financial data | - hereof Indirects [€/kW of total input_e] | €/kWoftotalinput_e |  | P, Q |  | ctrl | 2020 | 51.6746
1.1 PEMEC 1 GW | Hydrogen production via PEMEC electrolysis for 1 GW plant | Financial data | - hereof Indirects [€/kW of total input_e] | €/kWoftotalinput_e |  | P, Q |  | ctrl | 2025 | 38.756
1.1 PEMEC 1 GW | Hydrogen production via PEMEC electrolysis for 1 GW plant | Financial data | - hereof Indirects [€/kW of total input_e] | €/kWoftotalinput_e |  | P, Q |  | ctrl | 2030 | 25.8373
1.1 PEMEC 1 GW | Hydrogen production via PEMEC electrolysis for 1 GW plant | Financial data | - hereof Indirects [€/kW of total input_e] | €/kWoftotalinput_e |  | P, Q |  | ctrl | 2040 | 19.378
1.1 PEMEC 1 GW | Hydrogen production via PEMEC electrolysis for 1 GW plant | Financial data | - hereof Indirects [€/kW of total input_e] | €/kWoftotalinput_e |  | P, Q |  | ctrl | 2050 | 13.9952
1.1 PEMEC 1 GW | Hydrogen production via PEMEC electrolysis for 1 GW plant | Financial data | - hereof electrolyser stack [€/kW of total input_e] | €/kWoftotalinput_e |  | P, Q |  | Lower | 2020 | 353.7936
1.1 PEMEC 1 GW | Hydrogen production via PEMEC electrolysis for 1 GW plant | Financial data | - hereof electrolyser stack [€/kW of total input_e] | €/kWoftotalinput_e |  | P, Q |  | Lower | 2050 | 93.1036
1.1 PEMEC 1 GW | Hydrogen production via PEMEC electrolysis for 1 GW plant | Financial data | - hereof electrolyser stack [€/kW of total input_e] | €/kWoftotalinput_e |  | P, Q |  | Upper | 2020 | 540.0007
1.1 PEMEC 1 GW | Hydrogen production via PEMEC electrolysis for 1 GW plant | Financial data | - hereof electrolyser stack [€/kW of total input_e] | €/kWoftotalinput_e |  | P, Q |  | Upper | 2050 | 148.9657
1.1 PEMEC 1 GW | Hydrogen production via PEMEC electrolysis for 1 GW plant | Financial data | - hereof electrolyser stack [€/kW of total input_e] | €/kWoftotalinput_e |  | P, Q |  | ctrl | 2020 | 446.8971
1.1 PEMEC 1 GW | Hydrogen production via PEMEC electrolysis for 1 GW plant | Financial data | - hereof electrolyser stack [€/kW of total input_e] | €/kWoftotalinput_e |  | P, Q |  | ctrl | 2025 | 335.1729
1.1 PEMEC 1 GW | Hydrogen production via PEMEC electrolysis for 1 GW plant | Financial data | - hereof electrolyser stack [€/kW of total input_e] | €/kWoftotalinput_e |  | P, Q |  | ctrl | 2030 | 223.4486
1.1 PEMEC 1 GW | Hydrogen production via PEMEC electrolysis for 1 GW plant | Financial data | - hereof electrolyser stack [€/kW of total input_e] | €/kWoftotalinput_e |  | P, Q |  | ctrl | 2040 | 167.5864
1.1 PEMEC 1 GW | Hydrogen production via PEMEC electrolysis for 1 GW plant | Financial data | - hereof electrolyser stack [€/kW of total input_e] | €/kWoftotalinput_e |  | P, Q |  | ctrl | 2050 | 121.0346
1.1 PEMEC 1 GW | Hydrogen production via PEMEC electrolysis for 1 GW plant | Financial data | - hereof electrolyser system [€/kW of total input_e] | €/kWoftotalinput_e |  | P, Q |  | Lower | 2020 | 423.1542
1.1 PEMEC 1 GW | Hydrogen production via PEMEC electrolysis for 1 GW plant | Financial data | - hereof electrolyser system [€/kW of total input_e] | €/kWoftotalinput_e |  | P, Q |  | Lower | 2050 | 111.3564
1.1 PEMEC 1 GW | Hydrogen production via PEMEC electrolysis for 1 GW plant | Financial data | - hereof electrolyser system [€/kW of total input_e] | €/kWoftotalinput_e |  | P, Q |  | Upper | 2020 | 645.8669
1.1 PEMEC 1 GW | Hydrogen production via PEMEC electrolysis for 1 GW plant | Financial data | - hereof electrolyser system [€/kW of total input_e] | €/kWoftotalinput_e |  | P, Q |  | Upper | 2050 | 178.1702
1.1 PEMEC 1 GW | Hydrogen production via PEMEC electrolysis for 1 GW plant | Financial data | - hereof electrolyser system [€/kW of total input_e] | €/kWoftotalinput_e |  | P, Q |  | ctrl | 2020 | 534.5106
1.1 PEMEC 1 GW | Hydrogen production via PEMEC electrolysis for 1 GW plant | Financial data | - hereof electrolyser system [€/kW of total input_e] | €/kWoftotalinput_e |  | P, Q |  | ctrl | 2025 | 400.8829
1.1 PEMEC 1 GW | Hydrogen production via PEMEC electrolysis for 1 GW plant | Financial data | - hereof electrolyser system [€/kW of total input_e] | €/kWoftotalinput_e |  | P, Q |  | ctrl | 2030 | 267.2553
1.1 PEMEC 1 GW | Hydrogen production via PEMEC electrolysis for 1 GW plant | Financial data | - hereof electrolyser system [€/kW of total input_e] | €/kWoftotalinput_e |  | P, Q |  | ctrl | 2040 | 200.4415
1.1 PEMEC 1 GW | Hydrogen production via PEMEC electrolysis for 1 GW plant | Financial data | - hereof electrolyser system [€/kW of total input_e] | €/kWoftotalinput_e |  | P, Q |  | ctrl | 2050 | 144.7633
1.1 PEMEC 1 GW | Hydrogen production via PEMEC electrolysis for 1 GW plant | Financial data | - hereof equipment [%] | pct. |  | K, R |  | Lower | 2020 | 90
1.1 PEMEC 1 GW | Hydrogen production via PEMEC electrolysis for 1 GW plant | Financial data | - hereof equipment [%] | pct. |  | K, R |  | Lower | 2050 | 90
1.1 PEMEC 1 GW | Hydrogen production via PEMEC electrolysis for 1 GW plant | Financial data | - hereof equipment [%] | pct. |  | K, R |  | Upper | 2020 | 90
1.1 PEMEC 1 GW | Hydrogen production via PEMEC electrolysis for 1 GW plant | Financial data | - hereof equipment [%] | pct. |  | K, R |  | Upper | 2050 | 90
1.1 PEMEC 1 GW | Hydrogen production via PEMEC electrolysis for 1 GW plant | Financial data | - hereof equipment [%] | pct. |  | K, R |  | ctrl | 2020 | 90
1.1 PEMEC 1 GW | Hydrogen production via PEMEC electrolysis for 1 GW plant | Financial data | - hereof equipment [%] | pct. |  | K, R |  | ctrl | 2025 | 90
1.1 PEMEC 1 GW | Hydrogen production via PEMEC electrolysis for 1 GW plant | Financial data | - hereof equipment [%] | pct. |  | K, R |  | ctrl | 2030 | 90
1.1 PEMEC 1 GW | Hydrogen production via PEMEC electrolysis for 1 GW plant | Financial data | - hereof equipment [%] | pct. |  | K, R |  | ctrl | 2040 | 90
1.1 PEMEC 1 GW | Hydrogen production via PEMEC electrolysis for 1 GW plant | Financial data | - hereof equipment [%] | pct. |  | K, R |  | ctrl | 2050 | 90
1.1 PEMEC 1 GW | Hydrogen production via PEMEC electrolysis for 1 GW plant | Financial data | - hereof installation [%] | pct. |  | K, R |  | Lower | 2020 | 10
1.1 PEMEC 1 GW | Hydrogen production via PEMEC electrolysis for 1 GW plant | Financial data | - hereof installation [%] | pct. |  | K, R |  | Lower | 2050 | 10
1.1 PEMEC 1 GW | Hydrogen production via PEMEC electrolysis for 1 GW plant | Financial data | - hereof installation [%] | pct. |  | K, R |  | Upper | 2020 | 10
1.1 PEMEC 1 GW | Hydrogen production via PEMEC electrolysis for 1 GW plant | Financial data | - hereof installation [%] | pct. |  | K, R |  | Upper | 2050 | 10
1.1 PEMEC 1 GW | Hydrogen production via PEMEC electrolysis for 1 GW plant | Financial data | - hereof installation [%] | pct. |  | K, R |  | ctrl | 2020 | 10
1.1 PEMEC 1 GW | Hydrogen production via PEMEC electrolysis for 1 GW plant | Financial data | - hereof installation [%] | pct. |  | K, R |  | ctrl | 2025 | 10
1.1 PEMEC 1 GW | Hydrogen production via PEMEC electrolysis for 1 GW plant | Financial data | - hereof installation [%] | pct. |  | K, R |  | ctrl | 2030 | 10
1.1 PEMEC 1 GW | Hydrogen production via PEMEC electrolysis for 1 GW plant | Financial data | - hereof installation [%] | pct. |  | K, R |  | ctrl | 2040 | 10
1.1 PEMEC 1 GW | Hydrogen production via PEMEC electrolysis for 1 GW plant | Financial data | - hereof installation [%] | pct. |  | K, R |  | ctrl | 2050 | 10
1.1 PEMEC 1 GW | Hydrogen production via PEMEC electrolysis for 1 GW plant | Financial data | Fixed O&M [% of specific investment/year] | pct.ofspecificinvestment/year |  | K, S | [8] | Lower | 2020 | 2
1.1 PEMEC 1 GW | Hydrogen production via PEMEC electrolysis for 1 GW plant | Financial data | Fixed O&M [% of specific investment/year] | pct.ofspecificinvestment/year |  | K, S | [8] | Lower | 2050 | 2
1.1 PEMEC 1 GW | Hydrogen production via PEMEC electrolysis for 1 GW plant | Financial data | Fixed O&M [% of specific investment/year] | pct.ofspecificinvestment/year |  | K, S | [8] | Upper | 2020 | 2
1.1 PEMEC 1 GW | Hydrogen production via PEMEC electrolysis for 1 GW plant | Financial data | Fixed O&M [% of specific investment/year] | pct.ofspecificinvestment/year |  | K, S | [8] | Upper | 2050 | 2
1.1 PEMEC 1 GW | Hydrogen production via PEMEC electrolysis for 1 GW plant | Financial data | Fixed O&M [% of specific investment/year] | pct.ofspecificinvestment/year |  | K, S | [8] | ctrl | 2020 | 2
1.1 PEMEC 1 GW | Hydrogen production via PEMEC electrolysis for 1 GW plant | Financial data | Fixed O&M [% of specific investment/year] | pct.ofspecificinvestment/year |  | K, S | [8] | ctrl | 2025 | 2
1.1 PEMEC 1 GW | Hydrogen production via PEMEC electrolysis for 1 GW plant | Financial data | Fixed O&M [% of specific investment/year] | pct.ofspecificinvestment/year |  | K, S | [8] | ctrl | 2030 | 2
1.1 PEMEC 1 GW | Hydrogen production via PEMEC electrolysis for 1 GW plant | Financial data | Fixed O&M [% of specific investment/year] | pct.ofspecificinvestment/year |  | K, S | [8] | ctrl | 2040 | 2
1.1 PEMEC 1 GW | Hydrogen production via PEMEC electrolysis for 1 GW plant | Financial data | Fixed O&M [% of specific investment/year] | pct.ofspecificinvestment/year |  | K, S | [8] | ctrl | 2050 | 2
1.1 PEMEC 1 GW | Hydrogen production via PEMEC electrolysis for 1 GW plant | Financial data | Specific investment [€/kW of total input_e] | €/kWoftotalinput_e |  | D, N, O | [2], [4], [5], [6], [7], [8], [9], [10] | Lower | 2020 | 950
1.1 PEMEC 1 GW | Hydrogen production via PEMEC electrolysis for 1 GW plant | Financial data | Specific investment [€/kW of total input_e] | €/kWoftotalinput_e |  | D, N, O | [2], [4], [5], [6], [7], [8], [9], [10] | Lower | 2050 | 250
1.1 PEMEC 1 GW | Hydrogen production via PEMEC electrolysis for 1 GW plant | Financial data | Specific investment [€/kW of total input_e] | €/kWoftotalinput_e |  | D, N, O | [2], [4], [5], [6], [7], [8], [9], [10] | Upper | 2020 | 1450
1.1 PEMEC 1 GW | Hydrogen production via PEMEC electrolysis for 1 GW plant | Financial data | Specific investment [€/kW of total input_e] | €/kWoftotalinput_e |  | D, N, O | [2], [4], [5], [6], [7], [8], [9], [10] | Upper | 2050 | 400
1.1 PEMEC 1 GW | Hydrogen production via PEMEC electrolysis for 1 GW plant | Financial data | Specific investment [€/kW of total input_e] | €/kWoftotalinput_e |  | D, N, O | [2], [4], [5], [6], [7], [8], [9], [10] | ctrl | 2020 | 1200
1.1 PEMEC 1 GW | Hydrogen production via PEMEC electrolysis for 1 GW plant | Financial data | Specific investment [€/kW of total input_e] | €/kWoftotalinput_e |  | D, N, O | [2], [4], [5], [6], [7], [8], [9], [10] | ctrl | 2025 | 900
1.1 PEMEC 1 GW | Hydrogen production via PEMEC electrolysis for 1 GW plant | Financial data | Specific investment [€/kW of total input_e] | €/kWoftotalinput_e |  | D, N, O | [2], [4], [5], [6], [7], [8], [9], [10] | ctrl | 2030 | 600
1.1 PEMEC 1 GW | Hydrogen production via PEMEC electrolysis for 1 GW plant | Financial data | Specific investment [€/kW of total input_e] | €/kWoftotalinput_e |  | D, N, O | [2], [4], [5], [6], [7], [8], [9], [10] | ctrl | 2040 | 450
1.1 PEMEC 1 GW | Hydrogen production via PEMEC electrolysis for 1 GW plant | Financial data | Specific investment [€/kW of total input_e] | €/kWoftotalinput_e |  | D, N, O | [2], [4], [5], [6], [7], [8], [9], [10] | ctrl | 2050 | 325
1.1 PEMEC 1 GW | Hydrogen production via PEMEC electrolysis for 1 GW plant | Financial data | Specific investment [€/kgH2/day of max output] | €/kgH2/dayofmaxoutput |  | A, B, P |  | Lower | 2020 | 2159.5967
1.1 PEMEC 1 GW | Hydrogen production via PEMEC electrolysis for 1 GW plant | Financial data | Specific investment [€/kgH2/day of max output] | €/kgH2/dayofmaxoutput |  | A, B, P |  | Lower | 2050 | 437.5
1.1 PEMEC 1 GW | Hydrogen production via PEMEC electrolysis for 1 GW plant | Financial data | Specific investment [€/kgH2/day of max output] | €/kgH2/dayofmaxoutput |  | A, B, P |  | Upper | 2020 | 3510.2647
1.1 PEMEC 1 GW | Hydrogen production via PEMEC electrolysis for 1 GW plant | Financial data | Specific investment [€/kgH2/day of max output] | €/kgH2/dayofmaxoutput |  | A, B, P |  | Upper | 2050 | 787.234
1.1 PEMEC 1 GW | Hydrogen production via PEMEC electrolysis for 1 GW plant | Financial data | Specific investment [€/kgH2/day of max output] | €/kgH2/dayofmaxoutput |  | A, B, P |  | ctrl | 2020 | 2816.4792
1.1 PEMEC 1 GW | Hydrogen production via PEMEC electrolysis for 1 GW plant | Financial data | Specific investment [€/kgH2/day of max output] | €/kgH2/dayofmaxoutput |  | A, B, P |  | ctrl | 2025 | 2019.4687
1.1 PEMEC 1 GW | Hydrogen production via PEMEC electrolysis for 1 GW plant | Financial data | Specific investment [€/kgH2/day of max output] | €/kgH2/dayofmaxoutput |  | A, B, P |  | ctrl | 2030 | 1265.8871
1.1 PEMEC 1 GW | Hydrogen production via PEMEC electrolysis for 1 GW plant | Financial data | Specific investment [€/kgH2/day of max output] | €/kgH2/dayofmaxoutput |  | A, B, P |  | ctrl | 2040 | 901.65
1.1 PEMEC 1 GW | Hydrogen production via PEMEC electrolysis for 1 GW plant | Financial data | Specific investment [€/kgH2/day of max output] | €/kgH2/dayofmaxoutput |  | A, B, P |  | ctrl | 2050 | 604.1888
1.1 PEMEC 1 GW | Hydrogen production via PEMEC electrolysis for 1 GW plant | Financial data | Variable O&M [€/kWh of total input] | €/kWhoftotalinput |  | T |  | ctrl | 2020 | -
1.1 PEMEC 1 GW | Hydrogen production via PEMEC electrolysis for 1 GW plant | Financial data | Variable O&M [€/kWh of total input] | €/kWhoftotalinput |  | T |  | ctrl | 2025 | -
1.1 PEMEC 1 GW | Hydrogen production via PEMEC electrolysis for 1 GW plant | Financial data | Variable O&M [€/kWh of total input] | €/kWhoftotalinput |  | T |  | ctrl | 2030 | -
1.1 PEMEC 1 GW | Hydrogen production via PEMEC electrolysis for 1 GW plant | Financial data | Variable O&M [€/kWh of total input] | €/kWhoftotalinput |  | T |  | ctrl | 2040 | -
1.1 PEMEC 1 GW | Hydrogen production via PEMEC electrolysis for 1 GW plant | Financial data | Variable O&M [€/kWh of total input] | €/kWhoftotalinput |  | T |  | ctrl | 2050 | -
1.1 PEMEC 1 GW | Hydrogen production via PEMEC electrolysis for 1 GW plant | Technology-specific data | - cold start up time [min from 0 to 100%] | minfrom0to100pct. |  | V | [3], [8], [11] | Lower | 2020 | 0.3
1.1 PEMEC 1 GW | Hydrogen production via PEMEC electrolysis for 1 GW plant | Technology-specific data | - cold start up time [min from 0 to 100%] | minfrom0to100pct. |  | V | [3], [8], [11] | Lower | 2050 | 0.1
1.1 PEMEC 1 GW | Hydrogen production via PEMEC electrolysis for 1 GW plant | Technology-specific data | - cold start up time [min from 0 to 100%] | minfrom0to100pct. |  | V | [3], [8], [11] | Upper | 2020 | 1
1.1 PEMEC 1 GW | Hydrogen production via PEMEC electrolysis for 1 GW plant | Technology-specific data | - cold start up time [min from 0 to 100%] | minfrom0to100pct. |  | V | [3], [8], [11] | Upper | 2050 | 0.3
1.1 PEMEC 1 GW | Hydrogen production via PEMEC electrolysis for 1 GW plant | Technology-specific data | - cold start up time [min from 0 to 100%] | minfrom0to100pct. |  | V | [3], [8], [11] | ctrl | 2020 | 0.5
1.1 PEMEC 1 GW | Hydrogen production via PEMEC electrolysis for 1 GW plant | Technology-specific data | - cold start up time [min from 0 to 100%] | minfrom0to100pct. |  | V | [3], [8], [11] | ctrl | 2025 | 0.3
1.1 PEMEC 1 GW | Hydrogen production via PEMEC electrolysis for 1 GW plant | Technology-specific data | - cold start up time [min from 0 to 100%] | minfrom0to100pct. |  | V | [3], [8], [11] | ctrl | 2030 | 0.2
1.1 PEMEC 1 GW | Hydrogen production via PEMEC electrolysis for 1 GW plant | Technology-specific data | - cold start up time [min from 0 to 100%] | minfrom0to100pct. |  | V | [3], [8], [11] | ctrl | 2040 | 0.16667
1.1 PEMEC 1 GW | Hydrogen production via PEMEC electrolysis for 1 GW plant | Technology-specific data | - cold start up time [min from 0 to 100%] | minfrom0to100pct. |  | V | [3], [8], [11] | ctrl | 2050 | 0.2
1.1 PEMEC 1 GW | Hydrogen production via PEMEC electrolysis for 1 GW plant | Technology-specific data | Current Density [A/cm2] | A/cm2 |  | K, U | [8] | Lower | 2020 | 1.5
1.1 PEMEC 1 GW | Hydrogen production via PEMEC electrolysis for 1 GW plant | Technology-specific data | Current Density [A/cm2] | A/cm2 |  | K, U | [8] | Lower | 2050 | 7.5
1.1 PEMEC 1 GW | Hydrogen production via PEMEC electrolysis for 1 GW plant | Technology-specific data | Current Density [A/cm2] | A/cm2 |  | K, U | [8] | Upper | 2020 | 3
1.1 PEMEC 1 GW | Hydrogen production via PEMEC electrolysis for 1 GW plant | Technology-specific data | Current Density [A/cm2] | A/cm2 |  | K, U | [8] | Upper | 2050 | 12.5
1.1 PEMEC 1 GW | Hydrogen production via PEMEC electrolysis for 1 GW plant | Technology-specific data | Current Density [A/cm2] | A/cm2 |  | K, U | [8] | ctrl | 2020 | 2.2
1.1 PEMEC 1 GW | Hydrogen production via PEMEC electrolysis for 1 GW plant | Technology-specific data | Current Density [A/cm2] | A/cm2 |  | K, U | [8] | ctrl | 2025 | 2.8
1.1 PEMEC 1 GW | Hydrogen production via PEMEC electrolysis for 1 GW plant | Technology-specific data | Current Density [A/cm2] | A/cm2 |  | K, U | [8] | ctrl | 2030 | 5
1.1 PEMEC 1 GW | Hydrogen production via PEMEC electrolysis for 1 GW plant | Technology-specific data | Current Density [A/cm2] | A/cm2 |  | K, U | [8] | ctrl | 2040 | 7.5
1.1 PEMEC 1 GW | Hydrogen production via PEMEC electrolysis for 1 GW plant | Technology-specific data | Current Density [A/cm2] | A/cm2 |  | K, U | [8] | ctrl | 2050 | 10
1.1 PEMEC 1 GW | Hydrogen production via PEMEC electrolysis for 1 GW plant | Technology-specific data | Degradation rate [%/1000 h] | pct./1000h |  | K, U, W | [5], [8] | Lower | 2020 | 0.19
1.1 PEMEC 1 GW | Hydrogen production via PEMEC electrolysis for 1 GW plant | Technology-specific data | Degradation rate [%/1000 h] | pct./1000h |  | K, U, W | [5], [8] | Lower | 2050 | 0.105
1.1 PEMEC 1 GW | Hydrogen production via PEMEC electrolysis for 1 GW plant | Technology-specific data | Degradation rate [%/1000 h] | pct./1000h |  | K, U, W | [5], [8] | Upper | 2020 | 0.25
1.1 PEMEC 1 GW | Hydrogen production via PEMEC electrolysis for 1 GW plant | Technology-specific data | Degradation rate [%/1000 h] | pct./1000h |  | K, U, W | [5], [8] | Upper | 2050 | 0.095
1.1 PEMEC 1 GW | Hydrogen production via PEMEC electrolysis for 1 GW plant | Technology-specific data | Degradation rate [%/1000 h] | pct./1000h |  | K, U, W | [5], [8] | ctrl | 2020 | 0.22
1.1 PEMEC 1 GW | Hydrogen production via PEMEC electrolysis for 1 GW plant | Technology-specific data | Degradation rate [%/1000 h] | pct./1000h |  | K, U, W | [5], [8] | ctrl | 2025 | 0.1725
1.1 PEMEC 1 GW | Hydrogen production via PEMEC electrolysis for 1 GW plant | Technology-specific data | Degradation rate [%/1000 h] | pct./1000h |  | K, U, W | [5], [8] | ctrl | 2030 | 0.125
1.1 PEMEC 1 GW | Hydrogen production via PEMEC electrolysis for 1 GW plant | Technology-specific data | Degradation rate [%/1000 h] | pct./1000h |  | K, U, W | [5], [8] | ctrl | 2040 | 0.1
1.1 PEMEC 1 GW | Hydrogen production via PEMEC electrolysis for 1 GW plant | Technology-specific data | Degradation rate [%/1000 h] | pct./1000h |  | K, U, W | [5], [8] | ctrl | 2050 | 0.1
1.1 PEMEC 1 GW | Hydrogen production via PEMEC electrolysis for 1 GW plant | Technology-specific data | Electrolyser Unit [m2/MW] | m2/MW |  | X |  | Lower | 2020 | 15
1.1 PEMEC 1 GW | Hydrogen production via PEMEC electrolysis for 1 GW plant | Technology-specific data | Electrolyser Unit [m2/MW] | m2/MW |  | X |  | Lower | 2050 | 4.6676
1.1 PEMEC 1 GW | Hydrogen production via PEMEC electrolysis for 1 GW plant | Technology-specific data | Electrolyser Unit [m2/MW] | m2/MW |  | X |  | Upper | 2020 | 7.5
1.1 PEMEC 1 GW | Hydrogen production via PEMEC electrolysis for 1 GW plant | Technology-specific data | Electrolyser Unit [m2/MW] | m2/MW |  | X |  | Upper | 2050 | 2.3338
1.1 PEMEC 1 GW | Hydrogen production via PEMEC electrolysis for 1 GW plant | Technology-specific data | Electrolyser Unit [m2/MW] | m2/MW |  | X |  | ctrl | 2020 | 10
1.1 PEMEC 1 GW | Hydrogen production via PEMEC electrolysis for 1 GW plant | Technology-specific data | Electrolyser Unit [m2/MW] | m2/MW |  | X |  | ctrl | 2025 | 8.5106
1.1 PEMEC 1 GW | Hydrogen production via PEMEC electrolysis for 1 GW plant | Technology-specific data | Electrolyser Unit [m2/MW] | m2/MW |  | X |  | ctrl | 2030 | 5
1.1 PEMEC 1 GW | Hydrogen production via PEMEC electrolysis for 1 GW plant | Technology-specific data | Electrolyser Unit [m2/MW] | m2/MW |  | X |  | ctrl | 2040 | 4.1489
1.1 PEMEC 1 GW | Hydrogen production via PEMEC electrolysis for 1 GW plant | Technology-specific data | Electrolyser Unit [m2/MW] | m2/MW |  | X |  | ctrl | 2050 | 3.1117
1.1 PEMEC 1 GW | Hydrogen production via PEMEC electrolysis for 1 GW plant | Technology-specific data | Plant Footprint [m2/MW input_e] | m2/MWinput_e |  | X, Y |  | Lower | 2020 | 65.6
1.1 PEMEC 1 GW | Hydrogen production via PEMEC electrolysis for 1 GW plant | Technology-specific data | Plant Footprint [m2/MW input_e] | m2/MWinput_e |  | X, Y |  | Lower | 2050 | 20.4128
1.1 PEMEC 1 GW | Hydrogen production via PEMEC electrolysis for 1 GW plant | Technology-specific data | Plant Footprint [m2/MW input_e] | m2/MWinput_e |  | X, Y |  | Upper | 2020 | 123
1.1 PEMEC 1 GW | Hydrogen production via PEMEC electrolysis for 1 GW plant | Technology-specific data | Plant Footprint [m2/MW input_e] | m2/MWinput_e |  | X, Y |  | Upper | 2050 | 38.2739
1.1 PEMEC 1 GW | Hydrogen production via PEMEC electrolysis for 1 GW plant | Technology-specific data | Plant Footprint [m2/MW input_e] | m2/MWinput_e |  | X, Y |  | ctrl | 2020 | 82
1.1 PEMEC 1 GW | Hydrogen production via PEMEC electrolysis for 1 GW plant | Technology-specific data | Plant Footprint [m2/MW input_e] | m2/MWinput_e |  | X, Y |  | ctrl | 2025 | 69.7872
1.1 PEMEC 1 GW | Hydrogen production via PEMEC electrolysis for 1 GW plant | Technology-specific data | Plant Footprint [m2/MW input_e] | m2/MWinput_e |  | X, Y |  | ctrl | 2030 | 41
1.1 PEMEC 1 GW | Hydrogen production via PEMEC electrolysis for 1 GW plant | Technology-specific data | Plant Footprint [m2/MW input_e] | m2/MWinput_e |  | X, Y |  | ctrl | 2040 | 34.0213
1.1 PEMEC 1 GW | Hydrogen production via PEMEC electrolysis for 1 GW plant | Technology-specific data | Plant Footprint [m2/MW input_e] | m2/MWinput_e |  | X, Y |  | ctrl | 2050 | 25.516
1.1 PEMEC 1 GW | Hydrogen production via PEMEC electrolysis for 1 GW plant | Technology-specific data | Stack size [MW] | MW |  | K | [3], [10], [12] | Lower | 2020 | 1
1.1 PEMEC 1 GW | Hydrogen production via PEMEC electrolysis for 1 GW plant | Technology-specific data | Stack size [MW] | MW |  | K | [3], [10], [12] | Lower | 2050 | 10
1.1 PEMEC 1 GW | Hydrogen production via PEMEC electrolysis for 1 GW plant | Technology-specific data | Stack size [MW] | MW |  | K | [3], [10], [12] | Upper | 2020 | 1.3
1.1 PEMEC 1 GW | Hydrogen production via PEMEC electrolysis for 1 GW plant | Technology-specific data | Stack size [MW] | MW |  | K | [3], [10], [12] | Upper | 2050 | 10
1.1 PEMEC 1 GW | Hydrogen production via PEMEC electrolysis for 1 GW plant | Technology-specific data | Stack size [MW] | MW |  | K | [3], [10], [12] | ctrl | 2020 | 1.2
1.1 PEMEC 1 GW | Hydrogen production via PEMEC electrolysis for 1 GW plant | Technology-specific data | Stack size [MW] | MW |  | K | [3], [10], [12] | ctrl | 2025 | 1.5
1.1 PEMEC 1 GW | Hydrogen production via PEMEC electrolysis for 1 GW plant | Technology-specific data | Stack size [MW] | MW |  | K | [3], [10], [12] | ctrl | 2030 | 2
1.1 PEMEC 1 GW | Hydrogen production via PEMEC electrolysis for 1 GW plant | Technology-specific data | Stack size [MW] | MW |  | K | [3], [10], [12] | ctrl | 2040 | 5
1.1 PEMEC 1 GW | Hydrogen production via PEMEC electrolysis for 1 GW plant | Technology-specific data | Stack size [MW] | MW |  | K | [3], [10], [12] | ctrl | 2050 | 10
1.1 PEMEC 1 GW | Hydrogen production via PEMEC electrolysis for 1 GW plant | Technology-specific data | Weight of Electrolyser Stack [MW/tons] | MW/tons |  | K, Z |  | Lower | 2020 | 12.2727
1.1 PEMEC 1 GW | Hydrogen production via PEMEC electrolysis for 1 GW plant | Technology-specific data | Weight of Electrolyser Stack [MW/tons] | MW/tons |  | K, Z |  | Lower | 2050 | 2.97
1.1 PEMEC 1 GW | Hydrogen production via PEMEC electrolysis for 1 GW plant | Technology-specific data | Weight of Electrolyser Stack [MW/tons] | MW/tons |  | K, Z |  | Upper | 2020 | 24.5455
1.1 PEMEC 1 GW | Hydrogen production via PEMEC electrolysis for 1 GW plant | Technology-specific data | Weight of Electrolyser Stack [MW/tons] | MW/tons |  | K, Z |  | Upper | 2050 | 4.95
1.1 PEMEC 1 GW | Hydrogen production via PEMEC electrolysis for 1 GW plant | Technology-specific data | Weight of Electrolyser Stack [MW/tons] | MW/tons |  | K, Z |  | ctrl | 2020 | 18
1.1 PEMEC 1 GW | Hydrogen production via PEMEC electrolysis for 1 GW plant | Technology-specific data | Weight of Electrolyser Stack [MW/tons] | MW/tons |  | K, Z |  | ctrl | 2025 | 14.1429
1.1 PEMEC 1 GW | Hydrogen production via PEMEC electrolysis for 1 GW plant | Technology-specific data | Weight of Electrolyser Stack [MW/tons] | MW/tons |  | K, Z |  | ctrl | 2030 | 7.92
1.1 PEMEC 1 GW | Hydrogen production via PEMEC electrolysis for 1 GW plant | Technology-specific data | Weight of Electrolyser Stack [MW/tons] | MW/tons |  | K, Z |  | ctrl | 2040 | 5.28
1.1 PEMEC 1 GW | Hydrogen production via PEMEC electrolysis for 1 GW plant | Technology-specific data | Weight of Electrolyser Stack [MW/tons] | MW/tons |  | K, Z |  | ctrl | 2050 | 3.96
1.1 SOEC 1 MW | Hydrogen production via solid oxide electrolysis (SOEC) for 1 MW plant | Energy/technical data | Construction time [months] | months |  | M |  | Lower | 2020 | 0.75
1.1 SOEC 1 MW | Hydrogen production via solid oxide electrolysis (SOEC) for 1 MW plant | Energy/technical data | Construction time [months] | months |  | M |  | Lower | 2050 | 0.75
1.1 SOEC 1 MW | Hydrogen production via solid oxide electrolysis (SOEC) for 1 MW plant | Energy/technical data | Construction time [months] | months |  | M |  | Upper | 2020 | 1
1.1 SOEC 1 MW | Hydrogen production via solid oxide electrolysis (SOEC) for 1 MW plant | Energy/technical data | Construction time [months] | months |  | M |  | Upper | 2050 | 1
1.1 SOEC 1 MW | Hydrogen production via solid oxide electrolysis (SOEC) for 1 MW plant | Energy/technical data | Construction time [months] | months |  | M |  | ctrl | 2020 | 1
1.1 SOEC 1 MW | Hydrogen production via solid oxide electrolysis (SOEC) for 1 MW plant | Energy/technical data | Construction time [months] | months |  | M |  | ctrl | 2025 | 1
1.1 SOEC 1 MW | Hydrogen production via solid oxide electrolysis (SOEC) for 1 MW plant | Energy/technical data | Construction time [months] | months |  | M |  | ctrl | 2030 | 1
1.1 SOEC 1 MW | Hydrogen production via solid oxide electrolysis (SOEC) for 1 MW plant | Energy/technical data | Construction time [months] | months |  | M |  | ctrl | 2040 | 1
1.1 SOEC 1 MW | Hydrogen production via solid oxide electrolysis (SOEC) for 1 MW plant | Energy/technical data | Construction time [months] | months |  | M |  | ctrl | 2050 | 1
1.1 SOEC 1 MW | Hydrogen production via solid oxide electrolysis (SOEC) for 1 MW plant | Energy/technical data | Electricity (% total input [MWh/MWh]) | MWh/MWh |  | K |  | Lower | 2020 | 79
1.1 SOEC 1 MW | Hydrogen production via solid oxide electrolysis (SOEC) for 1 MW plant | Energy/technical data | Electricity (% total input [MWh/MWh]) | MWh/MWh |  | K |  | Lower | 2050 | 81
1.1 SOEC 1 MW | Hydrogen production via solid oxide electrolysis (SOEC) for 1 MW plant | Energy/technical data | Electricity (% total input [MWh/MWh]) | MWh/MWh |  | K |  | Upper | 2020 | 82
1.1 SOEC 1 MW | Hydrogen production via solid oxide electrolysis (SOEC) for 1 MW plant | Energy/technical data | Electricity (% total input [MWh/MWh]) | MWh/MWh |  | K |  | Upper | 2050 | 83
1.1 SOEC 1 MW | Hydrogen production via solid oxide electrolysis (SOEC) for 1 MW plant | Energy/technical data | Electricity (% total input [MWh/MWh]) | MWh/MWh |  | K |  | ctrl | 2020 | 79.5
1.1 SOEC 1 MW | Hydrogen production via solid oxide electrolysis (SOEC) for 1 MW plant | Energy/technical data | Electricity (% total input [MWh/MWh]) | MWh/MWh |  | K |  | ctrl | 2025 | 79.5
1.1 SOEC 1 MW | Hydrogen production via solid oxide electrolysis (SOEC) for 1 MW plant | Energy/technical data | Electricity (% total input [MWh/MWh]) | MWh/MWh |  | K |  | ctrl | 2030 | 80.5
1.1 SOEC 1 MW | Hydrogen production via solid oxide electrolysis (SOEC) for 1 MW plant | Energy/technical data | Electricity (% total input [MWh/MWh]) | MWh/MWh |  | K |  | ctrl | 2040 | 81.4
1.1 SOEC 1 MW | Hydrogen production via solid oxide electrolysis (SOEC) for 1 MW plant | Energy/technical data | Electricity (% total input [MWh/MWh]) | MWh/MWh |  | K |  | ctrl | 2050 | 81.4
1.1 SOEC 1 MW | Hydrogen production via solid oxide electrolysis (SOEC) for 1 MW plant | Energy/technical data | Electricity consumption [stack level, kWh/kgH2] | stacklevel,kWh/kgH2 |  | C, D | [1], [2], [3], [4], [5] | Lower | 2020 | 37.0429
1.1 SOEC 1 MW | Hydrogen production via solid oxide electrolysis (SOEC) for 1 MW plant | Energy/technical data | Electricity consumption [stack level, kWh/kgH2] | stacklevel,kWh/kgH2 |  | C, D | [1], [2], [3], [4], [5] | Lower | 2050 | 33.7245
1.1 SOEC 1 MW | Hydrogen production via solid oxide electrolysis (SOEC) for 1 MW plant | Energy/technical data | Electricity consumption [stack level, kWh/kgH2] | stacklevel,kWh/kgH2 |  | C, D | [1], [2], [3], [4], [5] | Upper | 2020 | 43.7656
1.1 SOEC 1 MW | Hydrogen production via solid oxide electrolysis (SOEC) for 1 MW plant | Energy/technical data | Electricity consumption [stack level, kWh/kgH2] | stacklevel,kWh/kgH2 |  | C, D | [1], [2], [3], [4], [5] | Upper | 2050 | 38.8623
1.1 SOEC 1 MW | Hydrogen production via solid oxide electrolysis (SOEC) for 1 MW plant | Energy/technical data | Electricity consumption [stack level, kWh/kgH2] | stacklevel,kWh/kgH2 |  | C, D | [1], [2], [3], [4], [5] | ctrl | 2020 | 40.4042
1.1 SOEC 1 MW | Hydrogen production via solid oxide electrolysis (SOEC) for 1 MW plant | Energy/technical data | Electricity consumption [stack level, kWh/kgH2] | stacklevel,kWh/kgH2 |  | C, D | [1], [2], [3], [4], [5] | ctrl | 2025 | 39.4375
1.1 SOEC 1 MW | Hydrogen production via solid oxide electrolysis (SOEC) for 1 MW plant | Energy/technical data | Electricity consumption [stack level, kWh/kgH2] | stacklevel,kWh/kgH2 |  | C, D | [1], [2], [3], [4], [5] | ctrl | 2030 | 38.0205
1.1 SOEC 1 MW | Hydrogen production via solid oxide electrolysis (SOEC) for 1 MW plant | Energy/technical data | Electricity consumption [stack level, kWh/kgH2] | stacklevel,kWh/kgH2 |  | C, D | [1], [2], [3], [4], [5] | ctrl | 2040 | 37.432
1.1 SOEC 1 MW | Hydrogen production via solid oxide electrolysis (SOEC) for 1 MW plant | Energy/technical data | Electricity consumption [stack level, kWh/kgH2] | stacklevel,kWh/kgH2 |  | C, D | [1], [2], [3], [4], [5] | ctrl | 2050 | 36.2934
1.1 SOEC 1 MW | Hydrogen production via solid oxide electrolysis (SOEC) for 1 MW plant | Energy/technical data | Electricity consumption [stack+BOP level, kWh/kgH2] | stack+BOPlevel,kWh/kgH2 |  | E | [1], [2], [3], [4], [5] | Lower | 2020 | 40.7783
1.1 SOEC 1 MW | Hydrogen production via solid oxide electrolysis (SOEC) for 1 MW plant | Energy/technical data | Electricity consumption [stack+BOP level, kWh/kgH2] | stack+BOPlevel,kWh/kgH2 |  | E | [1], [2], [3], [4], [5] | Lower | 2050 | 37.1253
1.1 SOEC 1 MW | Hydrogen production via solid oxide electrolysis (SOEC) for 1 MW plant | Energy/technical data | Electricity consumption [stack+BOP level, kWh/kgH2] | stack+BOPlevel,kWh/kgH2 |  | E | [1], [2], [3], [4], [5] | Upper | 2020 | 48.1789
1.1 SOEC 1 MW | Hydrogen production via solid oxide electrolysis (SOEC) for 1 MW plant | Energy/technical data | Electricity consumption [stack+BOP level, kWh/kgH2] | stack+BOPlevel,kWh/kgH2 |  | E | [1], [2], [3], [4], [5] | Upper | 2050 | 42.7812
1.1 SOEC 1 MW | Hydrogen production via solid oxide electrolysis (SOEC) for 1 MW plant | Energy/technical data | Electricity consumption [stack+BOP level, kWh/kgH2] | stack+BOPlevel,kWh/kgH2 |  | E | [1], [2], [3], [4], [5] | ctrl | 2020 | 44.4786
1.1 SOEC 1 MW | Hydrogen production via solid oxide electrolysis (SOEC) for 1 MW plant | Energy/technical data | Electricity consumption [stack+BOP level, kWh/kgH2] | stack+BOPlevel,kWh/kgH2 |  | E | [1], [2], [3], [4], [5] | ctrl | 2025 | 43.4144
1.1 SOEC 1 MW | Hydrogen production via solid oxide electrolysis (SOEC) for 1 MW plant | Energy/technical data | Electricity consumption [stack+BOP level, kWh/kgH2] | stack+BOPlevel,kWh/kgH2 |  | E | [1], [2], [3], [4], [5] | ctrl | 2030 | 41.8545
1.1 SOEC 1 MW | Hydrogen production via solid oxide electrolysis (SOEC) for 1 MW plant | Energy/technical data | Electricity consumption [stack+BOP level, kWh/kgH2] | stack+BOPlevel,kWh/kgH2 |  | E | [1], [2], [3], [4], [5] | ctrl | 2040 | 41.2067
1.1 SOEC 1 MW | Hydrogen production via solid oxide electrolysis (SOEC) for 1 MW plant | Energy/technical data | Electricity consumption [stack+BOP level, kWh/kgH2] | stack+BOPlevel,kWh/kgH2 |  | E | [1], [2], [3], [4], [5] | ctrl | 2050 | 39.9533
1.1 SOEC 1 MW | Hydrogen production via solid oxide electrolysis (SOEC) for 1 MW plant | Energy/technical data | Forced outage [%] | pct. |  | K |  | Lower | 2020 | 3
1.1 SOEC 1 MW | Hydrogen production via solid oxide electrolysis (SOEC) for 1 MW plant | Energy/technical data | Forced outage [%] | pct. |  | K |  | Lower | 2050 | 3
1.1 SOEC 1 MW | Hydrogen production via solid oxide electrolysis (SOEC) for 1 MW plant | Energy/technical data | Forced outage [%] | pct. |  | K |  | Upper | 2020 | 3
1.1 SOEC 1 MW | Hydrogen production via solid oxide electrolysis (SOEC) for 1 MW plant | Energy/technical data | Forced outage [%] | pct. |  | K |  | Upper | 2050 | 3
1.1 SOEC 1 MW | Hydrogen production via solid oxide electrolysis (SOEC) for 1 MW plant | Energy/technical data | Forced outage [%] | pct. |  | K |  | ctrl | 2020 | 3
1.1 SOEC 1 MW | Hydrogen production via solid oxide electrolysis (SOEC) for 1 MW plant | Energy/technical data | Forced outage [%] | pct. |  | K |  | ctrl | 2025 | 3
1.1 SOEC 1 MW | Hydrogen production via solid oxide electrolysis (SOEC) for 1 MW plant | Energy/technical data | Forced outage [%] | pct. |  | K |  | ctrl | 2030 | 3
1.1 SOEC 1 MW | Hydrogen production via solid oxide electrolysis (SOEC) for 1 MW plant | Energy/technical data | Forced outage [%] | pct. |  | K |  | ctrl | 2040 | 3
1.1 SOEC 1 MW | Hydrogen production via solid oxide electrolysis (SOEC) for 1 MW plant | Energy/technical data | Forced outage [%] | pct. |  | K |  | ctrl | 2050 | 3
1.1 SOEC 1 MW | Hydrogen production via solid oxide electrolysis (SOEC) for 1 MW plant | Energy/technical data | Frequency of stack replacement [h] | h |  | C, D, L | [2], [3], [4], [5] | Lower | 2020 | 19000
1.1 SOEC 1 MW | Hydrogen production via solid oxide electrolysis (SOEC) for 1 MW plant | Energy/technical data | Frequency of stack replacement [h] | h |  | C, D, L | [2], [3], [4], [5] | Lower | 2050 | 79000
1.1 SOEC 1 MW | Hydrogen production via solid oxide electrolysis (SOEC) for 1 MW plant | Energy/technical data | Frequency of stack replacement [h] | h |  | C, D, L | [2], [3], [4], [5] | Upper | 2020 | 23500
1.1 SOEC 1 MW | Hydrogen production via solid oxide electrolysis (SOEC) for 1 MW plant | Energy/technical data | Frequency of stack replacement [h] | h |  | C, D, L | [2], [3], [4], [5] | Upper | 2050 | 86000
1.1 SOEC 1 MW | Hydrogen production via solid oxide electrolysis (SOEC) for 1 MW plant | Energy/technical data | Frequency of stack replacement [h] | h |  | C, D, L | [2], [3], [4], [5] | ctrl | 2020 | 21250
1.1 SOEC 1 MW | Hydrogen production via solid oxide electrolysis (SOEC) for 1 MW plant | Energy/technical data | Frequency of stack replacement [h] | h |  | C, D, L | [2], [3], [4], [5] | ctrl | 2025 | 34500
1.1 SOEC 1 MW | Hydrogen production via solid oxide electrolysis (SOEC) for 1 MW plant | Energy/technical data | Frequency of stack replacement [h] | h |  | C, D, L | [2], [3], [4], [5] | ctrl | 2030 | 50000
1.1 SOEC 1 MW | Hydrogen production via solid oxide electrolysis (SOEC) for 1 MW plant | Energy/technical data | Frequency of stack replacement [h] | h |  | C, D, L | [2], [3], [4], [5] | ctrl | 2040 | 64500
1.1 SOEC 1 MW | Hydrogen production via solid oxide electrolysis (SOEC) for 1 MW plant | Energy/technical data | Frequency of stack replacement [h] | h |  | C, D, L | [2], [3], [4], [5] | ctrl | 2050 | 82500
1.1 SOEC 1 MW | Hydrogen production via solid oxide electrolysis (SOEC) for 1 MW plant | Energy/technical data | Heat (% total input [MWh/MWh]) | MWh/MWh |  |  |  | Lower | 2020 | 21
1.1 SOEC 1 MW | Hydrogen production via solid oxide electrolysis (SOEC) for 1 MW plant | Energy/technical data | Heat (% total input [MWh/MWh]) | MWh/MWh |  |  |  | Lower | 2050 | 19
1.1 SOEC 1 MW | Hydrogen production via solid oxide electrolysis (SOEC) for 1 MW plant | Energy/technical data | Heat (% total input [MWh/MWh]) | MWh/MWh |  |  |  | Upper | 2020 | 18
1.1 SOEC 1 MW | Hydrogen production via solid oxide electrolysis (SOEC) for 1 MW plant | Energy/technical data | Heat (% total input [MWh/MWh]) | MWh/MWh |  |  |  | Upper | 2050 | 17
1.1 SOEC 1 MW | Hydrogen production via solid oxide electrolysis (SOEC) for 1 MW plant | Energy/technical data | Heat (% total input [MWh/MWh]) | MWh/MWh |  |  |  | ctrl | 2020 | 20.5
1.1 SOEC 1 MW | Hydrogen production via solid oxide electrolysis (SOEC) for 1 MW plant | Energy/technical data | Heat (% total input [MWh/MWh]) | MWh/MWh |  |  |  | ctrl | 2025 | 20.5
1.1 SOEC 1 MW | Hydrogen production via solid oxide electrolysis (SOEC) for 1 MW plant | Energy/technical data | Heat (% total input [MWh/MWh]) | MWh/MWh |  |  |  | ctrl | 2030 | 19.5
1.1 SOEC 1 MW | Hydrogen production via solid oxide electrolysis (SOEC) for 1 MW plant | Energy/technical data | Heat (% total input [MWh/MWh]) | MWh/MWh |  |  |  | ctrl | 2040 | 18.6
1.1 SOEC 1 MW | Hydrogen production via solid oxide electrolysis (SOEC) for 1 MW plant | Energy/technical data | Heat (% total input [MWh/MWh]) | MWh/MWh |  |  |  | ctrl | 2050 | 18.6
1.1 SOEC 1 MW | Hydrogen production via solid oxide electrolysis (SOEC) for 1 MW plant | Energy/technical data | Heat loss (% total input [MWh/MWh]) | MWh/MWh |  |  |  | Lower | 2020 | 12.3457
1.1 SOEC 1 MW | Hydrogen production via solid oxide electrolysis (SOEC) for 1 MW plant | Energy/technical data | Heat loss (% total input [MWh/MWh]) | MWh/MWh |  |  |  | Lower | 2050 | 4.6954
1.1 SOEC 1 MW | Hydrogen production via solid oxide electrolysis (SOEC) for 1 MW plant | Energy/technical data | Heat loss (% total input [MWh/MWh]) | MWh/MWh |  |  |  | Upper | 2020 | 24.5991
1.1 SOEC 1 MW | Hydrogen production via solid oxide electrolysis (SOEC) for 1 MW plant | Energy/technical data | Heat loss (% total input [MWh/MWh]) | MWh/MWh |  |  |  | Upper | 2050 | 16.0396
1.1 SOEC 1 MW | Hydrogen production via solid oxide electrolysis (SOEC) for 1 MW plant | Energy/technical data | Heat loss (% total input [MWh/MWh]) | MWh/MWh |  |  |  | ctrl | 2020 | 18.934
1.1 SOEC 1 MW | Hydrogen production via solid oxide electrolysis (SOEC) for 1 MW plant | Energy/technical data | Heat loss (% total input [MWh/MWh]) | MWh/MWh |  |  |  | ctrl | 2025 | 17.1432
1.1 SOEC 1 MW | Hydrogen production via solid oxide electrolysis (SOEC) for 1 MW plant | Energy/technical data | Heat loss (% total input [MWh/MWh]) | MWh/MWh |  |  |  | ctrl | 2030 | 14.3701
1.1 SOEC 1 MW | Hydrogen production via solid oxide electrolysis (SOEC) for 1 MW plant | Energy/technical data | Heat loss (% total input [MWh/MWh]) | MWh/MWh |  |  |  | ctrl | 2040 | 13.1629
1.1 SOEC 1 MW | Hydrogen production via solid oxide electrolysis (SOEC) for 1 MW plant | Energy/technical data | Heat loss (% total input [MWh/MWh]) | MWh/MWh |  |  |  | ctrl | 2050 | 10.7276
1.1 SOEC 1 MW | Hydrogen production via solid oxide electrolysis (SOEC) for 1 MW plant | Energy/technical data | Hydrogen Output (% total input [MWh/MWh]) | MWh/MWh |  | F |  | Lower | 2020 | 71.1869
1.1 SOEC 1 MW | Hydrogen production via solid oxide electrolysis (SOEC) for 1 MW plant | Energy/technical data | Hydrogen Output (% total input [MWh/MWh]) | MWh/MWh |  | F |  | Lower | 2050 | 77.2169
1.1 SOEC 1 MW | Hydrogen production via solid oxide electrolysis (SOEC) for 1 MW plant | Energy/technical data | Hydrogen Output (% total input [MWh/MWh]) | MWh/MWh |  | F |  | Upper | 2020 | 61.463
1.1 SOEC 1 MW | Hydrogen production via solid oxide electrolysis (SOEC) for 1 MW plant | Energy/technical data | Hydrogen Output (% total input [MWh/MWh]) | MWh/MWh |  | F |  | Upper | 2050 | 68.264
1.1 SOEC 1 MW | Hydrogen production via solid oxide electrolysis (SOEC) for 1 MW plant | Energy/technical data | Hydrogen Output (% total input [MWh/MWh]) | MWh/MWh |  | F |  | ctrl | 2020 | 65.9685
1.1 SOEC 1 MW | Hydrogen production via solid oxide electrolysis (SOEC) for 1 MW plant | Energy/technical data | Hydrogen Output (% total input [MWh/MWh]) | MWh/MWh |  | F |  | ctrl | 2025 | 67.3893
1.1 SOEC 1 MW | Hydrogen production via solid oxide electrolysis (SOEC) for 1 MW plant | Energy/technical data | Hydrogen Output (% total input [MWh/MWh]) | MWh/MWh |  | F |  | ctrl | 2030 | 69.5859
1.1 SOEC 1 MW | Hydrogen production via solid oxide electrolysis (SOEC) for 1 MW plant | Energy/technical data | Hydrogen Output (% total input [MWh/MWh]) | MWh/MWh |  | F |  | ctrl | 2040 | 70.5409
1.1 SOEC 1 MW | Hydrogen production via solid oxide electrolysis (SOEC) for 1 MW plant | Energy/technical data | Hydrogen Output (% total input [MWh/MWh]) | MWh/MWh |  | F |  | ctrl | 2050 | 72.4649
1.1 SOEC 1 MW | Hydrogen production via solid oxide electrolysis (SOEC) for 1 MW plant | Energy/technical data | Hydrogen [kg/MWh input] | kg/MWhinput |  |  |  | Lower | 2020 | 26.9957
1.1 SOEC 1 MW | Hydrogen production via solid oxide electrolysis (SOEC) for 1 MW plant | Energy/technical data | Hydrogen [kg/MWh input] | kg/MWhinput |  |  |  | Lower | 2050 | 29.652
1.1 SOEC 1 MW | Hydrogen production via solid oxide electrolysis (SOEC) for 1 MW plant | Energy/technical data | Hydrogen [kg/MWh input] | kg/MWhinput |  |  |  | Upper | 2020 | 22.849
1.1 SOEC 1 MW | Hydrogen production via solid oxide electrolysis (SOEC) for 1 MW plant | Energy/technical data | Hydrogen [kg/MWh input] | kg/MWhinput |  |  |  | Upper | 2050 | 25.7319
1.1 SOEC 1 MW | Hydrogen production via solid oxide electrolysis (SOEC) for 1 MW plant | Energy/technical data | Hydrogen [kg/MWh input] | kg/MWhinput |  |  |  | ctrl | 2020 | 24.7499
1.1 SOEC 1 MW | Hydrogen production via solid oxide electrolysis (SOEC) for 1 MW plant | Energy/technical data | Hydrogen [kg/MWh input] | kg/MWhinput |  |  |  | ctrl | 2025 | 25.3566
1.1 SOEC 1 MW | Hydrogen production via solid oxide electrolysis (SOEC) for 1 MW plant | Energy/technical data | Hydrogen [kg/MWh input] | kg/MWhinput |  |  |  | ctrl | 2030 | 26.3016
1.1 SOEC 1 MW | Hydrogen production via solid oxide electrolysis (SOEC) for 1 MW plant | Energy/technical data | Hydrogen [kg/MWh input] | kg/MWhinput |  |  |  | ctrl | 2040 | 26.7151
1.1 SOEC 1 MW | Hydrogen production via solid oxide electrolysis (SOEC) for 1 MW plant | Energy/technical data | Hydrogen [kg/MWh input] | kg/MWhinput |  |  |  | ctrl | 2050 | 27.5532
1.1 SOEC 1 MW | Hydrogen production via solid oxide electrolysis (SOEC) for 1 MW plant | Energy/technical data | Planned outage [days per year] | days/year |  | K |  | Lower | 2020 | 11
1.1 SOEC 1 MW | Hydrogen production via solid oxide electrolysis (SOEC) for 1 MW plant | Energy/technical data | Planned outage [days per year] | days/year |  | K |  | Lower | 2050 | 11
1.1 SOEC 1 MW | Hydrogen production via solid oxide electrolysis (SOEC) for 1 MW plant | Energy/technical data | Planned outage [days per year] | days/year |  | K |  | Upper | 2020 | 11
1.1 SOEC 1 MW | Hydrogen production via solid oxide electrolysis (SOEC) for 1 MW plant | Energy/technical data | Planned outage [days per year] | days/year |  | K |  | Upper | 2050 | 11
1.1 SOEC 1 MW | Hydrogen production via solid oxide electrolysis (SOEC) for 1 MW plant | Energy/technical data | Planned outage [days per year] | days/year |  | K |  | ctrl | 2020 | 11
1.1 SOEC 1 MW | Hydrogen production via solid oxide electrolysis (SOEC) for 1 MW plant | Energy/technical data | Planned outage [days per year] | days/year |  | K |  | ctrl | 2025 | 11
1.1 SOEC 1 MW | Hydrogen production via solid oxide electrolysis (SOEC) for 1 MW plant | Energy/technical data | Planned outage [days per year] | days/year |  | K |  | ctrl | 2030 | 11
1.1 SOEC 1 MW | Hydrogen production via solid oxide electrolysis (SOEC) for 1 MW plant | Energy/technical data | Planned outage [days per year] | days/year |  | K |  | ctrl | 2040 | 11
1.1 SOEC 1 MW | Hydrogen production via solid oxide electrolysis (SOEC) for 1 MW plant | Energy/technical data | Planned outage [days per year] | days/year |  | K |  | ctrl | 2050 | 11
1.1 SOEC 1 MW | Hydrogen production via solid oxide electrolysis (SOEC) for 1 MW plant | Energy/technical data | Technical lifetime [years] | years |  | K |  | Lower | 2020 | 20
1.1 SOEC 1 MW | Hydrogen production via solid oxide electrolysis (SOEC) for 1 MW plant | Energy/technical data | Technical lifetime [years] | years |  | K |  | Lower | 2050 | 20
1.1 SOEC 1 MW | Hydrogen production via solid oxide electrolysis (SOEC) for 1 MW plant | Energy/technical data | Technical lifetime [years] | years |  | K |  | Upper | 2020 | 30
1.1 SOEC 1 MW | Hydrogen production via solid oxide electrolysis (SOEC) for 1 MW plant | Energy/technical data | Technical lifetime [years] | years |  | K |  | Upper | 2050 | 30
1.1 SOEC 1 MW | Hydrogen production via solid oxide electrolysis (SOEC) for 1 MW plant | Energy/technical data | Technical lifetime [years] | years |  | K |  | ctrl | 2020 | 25
1.1 SOEC 1 MW | Hydrogen production via solid oxide electrolysis (SOEC) for 1 MW plant | Energy/technical data | Technical lifetime [years] | years |  | K |  | ctrl | 2025 | 25
1.1 SOEC 1 MW | Hydrogen production via solid oxide electrolysis (SOEC) for 1 MW plant | Energy/technical data | Technical lifetime [years] | years |  | K |  | ctrl | 2030 | 25
1.1 SOEC 1 MW | Hydrogen production via solid oxide electrolysis (SOEC) for 1 MW plant | Energy/technical data | Technical lifetime [years] | years |  | K |  | ctrl | 2040 | 25
1.1 SOEC 1 MW | Hydrogen production via solid oxide electrolysis (SOEC) for 1 MW plant | Energy/technical data | Technical lifetime [years] | years |  | K |  | ctrl | 2050 | 25
1.1 SOEC 1 MW | Hydrogen production via solid oxide electrolysis (SOEC) for 1 MW plant | Energy/technical data | Typical total plant size [MW input] | MWinput |  |  |  | Lower | 2020 | 1
1.1 SOEC 1 MW | Hydrogen production via solid oxide electrolysis (SOEC) for 1 MW plant | Energy/technical data | Typical total plant size [MW input] | MWinput |  |  |  | Lower | 2050 | 1
1.1 SOEC 1 MW | Hydrogen production via solid oxide electrolysis (SOEC) for 1 MW plant | Energy/technical data | Typical total plant size [MW input] | MWinput |  |  |  | Upper | 2020 | 1
1.1 SOEC 1 MW | Hydrogen production via solid oxide electrolysis (SOEC) for 1 MW plant | Energy/technical data | Typical total plant size [MW input] | MWinput |  |  |  | Upper | 2050 | 1
1.1 SOEC 1 MW | Hydrogen production via solid oxide electrolysis (SOEC) for 1 MW plant | Energy/technical data | Typical total plant size [MW input] | MWinput |  |  |  | ctrl | 2020 | 1
1.1 SOEC 1 MW | Hydrogen production via solid oxide electrolysis (SOEC) for 1 MW plant | Energy/technical data | Typical total plant size [MW input] | MWinput |  |  |  | ctrl | 2025 | 1
1.1 SOEC 1 MW | Hydrogen production via solid oxide electrolysis (SOEC) for 1 MW plant | Energy/technical data | Typical total plant size [MW input] | MWinput |  |  |  | ctrl | 2030 | 1
1.1 SOEC 1 MW | Hydrogen production via solid oxide electrolysis (SOEC) for 1 MW plant | Energy/technical data | Typical total plant size [MW input] | MWinput |  |  |  | ctrl | 2040 | 1
1.1 SOEC 1 MW | Hydrogen production via solid oxide electrolysis (SOEC) for 1 MW plant | Energy/technical data | Typical total plant size [MW input] | MWinput |  |  |  | ctrl | 2050 | 1
1.1 SOEC 1 MW | Hydrogen production via solid oxide electrolysis (SOEC) for 1 MW plant | Energy/technical data | Typical total plant size [kgH2/day of max output] | kgH2/dayofmaxoutput |  | A, B |  | Lower | 2020 | 647.8978
1.1 SOEC 1 MW | Hydrogen production via solid oxide electrolysis (SOEC) for 1 MW plant | Energy/technical data | Typical total plant size [kgH2/day of max output] | kgH2/dayofmaxoutput |  | A, B |  | Lower | 2050 | 711.6489
1.1 SOEC 1 MW | Hydrogen production via solid oxide electrolysis (SOEC) for 1 MW plant | Energy/technical data | Typical total plant size [kgH2/day of max output] | kgH2/dayofmaxoutput |  | A, B |  | Upper | 2020 | 548.3762
1.1 SOEC 1 MW | Hydrogen production via solid oxide electrolysis (SOEC) for 1 MW plant | Energy/technical data | Typical total plant size [kgH2/day of max output] | kgH2/dayofmaxoutput |  | A, B |  | Upper | 2050 | 617.5646
1.1 SOEC 1 MW | Hydrogen production via solid oxide electrolysis (SOEC) for 1 MW plant | Energy/technical data | Typical total plant size [kgH2/day of max output] | kgH2/dayofmaxoutput |  | A, B |  | ctrl | 2020 | 593.9972
1.1 SOEC 1 MW | Hydrogen production via solid oxide electrolysis (SOEC) for 1 MW plant | Energy/technical data | Typical total plant size [kgH2/day of max output] | kgH2/dayofmaxoutput |  | A, B |  | ctrl | 2025 | 608.5578
1.1 SOEC 1 MW | Hydrogen production via solid oxide electrolysis (SOEC) for 1 MW plant | Energy/technical data | Typical total plant size [kgH2/day of max output] | kgH2/dayofmaxoutput |  | A, B |  | ctrl | 2030 | 631.2381
1.1 SOEC 1 MW | Hydrogen production via solid oxide electrolysis (SOEC) for 1 MW plant | Energy/technical data | Typical total plant size [kgH2/day of max output] | kgH2/dayofmaxoutput |  | A, B |  | ctrl | 2040 | 641.1626
1.1 SOEC 1 MW | Hydrogen production via solid oxide electrolysis (SOEC) for 1 MW plant | Energy/technical data | Typical total plant size [kgH2/day of max output] | kgH2/dayofmaxoutput |  | A, B |  | ctrl | 2050 | 661.277
1.1 SOEC 1 MW | Hydrogen production via solid oxide electrolysis (SOEC) for 1 MW plant | Energy/technical data | Ultrapure Water for electrolysis [kg/MWh input] | kg/MWhinput |  |  |  | Lower | 2020 | 242.9617
1.1 SOEC 1 MW | Hydrogen production via solid oxide electrolysis (SOEC) for 1 MW plant | Energy/technical data | Ultrapure Water for electrolysis [kg/MWh input] | kg/MWhinput |  |  |  | Lower | 2050 | 266.8683
1.1 SOEC 1 MW | Hydrogen production via solid oxide electrolysis (SOEC) for 1 MW plant | Energy/technical data | Ultrapure Water for electrolysis [kg/MWh input] | kg/MWhinput |  |  |  | Upper | 2020 | 205.6411
1.1 SOEC 1 MW | Hydrogen production via solid oxide electrolysis (SOEC) for 1 MW plant | Energy/technical data | Ultrapure Water for electrolysis [kg/MWh input] | kg/MWhinput |  |  |  | Upper | 2050 | 231.5867
1.1 SOEC 1 MW | Hydrogen production via solid oxide electrolysis (SOEC) for 1 MW plant | Energy/technical data | Ultrapure Water for electrolysis [kg/MWh input] | kg/MWhinput |  |  |  | ctrl | 2020 | 222.749
1.1 SOEC 1 MW | Hydrogen production via solid oxide electrolysis (SOEC) for 1 MW plant | Energy/technical data | Ultrapure Water for electrolysis [kg/MWh input] | kg/MWhinput |  |  |  | ctrl | 2025 | 228.2092
1.1 SOEC 1 MW | Hydrogen production via solid oxide electrolysis (SOEC) for 1 MW plant | Energy/technical data | Ultrapure Water for electrolysis [kg/MWh input] | kg/MWhinput |  |  |  | ctrl | 2030 | 236.7143
1.1 SOEC 1 MW | Hydrogen production via solid oxide electrolysis (SOEC) for 1 MW plant | Energy/technical data | Ultrapure Water for electrolysis [kg/MWh input] | kg/MWhinput |  |  |  | ctrl | 2040 | 240.436
1.1 SOEC 1 MW | Hydrogen production via solid oxide electrolysis (SOEC) for 1 MW plant | Energy/technical data | Ultrapure Water for electrolysis [kg/MWh input] | kg/MWhinput |  |  |  | ctrl | 2050 | 247.9789
1.1 SOEC 1 MW | Hydrogen production via solid oxide electrolysis (SOEC) for 1 MW plant | Energy/technical data | ΔE from HHV to LHV (% total input [MWh/MWh]) | MWh/MWh |  | G, H |  | Lower | 2020 | 16.4674
1.1 SOEC 1 MW | Hydrogen production via solid oxide electrolysis (SOEC) for 1 MW plant | Energy/technical data | ΔE from HHV to LHV (% total input [MWh/MWh]) | MWh/MWh |  | G, H |  | Lower | 2050 | 18.0877
1.1 SOEC 1 MW | Hydrogen production via solid oxide electrolysis (SOEC) for 1 MW plant | Energy/technical data | ΔE from HHV to LHV (% total input [MWh/MWh]) | MWh/MWh |  | G, H |  | Upper | 2020 | 13.9379
1.1 SOEC 1 MW | Hydrogen production via solid oxide electrolysis (SOEC) for 1 MW plant | Energy/technical data | ΔE from HHV to LHV (% total input [MWh/MWh]) | MWh/MWh |  | G, H |  | Upper | 2050 | 15.6964
1.1 SOEC 1 MW | Hydrogen production via solid oxide electrolysis (SOEC) for 1 MW plant | Energy/technical data | ΔE from HHV to LHV (% total input [MWh/MWh]) | MWh/MWh |  | G, H |  | ctrl | 2020 | 15.0974
1.1 SOEC 1 MW | Hydrogen production via solid oxide electrolysis (SOEC) for 1 MW plant | Energy/technical data | ΔE from HHV to LHV (% total input [MWh/MWh]) | MWh/MWh |  | G, H |  | ctrl | 2025 | 15.4675
1.1 SOEC 1 MW | Hydrogen production via solid oxide electrolysis (SOEC) for 1 MW plant | Energy/technical data | ΔE from HHV to LHV (% total input [MWh/MWh]) | MWh/MWh |  | G, H |  | ctrl | 2030 | 16.044
1.1 SOEC 1 MW | Hydrogen production via solid oxide electrolysis (SOEC) for 1 MW plant | Energy/technical data | ΔE from HHV to LHV (% total input [MWh/MWh]) | MWh/MWh |  | G, H |  | ctrl | 2040 | 16.2962
1.1 SOEC 1 MW | Hydrogen production via solid oxide electrolysis (SOEC) for 1 MW plant | Energy/technical data | ΔE from HHV to LHV (% total input [MWh/MWh]) | MWh/MWh |  | G, H |  | ctrl | 2050 | 16.8075
1.1 SOEC 1 MW | Hydrogen production via solid oxide electrolysis (SOEC) for 1 MW plant | Financial data | - hereof BOP [€/kW of total input_e] | €/kWoftotalinput_e |  | P, Q |  | Lower | 2020 | 416
1.1 SOEC 1 MW | Hydrogen production via solid oxide electrolysis (SOEC) for 1 MW plant | Financial data | - hereof BOP [€/kW of total input_e] | €/kWoftotalinput_e |  | P, Q |  | Lower | 2050 | 113.75
1.1 SOEC 1 MW | Hydrogen production via solid oxide electrolysis (SOEC) for 1 MW plant | Financial data | - hereof BOP [€/kW of total input_e] | €/kWoftotalinput_e |  | P, Q |  | Upper | 2020 | 624
1.1 SOEC 1 MW | Hydrogen production via solid oxide electrolysis (SOEC) for 1 MW plant | Financial data | - hereof BOP [€/kW of total input_e] | €/kWoftotalinput_e |  | P, Q |  | Upper | 2050 | 172.25
1.1 SOEC 1 MW | Hydrogen production via solid oxide electrolysis (SOEC) for 1 MW plant | Financial data | - hereof BOP [€/kW of total input_e] | €/kWoftotalinput_e |  | P, Q |  | ctrl | 2020 | 520
1.1 SOEC 1 MW | Hydrogen production via solid oxide electrolysis (SOEC) for 1 MW plant | Financial data | - hereof BOP [€/kW of total input_e] | €/kWoftotalinput_e |  | P, Q |  | ctrl | 2025 | 373.75
1.1 SOEC 1 MW | Hydrogen production via solid oxide electrolysis (SOEC) for 1 MW plant | Financial data | - hereof BOP [€/kW of total input_e] | €/kWoftotalinput_e |  | P, Q |  | ctrl | 2030 | 224.25
1.1 SOEC 1 MW | Hydrogen production via solid oxide electrolysis (SOEC) for 1 MW plant | Financial data | - hereof BOP [€/kW of total input_e] | €/kWoftotalinput_e |  | P, Q |  | ctrl | 2040 | 188.5
1.1 SOEC 1 MW | Hydrogen production via solid oxide electrolysis (SOEC) for 1 MW plant | Financial data | - hereof BOP [€/kW of total input_e] | €/kWoftotalinput_e |  | P, Q |  | ctrl | 2050 | 143
1.1 SOEC 1 MW | Hydrogen production via solid oxide electrolysis (SOEC) for 1 MW plant | Financial data | - hereof Civil Infrastructure [€/kW of total input_e] | €/kWoftotalinput_e |  | P, Q |  | Lower | 2020 | 96
1.1 SOEC 1 MW | Hydrogen production via solid oxide electrolysis (SOEC) for 1 MW plant | Financial data | - hereof Civil Infrastructure [€/kW of total input_e] | €/kWoftotalinput_e |  | P, Q |  | Lower | 2050 | 26.25
1.1 SOEC 1 MW | Hydrogen production via solid oxide electrolysis (SOEC) for 1 MW plant | Financial data | - hereof Civil Infrastructure [€/kW of total input_e] | €/kWoftotalinput_e |  | P, Q |  | Upper | 2020 | 144
1.1 SOEC 1 MW | Hydrogen production via solid oxide electrolysis (SOEC) for 1 MW plant | Financial data | - hereof Civil Infrastructure [€/kW of total input_e] | €/kWoftotalinput_e |  | P, Q |  | Upper | 2050 | 39.75
1.1 SOEC 1 MW | Hydrogen production via solid oxide electrolysis (SOEC) for 1 MW plant | Financial data | - hereof Civil Infrastructure [€/kW of total input_e] | €/kWoftotalinput_e |  | P, Q |  | ctrl | 2020 | 120
1.1 SOEC 1 MW | Hydrogen production via solid oxide electrolysis (SOEC) for 1 MW plant | Financial data | - hereof Civil Infrastructure [€/kW of total input_e] | €/kWoftotalinput_e |  | P, Q |  | ctrl | 2025 | 86.25
1.1 SOEC 1 MW | Hydrogen production via solid oxide electrolysis (SOEC) for 1 MW plant | Financial data | - hereof Civil Infrastructure [€/kW of total input_e] | €/kWoftotalinput_e |  | P, Q |  | ctrl | 2030 | 51.75
1.1 SOEC 1 MW | Hydrogen production via solid oxide electrolysis (SOEC) for 1 MW plant | Financial data | - hereof Civil Infrastructure [€/kW of total input_e] | €/kWoftotalinput_e |  | P, Q |  | ctrl | 2040 | 43.5
1.1 SOEC 1 MW | Hydrogen production via solid oxide electrolysis (SOEC) for 1 MW plant | Financial data | - hereof Civil Infrastructure [€/kW of total input_e] | €/kWoftotalinput_e |  | P, Q |  | ctrl | 2050 | 33
1.1 SOEC 1 MW | Hydrogen production via solid oxide electrolysis (SOEC) for 1 MW plant | Financial data | - hereof Control System [€/kW of total input_e] | €/kWoftotalinput_e |  | P, Q |  | Lower | 2020 | 192
1.1 SOEC 1 MW | Hydrogen production via solid oxide electrolysis (SOEC) for 1 MW plant | Financial data | - hereof Control System [€/kW of total input_e] | €/kWoftotalinput_e |  | P, Q |  | Lower | 2050 | 52.5
1.1 SOEC 1 MW | Hydrogen production via solid oxide electrolysis (SOEC) for 1 MW plant | Financial data | - hereof Control System [€/kW of total input_e] | €/kWoftotalinput_e |  | P, Q |  | Upper | 2020 | 288
1.1 SOEC 1 MW | Hydrogen production via solid oxide electrolysis (SOEC) for 1 MW plant | Financial data | - hereof Control System [€/kW of total input_e] | €/kWoftotalinput_e |  | P, Q |  | Upper | 2050 | 79.5
1.1 SOEC 1 MW | Hydrogen production via solid oxide electrolysis (SOEC) for 1 MW plant | Financial data | - hereof Control System [€/kW of total input_e] | €/kWoftotalinput_e |  | P, Q |  | ctrl | 2020 | 240
1.1 SOEC 1 MW | Hydrogen production via solid oxide electrolysis (SOEC) for 1 MW plant | Financial data | - hereof Control System [€/kW of total input_e] | €/kWoftotalinput_e |  | P, Q |  | ctrl | 2025 | 172.5
1.1 SOEC 1 MW | Hydrogen production via solid oxide electrolysis (SOEC) for 1 MW plant | Financial data | - hereof Control System [€/kW of total input_e] | €/kWoftotalinput_e |  | P, Q |  | ctrl | 2030 | 103.5
1.1 SOEC 1 MW | Hydrogen production via solid oxide electrolysis (SOEC) for 1 MW plant | Financial data | - hereof Control System [€/kW of total input_e] | €/kWoftotalinput_e |  | P, Q |  | ctrl | 2040 | 87
1.1 SOEC 1 MW | Hydrogen production via solid oxide electrolysis (SOEC) for 1 MW plant | Financial data | - hereof Control System [€/kW of total input_e] | €/kWoftotalinput_e |  | P, Q |  | ctrl | 2050 | 66
1.1 SOEC 1 MW | Hydrogen production via solid oxide electrolysis (SOEC) for 1 MW plant | Financial data | - hereof Indirects [€/kW of total input_e] | €/kWoftotalinput_e |  | P, Q |  | Lower | 2020 | 576
1.1 SOEC 1 MW | Hydrogen production via solid oxide electrolysis (SOEC) for 1 MW plant | Financial data | - hereof Indirects [€/kW of total input_e] | €/kWoftotalinput_e |  | P, Q |  | Lower | 2050 | 157.5
1.1 SOEC 1 MW | Hydrogen production via solid oxide electrolysis (SOEC) for 1 MW plant | Financial data | - hereof Indirects [€/kW of total input_e] | €/kWoftotalinput_e |  | P, Q |  | Upper | 2020 | 864
1.1 SOEC 1 MW | Hydrogen production via solid oxide electrolysis (SOEC) for 1 MW plant | Financial data | - hereof Indirects [€/kW of total input_e] | €/kWoftotalinput_e |  | P, Q |  | Upper | 2050 | 238.5
1.1 SOEC 1 MW | Hydrogen production via solid oxide electrolysis (SOEC) for 1 MW plant | Financial data | - hereof Indirects [€/kW of total input_e] | €/kWoftotalinput_e |  | P, Q |  | ctrl | 2020 | 720
1.1 SOEC 1 MW | Hydrogen production via solid oxide electrolysis (SOEC) for 1 MW plant | Financial data | - hereof Indirects [€/kW of total input_e] | €/kWoftotalinput_e |  | P, Q |  | ctrl | 2025 | 517.5
1.1 SOEC 1 MW | Hydrogen production via solid oxide electrolysis (SOEC) for 1 MW plant | Financial data | - hereof Indirects [€/kW of total input_e] | €/kWoftotalinput_e |  | P, Q |  | ctrl | 2030 | 310.5
1.1 SOEC 1 MW | Hydrogen production via solid oxide electrolysis (SOEC) for 1 MW plant | Financial data | - hereof Indirects [€/kW of total input_e] | €/kWoftotalinput_e |  | P, Q |  | ctrl | 2040 | 261
1.1 SOEC 1 MW | Hydrogen production via solid oxide electrolysis (SOEC) for 1 MW plant | Financial data | - hereof Indirects [€/kW of total input_e] | €/kWoftotalinput_e |  | P, Q |  | ctrl | 2050 | 198
1.1 SOEC 1 MW | Hydrogen production via solid oxide electrolysis (SOEC) for 1 MW plant | Financial data | - hereof electrolyser stack [€/kW of total input_e] | €/kWoftotalinput_e |  | P, Q |  | Lower | 2020 | 992
1.1 SOEC 1 MW | Hydrogen production via solid oxide electrolysis (SOEC) for 1 MW plant | Financial data | - hereof electrolyser stack [€/kW of total input_e] | €/kWoftotalinput_e |  | P, Q |  | Lower | 2050 | 271.25
1.1 SOEC 1 MW | Hydrogen production via solid oxide electrolysis (SOEC) for 1 MW plant | Financial data | - hereof electrolyser stack [€/kW of total input_e] | €/kWoftotalinput_e |  | P, Q |  | Upper | 2020 | 1488
1.1 SOEC 1 MW | Hydrogen production via solid oxide electrolysis (SOEC) for 1 MW plant | Financial data | - hereof electrolyser stack [€/kW of total input_e] | €/kWoftotalinput_e |  | P, Q |  | Upper | 2050 | 410.75
1.1 SOEC 1 MW | Hydrogen production via solid oxide electrolysis (SOEC) for 1 MW plant | Financial data | - hereof electrolyser stack [€/kW of total input_e] | €/kWoftotalinput_e |  | P, Q |  | ctrl | 2020 | 1240
1.1 SOEC 1 MW | Hydrogen production via solid oxide electrolysis (SOEC) for 1 MW plant | Financial data | - hereof electrolyser stack [€/kW of total input_e] | €/kWoftotalinput_e |  | P, Q |  | ctrl | 2025 | 891.25
1.1 SOEC 1 MW | Hydrogen production via solid oxide electrolysis (SOEC) for 1 MW plant | Financial data | - hereof electrolyser stack [€/kW of total input_e] | €/kWoftotalinput_e |  | P, Q |  | ctrl | 2030 | 534.75
1.1 SOEC 1 MW | Hydrogen production via solid oxide electrolysis (SOEC) for 1 MW plant | Financial data | - hereof electrolyser stack [€/kW of total input_e] | €/kWoftotalinput_e |  | P, Q |  | ctrl | 2040 | 449.5
1.1 SOEC 1 MW | Hydrogen production via solid oxide electrolysis (SOEC) for 1 MW plant | Financial data | - hereof electrolyser stack [€/kW of total input_e] | €/kWoftotalinput_e |  | P, Q |  | ctrl | 2050 | 341
1.1 SOEC 1 MW | Hydrogen production via solid oxide electrolysis (SOEC) for 1 MW plant | Financial data | - hereof electrolyser system [€/kW of total input_e] | €/kWoftotalinput_e |  | P, Q |  | Lower | 2020 | 928
1.1 SOEC 1 MW | Hydrogen production via solid oxide electrolysis (SOEC) for 1 MW plant | Financial data | - hereof electrolyser system [€/kW of total input_e] | €/kWoftotalinput_e |  | P, Q |  | Lower | 2050 | 253.75
1.1 SOEC 1 MW | Hydrogen production via solid oxide electrolysis (SOEC) for 1 MW plant | Financial data | - hereof electrolyser system [€/kW of total input_e] | €/kWoftotalinput_e |  | P, Q |  | Upper | 2020 | 1392
1.1 SOEC 1 MW | Hydrogen production via solid oxide electrolysis (SOEC) for 1 MW plant | Financial data | - hereof electrolyser system [€/kW of total input_e] | €/kWoftotalinput_e |  | P, Q |  | Upper | 2050 | 384.25
1.1 SOEC 1 MW | Hydrogen production via solid oxide electrolysis (SOEC) for 1 MW plant | Financial data | - hereof electrolyser system [€/kW of total input_e] | €/kWoftotalinput_e |  | P, Q |  | ctrl | 2020 | 1160
1.1 SOEC 1 MW | Hydrogen production via solid oxide electrolysis (SOEC) for 1 MW plant | Financial data | - hereof electrolyser system [€/kW of total input_e] | €/kWoftotalinput_e |  | P, Q |  | ctrl | 2025 | 833.75
1.1 SOEC 1 MW | Hydrogen production via solid oxide electrolysis (SOEC) for 1 MW plant | Financial data | - hereof electrolyser system [€/kW of total input_e] | €/kWoftotalinput_e |  | P, Q |  | ctrl | 2030 | 500.25
1.1 SOEC 1 MW | Hydrogen production via solid oxide electrolysis (SOEC) for 1 MW plant | Financial data | - hereof electrolyser system [€/kW of total input_e] | €/kWoftotalinput_e |  | P, Q |  | ctrl | 2040 | 420.5
1.1 SOEC 1 MW | Hydrogen production via solid oxide electrolysis (SOEC) for 1 MW plant | Financial data | - hereof electrolyser system [€/kW of total input_e] | €/kWoftotalinput_e |  | P, Q |  | ctrl | 2050 | 319
1.1 SOEC 1 MW | Hydrogen production via solid oxide electrolysis (SOEC) for 1 MW plant | Financial data | - hereof equipment [%] | pct. |  | K |  | Lower | 2020 | 95
1.1 SOEC 1 MW | Hydrogen production via solid oxide electrolysis (SOEC) for 1 MW plant | Financial data | - hereof equipment [%] | pct. |  | K |  | Lower | 2050 | 95
1.1 SOEC 1 MW | Hydrogen production via solid oxide electrolysis (SOEC) for 1 MW plant | Financial data | - hereof equipment [%] | pct. |  | K |  | Upper | 2020 | 95
1.1 SOEC 1 MW | Hydrogen production via solid oxide electrolysis (SOEC) for 1 MW plant | Financial data | - hereof equipment [%] | pct. |  | K |  | Upper | 2050 | 95
1.1 SOEC 1 MW | Hydrogen production via solid oxide electrolysis (SOEC) for 1 MW plant | Financial data | - hereof equipment [%] | pct. |  | K |  | ctrl | 2020 | 95
1.1 SOEC 1 MW | Hydrogen production via solid oxide electrolysis (SOEC) for 1 MW plant | Financial data | - hereof equipment [%] | pct. |  | K |  | ctrl | 2025 | 95
1.1 SOEC 1 MW | Hydrogen production via solid oxide electrolysis (SOEC) for 1 MW plant | Financial data | - hereof equipment [%] | pct. |  | K |  | ctrl | 2030 | 95
1.1 SOEC 1 MW | Hydrogen production via solid oxide electrolysis (SOEC) for 1 MW plant | Financial data | - hereof equipment [%] | pct. |  | K |  | ctrl | 2040 | 95
1.1 SOEC 1 MW | Hydrogen production via solid oxide electrolysis (SOEC) for 1 MW plant | Financial data | - hereof equipment [%] | pct. |  | K |  | ctrl | 2050 | 95
1.1 SOEC 1 MW | Hydrogen production via solid oxide electrolysis (SOEC) for 1 MW plant | Financial data | - hereof installation [%] | pct. |  | K |  | Lower | 2020 | 5
1.1 SOEC 1 MW | Hydrogen production via solid oxide electrolysis (SOEC) for 1 MW plant | Financial data | - hereof installation [%] | pct. |  | K |  | Lower | 2050 | 5
1.1 SOEC 1 MW | Hydrogen production via solid oxide electrolysis (SOEC) for 1 MW plant | Financial data | - hereof installation [%] | pct. |  | K |  | Upper | 2020 | 5
1.1 SOEC 1 MW | Hydrogen production via solid oxide electrolysis (SOEC) for 1 MW plant | Financial data | - hereof installation [%] | pct. |  | K |  | Upper | 2050 | 5
1.1 SOEC 1 MW | Hydrogen production via solid oxide electrolysis (SOEC) for 1 MW plant | Financial data | - hereof installation [%] | pct. |  | K |  | ctrl | 2020 | 5
1.1 SOEC 1 MW | Hydrogen production via solid oxide electrolysis (SOEC) for 1 MW plant | Financial data | - hereof installation [%] | pct. |  | K |  | ctrl | 2025 | 5
1.1 SOEC 1 MW | Hydrogen production via solid oxide electrolysis (SOEC) for 1 MW plant | Financial data | - hereof installation [%] | pct. |  | K |  | ctrl | 2030 | 5
1.1 SOEC 1 MW | Hydrogen production via solid oxide electrolysis (SOEC) for 1 MW plant | Financial data | - hereof installation [%] | pct. |  | K |  | ctrl | 2040 | 5
1.1 SOEC 1 MW | Hydrogen production via solid oxide electrolysis (SOEC) for 1 MW plant | Financial data | - hereof installation [%] | pct. |  | K |  | ctrl | 2050 | 5
1.1 SOEC 1 MW | Hydrogen production via solid oxide electrolysis (SOEC) for 1 MW plant | Financial data | Fixed O&M [% of specific investment/year] | pct.ofspecificinvestment/year |  | K, S |  | Lower | 2020 | 12
1.1 SOEC 1 MW | Hydrogen production via solid oxide electrolysis (SOEC) for 1 MW plant | Financial data | Fixed O&M [% of specific investment/year] | pct.ofspecificinvestment/year |  | K, S |  | Lower | 2050 | 12
1.1 SOEC 1 MW | Hydrogen production via solid oxide electrolysis (SOEC) for 1 MW plant | Financial data | Fixed O&M [% of specific investment/year] | pct.ofspecificinvestment/year |  | K, S |  | Upper | 2020 | 12
1.1 SOEC 1 MW | Hydrogen production via solid oxide electrolysis (SOEC) for 1 MW plant | Financial data | Fixed O&M [% of specific investment/year] | pct.ofspecificinvestment/year |  | K, S |  | Upper | 2050 | 12
1.1 SOEC 1 MW | Hydrogen production via solid oxide electrolysis (SOEC) for 1 MW plant | Financial data | Fixed O&M [% of specific investment/year] | pct.ofspecificinvestment/year |  | K, S |  | ctrl | 2020 | 12
1.1 SOEC 1 MW | Hydrogen production via solid oxide electrolysis (SOEC) for 1 MW plant | Financial data | Fixed O&M [% of specific investment/year] | pct.ofspecificinvestment/year |  | K, S |  | ctrl | 2025 | 12
1.1 SOEC 1 MW | Hydrogen production via solid oxide electrolysis (SOEC) for 1 MW plant | Financial data | Fixed O&M [% of specific investment/year] | pct.ofspecificinvestment/year |  | K, S |  | ctrl | 2030 | 12
1.1 SOEC 1 MW | Hydrogen production via solid oxide electrolysis (SOEC) for 1 MW plant | Financial data | Fixed O&M [% of specific investment/year] | pct.ofspecificinvestment/year |  | K, S |  | ctrl | 2040 | 12
1.1 SOEC 1 MW | Hydrogen production via solid oxide electrolysis (SOEC) for 1 MW plant | Financial data | Fixed O&M [% of specific investment/year] | pct.ofspecificinvestment/year |  | K, S |  | ctrl | 2050 | 12
1.1 SOEC 1 MW | Hydrogen production via solid oxide electrolysis (SOEC) for 1 MW plant | Financial data | Specific investment [€/kW of total input] | €/kWoftotalinput |  | D, N, O | [2], [4], [5], [6], [8], [9] | Lower | 2020 | 3200
1.1 SOEC 1 MW | Hydrogen production via solid oxide electrolysis (SOEC) for 1 MW plant | Financial data | Specific investment [€/kW of total input] | €/kWoftotalinput |  | D, N, O | [2], [4], [5], [6], [8], [9] | Lower | 2050 | 875
1.1 SOEC 1 MW | Hydrogen production via solid oxide electrolysis (SOEC) for 1 MW plant | Financial data | Specific investment [€/kW of total input] | €/kWoftotalinput |  | D, N, O | [2], [4], [5], [6], [8], [9] | Upper | 2020 | 4800
1.1 SOEC 1 MW | Hydrogen production via solid oxide electrolysis (SOEC) for 1 MW plant | Financial data | Specific investment [€/kW of total input] | €/kWoftotalinput |  | D, N, O | [2], [4], [5], [6], [8], [9] | Upper | 2050 | 1325
1.1 SOEC 1 MW | Hydrogen production via solid oxide electrolysis (SOEC) for 1 MW plant | Financial data | Specific investment [€/kW of total input] | €/kWoftotalinput |  | D, N, O | [2], [4], [5], [6], [8], [9] | ctrl | 2020 | 4000
1.1 SOEC 1 MW | Hydrogen production via solid oxide electrolysis (SOEC) for 1 MW plant | Financial data | Specific investment [€/kW of total input] | €/kWoftotalinput |  | D, N, O | [2], [4], [5], [6], [8], [9] | ctrl | 2025 | 2875
1.1 SOEC 1 MW | Hydrogen production via solid oxide electrolysis (SOEC) for 1 MW plant | Financial data | Specific investment [€/kW of total input] | €/kWoftotalinput |  | D, N, O | [2], [4], [5], [6], [8], [9] | ctrl | 2030 | 1725
1.1 SOEC 1 MW | Hydrogen production via solid oxide electrolysis (SOEC) for 1 MW plant | Financial data | Specific investment [€/kW of total input] | €/kWoftotalinput |  | D, N, O | [2], [4], [5], [6], [8], [9] | ctrl | 2040 | 1450
1.1 SOEC 1 MW | Hydrogen production via solid oxide electrolysis (SOEC) for 1 MW plant | Financial data | Specific investment [€/kW of total input] | €/kWoftotalinput |  | D, N, O | [2], [4], [5], [6], [8], [9] | ctrl | 2050 | 1100
1.1 SOEC 1 MW | Hydrogen production via solid oxide electrolysis (SOEC) for 1 MW plant | Financial data | Specific investment [€/kgH2/day of max output] | €/kgH2/dayofmaxoutput |  | A, B, P |  | Lower | 2020 | 4939.0507
1.1 SOEC 1 MW | Hydrogen production via solid oxide electrolysis (SOEC) for 1 MW plant | Financial data | Specific investment [€/kgH2/day of max output] | €/kgH2/dayofmaxoutput |  | A, B, P |  | Lower | 2050 | 1229.539
1.1 SOEC 1 MW | Hydrogen production via solid oxide electrolysis (SOEC) for 1 MW plant | Financial data | Specific investment [€/kgH2/day of max output] | €/kgH2/dayofmaxoutput |  | A, B, P |  | Upper | 2020 | 8753.1157
1.1 SOEC 1 MW | Hydrogen production via solid oxide electrolysis (SOEC) for 1 MW plant | Financial data | Specific investment [€/kgH2/day of max output] | €/kgH2/dayofmaxoutput |  | A, B, P |  | Upper | 2050 | 2145.5244
1.1 SOEC 1 MW | Hydrogen production via solid oxide electrolysis (SOEC) for 1 MW plant | Financial data | Specific investment [€/kgH2/day of max output] | €/kgH2/dayofmaxoutput |  | A, B, P |  | ctrl | 2020 | 6734.0382
1.1 SOEC 1 MW | Hydrogen production via solid oxide electrolysis (SOEC) for 1 MW plant | Financial data | Specific investment [€/kgH2/day of max output] | €/kgH2/dayofmaxoutput |  | A, B, P |  | ctrl | 2025 | 4724.2839
1.1 SOEC 1 MW | Hydrogen production via solid oxide electrolysis (SOEC) for 1 MW plant | Financial data | Specific investment [€/kgH2/day of max output] | €/kgH2/dayofmaxoutput |  | A, B, P |  | ctrl | 2030 | 2732.7249
1.1 SOEC 1 MW | Hydrogen production via solid oxide electrolysis (SOEC) for 1 MW plant | Financial data | Specific investment [€/kgH2/day of max output] | €/kgH2/dayofmaxoutput |  | A, B, P |  | ctrl | 2040 | 2261.5167
1.1 SOEC 1 MW | Hydrogen production via solid oxide electrolysis (SOEC) for 1 MW plant | Financial data | Specific investment [€/kgH2/day of max output] | €/kgH2/dayofmaxoutput |  | A, B, P |  | ctrl | 2050 | 1663.4481
1.1 SOEC 1 MW | Hydrogen production via solid oxide electrolysis (SOEC) for 1 MW plant | Financial data | Variable O&M [€/kWh of total input] | €/kWhoftotalinput |  | T |  | Lower | 2020 | -
1.1 SOEC 1 MW | Hydrogen production via solid oxide electrolysis (SOEC) for 1 MW plant | Financial data | Variable O&M [€/kWh of total input] | €/kWhoftotalinput |  | T |  | Lower | 2050 | -
1.1 SOEC 1 MW | Hydrogen production via solid oxide electrolysis (SOEC) for 1 MW plant | Financial data | Variable O&M [€/kWh of total input] | €/kWhoftotalinput |  | T |  | Upper | 2020 | -
1.1 SOEC 1 MW | Hydrogen production via solid oxide electrolysis (SOEC) for 1 MW plant | Financial data | Variable O&M [€/kWh of total input] | €/kWhoftotalinput |  | T |  | Upper | 2050 | -
1.1 SOEC 1 MW | Hydrogen production via solid oxide electrolysis (SOEC) for 1 MW plant | Financial data | Variable O&M [€/kWh of total input] | €/kWhoftotalinput |  | T |  | ctrl | 2020 | -
1.1 SOEC 1 MW | Hydrogen production via solid oxide electrolysis (SOEC) for 1 MW plant | Financial data | Variable O&M [€/kWh of total input] | €/kWhoftotalinput |  | T |  | ctrl | 2025 | -
1.1 SOEC 1 MW | Hydrogen production via solid oxide electrolysis (SOEC) for 1 MW plant | Financial data | Variable O&M [€/kWh of total input] | €/kWhoftotalinput |  | T |  | ctrl | 2030 | -
1.1 SOEC 1 MW | Hydrogen production via solid oxide electrolysis (SOEC) for 1 MW plant | Financial data | Variable O&M [€/kWh of total input] | €/kWhoftotalinput |  | T |  | ctrl | 2040 | -
1.1 SOEC 1 MW | Hydrogen production via solid oxide electrolysis (SOEC) for 1 MW plant | Financial data | Variable O&M [€/kWh of total input] | €/kWhoftotalinput |  | T |  | ctrl | 2050 | -
1.1 SOEC 1 MW | Hydrogen production via solid oxide electrolysis (SOEC) for 1 MW plant | Technology-specific data | - cold start up time [min from 0 to 100%] | minfrom0to100pct. |  | K, V | [3] | Lower | 2020 | 500
1.1 SOEC 1 MW | Hydrogen production via solid oxide electrolysis (SOEC) for 1 MW plant | Technology-specific data | - cold start up time [min from 0 to 100%] | minfrom0to100pct. |  | K, V | [3] | Lower | 2050 | 200
1.1 SOEC 1 MW | Hydrogen production via solid oxide electrolysis (SOEC) for 1 MW plant | Technology-specific data | - cold start up time [min from 0 to 100%] | minfrom0to100pct. |  | K, V | [3] | Upper | 2020 | 700
1.1 SOEC 1 MW | Hydrogen production via solid oxide electrolysis (SOEC) for 1 MW plant | Technology-specific data | - cold start up time [min from 0 to 100%] | minfrom0to100pct. |  | K, V | [3] | Upper | 2050 | 400
1.1 SOEC 1 MW | Hydrogen production via solid oxide electrolysis (SOEC) for 1 MW plant | Technology-specific data | - cold start up time [min from 0 to 100%] | minfrom0to100pct. |  | K, V | [3] | ctrl | 2020 | 600
1.1 SOEC 1 MW | Hydrogen production via solid oxide electrolysis (SOEC) for 1 MW plant | Technology-specific data | - cold start up time [min from 0 to 100%] | minfrom0to100pct. |  | K, V | [3] | ctrl | 2025 | 550
1.1 SOEC 1 MW | Hydrogen production via solid oxide electrolysis (SOEC) for 1 MW plant | Technology-specific data | - cold start up time [min from 0 to 100%] | minfrom0to100pct. |  | K, V | [3] | ctrl | 2030 | 500
1.1 SOEC 1 MW | Hydrogen production via solid oxide electrolysis (SOEC) for 1 MW plant | Technology-specific data | - cold start up time [min from 0 to 100%] | minfrom0to100pct. |  | K, V | [3] | ctrl | 2040 | 400
1.1 SOEC 1 MW | Hydrogen production via solid oxide electrolysis (SOEC) for 1 MW plant | Technology-specific data | - cold start up time [min from 0 to 100%] | minfrom0to100pct. |  | K, V | [3] | ctrl | 2050 | 300
1.1 SOEC 1 MW | Hydrogen production via solid oxide electrolysis (SOEC) for 1 MW plant | Technology-specific data | Current Density [A/cm2] | A/cm2 |  | K, U | [8] | Lower | 2020 | 0.5
1.1 SOEC 1 MW | Hydrogen production via solid oxide electrolysis (SOEC) for 1 MW plant | Technology-specific data | Current Density [A/cm2] | A/cm2 |  | K, U | [8] | Lower | 2050 | 1.25
1.1 SOEC 1 MW | Hydrogen production via solid oxide electrolysis (SOEC) for 1 MW plant | Technology-specific data | Current Density [A/cm2] | A/cm2 |  | K, U | [8] | Upper | 2020 | 0.55
1.1 SOEC 1 MW | Hydrogen production via solid oxide electrolysis (SOEC) for 1 MW plant | Technology-specific data | Current Density [A/cm2] | A/cm2 |  | K, U | [8] | Upper | 2050 | 1.75
1.1 SOEC 1 MW | Hydrogen production via solid oxide electrolysis (SOEC) for 1 MW plant | Technology-specific data | Current Density [A/cm2] | A/cm2 |  | K, U | [8] | ctrl | 2020 | 0.6
1.1 SOEC 1 MW | Hydrogen production via solid oxide electrolysis (SOEC) for 1 MW plant | Technology-specific data | Current Density [A/cm2] | A/cm2 |  | K, U | [8] | ctrl | 2025 | 0.85
1.1 SOEC 1 MW | Hydrogen production via solid oxide electrolysis (SOEC) for 1 MW plant | Technology-specific data | Current Density [A/cm2] | A/cm2 |  | K, U | [8] | ctrl | 2030 | 1
1.1 SOEC 1 MW | Hydrogen production via solid oxide electrolysis (SOEC) for 1 MW plant | Technology-specific data | Current Density [A/cm2] | A/cm2 |  | K, U | [8] | ctrl | 2040 | 1.5
1.1 SOEC 1 MW | Hydrogen production via solid oxide electrolysis (SOEC) for 1 MW plant | Technology-specific data | Current Density [A/cm2] | A/cm2 |  | K, U | [8] | ctrl | 2050 | 1.5
1.1 SOEC 1 MW | Hydrogen production via solid oxide electrolysis (SOEC) for 1 MW plant | Technology-specific data | Degradation rate [%/1000 h] | pct./1000h |  | K, U, W | [8], [11] | Lower | 2020 | 0.4
1.1 SOEC 1 MW | Hydrogen production via solid oxide electrolysis (SOEC) for 1 MW plant | Technology-specific data | Degradation rate [%/1000 h] | pct./1000h |  | K, U, W | [8], [11] | Lower | 2050 | 0.1
1.1 SOEC 1 MW | Hydrogen production via solid oxide electrolysis (SOEC) for 1 MW plant | Technology-specific data | Degradation rate [%/1000 h] | pct./1000h |  | K, U, W | [8], [11] | Upper | 2020 | 1.5
1.1 SOEC 1 MW | Hydrogen production via solid oxide electrolysis (SOEC) for 1 MW plant | Technology-specific data | Degradation rate [%/1000 h] | pct./1000h |  | K, U, W | [8], [11] | Upper | 2050 | 0.15
1.1 SOEC 1 MW | Hydrogen production via solid oxide electrolysis (SOEC) for 1 MW plant | Technology-specific data | Degradation rate [%/1000 h] | pct./1000h |  | K, U, W | [8], [11] | ctrl | 2020 | 0.84
1.1 SOEC 1 MW | Hydrogen production via solid oxide electrolysis (SOEC) for 1 MW plant | Technology-specific data | Degradation rate [%/1000 h] | pct./1000h |  | K, U, W | [8], [11] | ctrl | 2025 | 0.359
1.1 SOEC 1 MW | Hydrogen production via solid oxide electrolysis (SOEC) for 1 MW plant | Technology-specific data | Degradation rate [%/1000 h] | pct./1000h |  | K, U, W | [8], [11] | ctrl | 2030 | 0.28333
1.1 SOEC 1 MW | Hydrogen production via solid oxide electrolysis (SOEC) for 1 MW plant | Technology-specific data | Degradation rate [%/1000 h] | pct./1000h |  | K, U, W | [8], [11] | ctrl | 2040 | 0.182
1.1 SOEC 1 MW | Hydrogen production via solid oxide electrolysis (SOEC) for 1 MW plant | Technology-specific data | Degradation rate [%/1000 h] | pct./1000h |  | K, U, W | [8], [11] | ctrl | 2050 | 0.12
1.1 SOEC 1 MW | Hydrogen production via solid oxide electrolysis (SOEC) for 1 MW plant | Technology-specific data | Electrolyser Unit [m2/MW] | m2/MW |  | X |  | Lower | 2020 | 45
1.1 SOEC 1 MW | Hydrogen production via solid oxide electrolysis (SOEC) for 1 MW plant | Technology-specific data | Electrolyser Unit [m2/MW] | m2/MW |  | X |  | Lower | 2050 | 18.6702
1.1 SOEC 1 MW | Hydrogen production via solid oxide electrolysis (SOEC) for 1 MW plant | Technology-specific data | Electrolyser Unit [m2/MW] | m2/MW |  | X |  | Upper | 2020 | 22.5
1.1 SOEC 1 MW | Hydrogen production via solid oxide electrolysis (SOEC) for 1 MW plant | Technology-specific data | Electrolyser Unit [m2/MW] | m2/MW |  | X |  | Upper | 2050 | 9.3351
1.1 SOEC 1 MW | Hydrogen production via solid oxide electrolysis (SOEC) for 1 MW plant | Technology-specific data | Electrolyser Unit [m2/MW] | m2/MW |  | X |  | ctrl | 2020 | 30
1.1 SOEC 1 MW | Hydrogen production via solid oxide electrolysis (SOEC) for 1 MW plant | Technology-specific data | Electrolyser Unit [m2/MW] | m2/MW |  | X |  | ctrl | 2025 | 25.5319
1.1 SOEC 1 MW | Hydrogen production via solid oxide electrolysis (SOEC) for 1 MW plant | Technology-specific data | Electrolyser Unit [m2/MW] | m2/MW |  | X |  | ctrl | 2030 | 15
1.1 SOEC 1 MW | Hydrogen production via solid oxide electrolysis (SOEC) for 1 MW plant | Technology-specific data | Electrolyser Unit [m2/MW] | m2/MW |  | X |  | ctrl | 2040 | 12.4468
1.1 SOEC 1 MW | Hydrogen production via solid oxide electrolysis (SOEC) for 1 MW plant | Technology-specific data | Electrolyser Unit [m2/MW] | m2/MW |  | X |  | ctrl | 2050 | 12.4468
1.1 SOEC 1 MW | Hydrogen production via solid oxide electrolysis (SOEC) for 1 MW plant | Technology-specific data | Plant Footprint [m2/MW input_e] | m2/MWinput_e |  | X, Y |  | Lower | 2020 | 452.8
1.1 SOEC 1 MW | Hydrogen production via solid oxide electrolysis (SOEC) for 1 MW plant | Technology-specific data | Plant Footprint [m2/MW input_e] | m2/MWinput_e |  | X, Y |  | Lower | 2050 | 187.8638
1.1 SOEC 1 MW | Hydrogen production via solid oxide electrolysis (SOEC) for 1 MW plant | Technology-specific data | Plant Footprint [m2/MW input_e] | m2/MWinput_e |  | X, Y |  | Upper | 2020 | 849
1.1 SOEC 1 MW | Hydrogen production via solid oxide electrolysis (SOEC) for 1 MW plant | Technology-specific data | Plant Footprint [m2/MW input_e] | m2/MWinput_e |  | X, Y |  | Upper | 2050 | 352.2447
1.1 SOEC 1 MW | Hydrogen production via solid oxide electrolysis (SOEC) for 1 MW plant | Technology-specific data | Plant Footprint [m2/MW input_e] | m2/MWinput_e |  | X, Y |  | ctrl | 2020 | 566
1.1 SOEC 1 MW | Hydrogen production via solid oxide electrolysis (SOEC) for 1 MW plant | Technology-specific data | Plant Footprint [m2/MW input_e] | m2/MWinput_e |  | X, Y |  | ctrl | 2025 | 481.7021
1.1 SOEC 1 MW | Hydrogen production via solid oxide electrolysis (SOEC) for 1 MW plant | Technology-specific data | Plant Footprint [m2/MW input_e] | m2/MWinput_e |  | X, Y |  | ctrl | 2030 | 283
1.1 SOEC 1 MW | Hydrogen production via solid oxide electrolysis (SOEC) for 1 MW plant | Technology-specific data | Plant Footprint [m2/MW input_e] | m2/MWinput_e |  | X, Y |  | ctrl | 2040 | 234.8298
1.1 SOEC 1 MW | Hydrogen production via solid oxide electrolysis (SOEC) for 1 MW plant | Technology-specific data | Plant Footprint [m2/MW input_e] | m2/MWinput_e |  | X, Y |  | ctrl | 2050 | 234.8298
1.1 SOEC 1 MW | Hydrogen production via solid oxide electrolysis (SOEC) for 1 MW plant | Technology-specific data | Stack size [kW] | kW |  | K |  | Lower | 2020 | 2
1.1 SOEC 1 MW | Hydrogen production via solid oxide electrolysis (SOEC) for 1 MW plant | Technology-specific data | Stack size [kW] | kW |  | K |  | Lower | 2050 | 150
1.1 SOEC 1 MW | Hydrogen production via solid oxide electrolysis (SOEC) for 1 MW plant | Technology-specific data | Stack size [kW] | kW |  | K |  | Upper | 2020 | 20
1.1 SOEC 1 MW | Hydrogen production via solid oxide electrolysis (SOEC) for 1 MW plant | Technology-specific data | Stack size [kW] | kW |  | K |  | Upper | 2050 | 250
1.1 SOEC 1 MW | Hydrogen production via solid oxide electrolysis (SOEC) for 1 MW plant | Technology-specific data | Stack size [kW] | kW |  | K |  | ctrl | 2020 | 9
1.1 SOEC 1 MW | Hydrogen production via solid oxide electrolysis (SOEC) for 1 MW plant | Technology-specific data | Stack size [kW] | kW |  | K |  | ctrl | 2025 | 50
1.1 SOEC 1 MW | Hydrogen production via solid oxide electrolysis (SOEC) for 1 MW plant | Technology-specific data | Stack size [kW] | kW |  | K |  | ctrl | 2030 | 100
1.1 SOEC 1 MW | Hydrogen production via solid oxide electrolysis (SOEC) for 1 MW plant | Technology-specific data | Stack size [kW] | kW |  | K |  | ctrl | 2040 | 150
1.1 SOEC 1 MW | Hydrogen production via solid oxide electrolysis (SOEC) for 1 MW plant | Technology-specific data | Stack size [kW] | kW |  | K |  | ctrl | 2050 | 200
1.1 SOEC 1 MW | Hydrogen production via solid oxide electrolysis (SOEC) for 1 MW plant | Technology-specific data | Weight of Electrolyser Stack [MW/tons] | MW/tons |  | K, Z |  | Lower | 2020 | 2.8333
1.1 SOEC 1 MW | Hydrogen production via solid oxide electrolysis (SOEC) for 1 MW plant | Technology-specific data | Weight of Electrolyser Stack [MW/tons] | MW/tons |  | K, Z |  | Lower | 2050 | 1.1333
1.1 SOEC 1 MW | Hydrogen production via solid oxide electrolysis (SOEC) for 1 MW plant | Technology-specific data | Weight of Electrolyser Stack [MW/tons] | MW/tons |  | K, Z |  | Upper | 2020 | 3.1167
1.1 SOEC 1 MW | Hydrogen production via solid oxide electrolysis (SOEC) for 1 MW plant | Technology-specific data | Weight of Electrolyser Stack [MW/tons] | MW/tons |  | K, Z |  | Upper | 2050 | 1.5867
1.1 SOEC 1 MW | Hydrogen production via solid oxide electrolysis (SOEC) for 1 MW plant | Technology-specific data | Weight of Electrolyser Stack [MW/tons] | MW/tons |  | K, Z |  | ctrl | 2020 | 3.4
1.1 SOEC 1 MW | Hydrogen production via solid oxide electrolysis (SOEC) for 1 MW plant | Technology-specific data | Weight of Electrolyser Stack [MW/tons] | MW/tons |  | K, Z |  | ctrl | 2025 | 2.4
1.1 SOEC 1 MW | Hydrogen production via solid oxide electrolysis (SOEC) for 1 MW plant | Technology-specific data | Weight of Electrolyser Stack [MW/tons] | MW/tons |  | K, Z |  | ctrl | 2030 | 2.04
1.1 SOEC 1 MW | Hydrogen production via solid oxide electrolysis (SOEC) for 1 MW plant | Technology-specific data | Weight of Electrolyser Stack [MW/tons] | MW/tons |  | K, Z |  | ctrl | 2040 | 1.36
1.1 SOEC 1 MW | Hydrogen production via solid oxide electrolysis (SOEC) for 1 MW plant | Technology-specific data | Weight of Electrolyser Stack [MW/tons] | MW/tons |  | K, Z |  | ctrl | 2050 | 1.36
1.1 SOEC 10 MW | Hydrogen production via solid oxide electrolysis (SOEC) for 10 MW plant | Energy/technical data | Construction time [months] | months |  | M |  | Lower | 2020 | 0.75
1.1 SOEC 10 MW | Hydrogen production via solid oxide electrolysis (SOEC) for 10 MW plant | Energy/technical data | Construction time [months] | months |  | M |  | Lower | 2050 | 0.75
1.1 SOEC 10 MW | Hydrogen production via solid oxide electrolysis (SOEC) for 10 MW plant | Energy/technical data | Construction time [months] | months |  | M |  | Upper | 2020 | 1
1.1 SOEC 10 MW | Hydrogen production via solid oxide electrolysis (SOEC) for 10 MW plant | Energy/technical data | Construction time [months] | months |  | M |  | Upper | 2050 | 1
1.1 SOEC 10 MW | Hydrogen production via solid oxide electrolysis (SOEC) for 10 MW plant | Energy/technical data | Construction time [months] | months |  | M |  | ctrl | 2020 | 1
1.1 SOEC 10 MW | Hydrogen production via solid oxide electrolysis (SOEC) for 10 MW plant | Energy/technical data | Construction time [months] | months |  | M |  | ctrl | 2025 | 1
1.1 SOEC 10 MW | Hydrogen production via solid oxide electrolysis (SOEC) for 10 MW plant | Energy/technical data | Construction time [months] | months |  | M |  | ctrl | 2030 | 1
1.1 SOEC 10 MW | Hydrogen production via solid oxide electrolysis (SOEC) for 10 MW plant | Energy/technical data | Construction time [months] | months |  | M |  | ctrl | 2040 | 1
1.1 SOEC 10 MW | Hydrogen production via solid oxide electrolysis (SOEC) for 10 MW plant | Energy/technical data | Construction time [months] | months |  | M |  | ctrl | 2050 | 1
1.1 SOEC 10 MW | Hydrogen production via solid oxide electrolysis (SOEC) for 10 MW plant | Energy/technical data | Electricity (% total input [MWh/MWh]) | MWh/MWh |  | K |  | Lower | 2020 | 79
1.1 SOEC 10 MW | Hydrogen production via solid oxide electrolysis (SOEC) for 10 MW plant | Energy/technical data | Electricity (% total input [MWh/MWh]) | MWh/MWh |  | K |  | Lower | 2050 | 81
1.1 SOEC 10 MW | Hydrogen production via solid oxide electrolysis (SOEC) for 10 MW plant | Energy/technical data | Electricity (% total input [MWh/MWh]) | MWh/MWh |  | K |  | Upper | 2020 | 82
1.1 SOEC 10 MW | Hydrogen production via solid oxide electrolysis (SOEC) for 10 MW plant | Energy/technical data | Electricity (% total input [MWh/MWh]) | MWh/MWh |  | K |  | Upper | 2050 | 83
1.1 SOEC 10 MW | Hydrogen production via solid oxide electrolysis (SOEC) for 10 MW plant | Energy/technical data | Electricity (% total input [MWh/MWh]) | MWh/MWh |  | K |  | ctrl | 2020 | 79.5
1.1 SOEC 10 MW | Hydrogen production via solid oxide electrolysis (SOEC) for 10 MW plant | Energy/technical data | Electricity (% total input [MWh/MWh]) | MWh/MWh |  | K |  | ctrl | 2025 | 79.5
1.1 SOEC 10 MW | Hydrogen production via solid oxide electrolysis (SOEC) for 10 MW plant | Energy/technical data | Electricity (% total input [MWh/MWh]) | MWh/MWh |  | K |  | ctrl | 2030 | 80.5
1.1 SOEC 10 MW | Hydrogen production via solid oxide electrolysis (SOEC) for 10 MW plant | Energy/technical data | Electricity (% total input [MWh/MWh]) | MWh/MWh |  | K |  | ctrl | 2040 | 81.4
1.1 SOEC 10 MW | Hydrogen production via solid oxide electrolysis (SOEC) for 10 MW plant | Energy/technical data | Electricity (% total input [MWh/MWh]) | MWh/MWh |  | K |  | ctrl | 2050 | 81.4
1.1 SOEC 10 MW | Hydrogen production via solid oxide electrolysis (SOEC) for 10 MW plant | Energy/technical data | Electricity consumption [stack level, kWh/kgH2] | stacklevel,kWh/kgH2 |  | C, D | [1], [2], [3], [4], [5] | Lower | 2020 | 37.0429
1.1 SOEC 10 MW | Hydrogen production via solid oxide electrolysis (SOEC) for 10 MW plant | Energy/technical data | Electricity consumption [stack level, kWh/kgH2] | stacklevel,kWh/kgH2 |  | C, D | [1], [2], [3], [4], [5] | Lower | 2050 | 33.7245
1.1 SOEC 10 MW | Hydrogen production via solid oxide electrolysis (SOEC) for 10 MW plant | Energy/technical data | Electricity consumption [stack level, kWh/kgH2] | stacklevel,kWh/kgH2 |  | C, D | [1], [2], [3], [4], [5] | Upper | 2020 | 43.7656
1.1 SOEC 10 MW | Hydrogen production via solid oxide electrolysis (SOEC) for 10 MW plant | Energy/technical data | Electricity consumption [stack level, kWh/kgH2] | stacklevel,kWh/kgH2 |  | C, D | [1], [2], [3], [4], [5] | Upper | 2050 | 38.8623
1.1 SOEC 10 MW | Hydrogen production via solid oxide electrolysis (SOEC) for 10 MW plant | Energy/technical data | Electricity consumption [stack level, kWh/kgH2] | stacklevel,kWh/kgH2 |  | C, D | [1], [2], [3], [4], [5] | ctrl | 2020 | 40.4042
1.1 SOEC 10 MW | Hydrogen production via solid oxide electrolysis (SOEC) for 10 MW plant | Energy/technical data | Electricity consumption [stack level, kWh/kgH2] | stacklevel,kWh/kgH2 |  | C, D | [1], [2], [3], [4], [5] | ctrl | 2025 | 39.4375
1.1 SOEC 10 MW | Hydrogen production via solid oxide electrolysis (SOEC) for 10 MW plant | Energy/technical data | Electricity consumption [stack level, kWh/kgH2] | stacklevel,kWh/kgH2 |  | C, D | [1], [2], [3], [4], [5] | ctrl | 2030 | 38.0205
1.1 SOEC 10 MW | Hydrogen production via solid oxide electrolysis (SOEC) for 10 MW plant | Energy/technical data | Electricity consumption [stack level, kWh/kgH2] | stacklevel,kWh/kgH2 |  | C, D | [1], [2], [3], [4], [5] | ctrl | 2040 | 37.432
1.1 SOEC 10 MW | Hydrogen production via solid oxide electrolysis (SOEC) for 10 MW plant | Energy/technical data | Electricity consumption [stack level, kWh/kgH2] | stacklevel,kWh/kgH2 |  | C, D | [1], [2], [3], [4], [5] | ctrl | 2050 | 36.2934
1.1 SOEC 10 MW | Hydrogen production via solid oxide electrolysis (SOEC) for 10 MW plant | Energy/technical data | Electricity consumption [stack+BOP level, kWh/kgH2] | stack+BOPlevel,kWh/kgH2 |  | E | [1], [2], [3], [4], [5] | Lower | 2020 | 40.7783
1.1 SOEC 10 MW | Hydrogen production via solid oxide electrolysis (SOEC) for 10 MW plant | Energy/technical data | Electricity consumption [stack+BOP level, kWh/kgH2] | stack+BOPlevel,kWh/kgH2 |  | E | [1], [2], [3], [4], [5] | Lower | 2050 | 37.1253
1.1 SOEC 10 MW | Hydrogen production via solid oxide electrolysis (SOEC) for 10 MW plant | Energy/technical data | Electricity consumption [stack+BOP level, kWh/kgH2] | stack+BOPlevel,kWh/kgH2 |  | E | [1], [2], [3], [4], [5] | Upper | 2020 | 48.1789
1.1 SOEC 10 MW | Hydrogen production via solid oxide electrolysis (SOEC) for 10 MW plant | Energy/technical data | Electricity consumption [stack+BOP level, kWh/kgH2] | stack+BOPlevel,kWh/kgH2 |  | E | [1], [2], [3], [4], [5] | Upper | 2050 | 42.7812
1.1 SOEC 10 MW | Hydrogen production via solid oxide electrolysis (SOEC) for 10 MW plant | Energy/technical data | Electricity consumption [stack+BOP level, kWh/kgH2] | stack+BOPlevel,kWh/kgH2 |  | E | [1], [2], [3], [4], [5] | ctrl | 2020 | 44.4786
1.1 SOEC 10 MW | Hydrogen production via solid oxide electrolysis (SOEC) for 10 MW plant | Energy/technical data | Electricity consumption [stack+BOP level, kWh/kgH2] | stack+BOPlevel,kWh/kgH2 |  | E | [1], [2], [3], [4], [5] | ctrl | 2025 | 43.4144
1.1 SOEC 10 MW | Hydrogen production via solid oxide electrolysis (SOEC) for 10 MW plant | Energy/technical data | Electricity consumption [stack+BOP level, kWh/kgH2] | stack+BOPlevel,kWh/kgH2 |  | E | [1], [2], [3], [4], [5] | ctrl | 2030 | 41.8545
1.1 SOEC 10 MW | Hydrogen production via solid oxide electrolysis (SOEC) for 10 MW plant | Energy/technical data | Electricity consumption [stack+BOP level, kWh/kgH2] | stack+BOPlevel,kWh/kgH2 |  | E | [1], [2], [3], [4], [5] | ctrl | 2040 | 41.2067
1.1 SOEC 10 MW | Hydrogen production via solid oxide electrolysis (SOEC) for 10 MW plant | Energy/technical data | Electricity consumption [stack+BOP level, kWh/kgH2] | stack+BOPlevel,kWh/kgH2 |  | E | [1], [2], [3], [4], [5] | ctrl | 2050 | 39.9533
1.1 SOEC 10 MW | Hydrogen production via solid oxide electrolysis (SOEC) for 10 MW plant | Energy/technical data | Forced outage [%] | pct. |  | K |  | Lower | 2020 | 3
1.1 SOEC 10 MW | Hydrogen production via solid oxide electrolysis (SOEC) for 10 MW plant | Energy/technical data | Forced outage [%] | pct. |  | K |  | Lower | 2050 | 3
1.1 SOEC 10 MW | Hydrogen production via solid oxide electrolysis (SOEC) for 10 MW plant | Energy/technical data | Forced outage [%] | pct. |  | K |  | Upper | 2020 | 3
1.1 SOEC 10 MW | Hydrogen production via solid oxide electrolysis (SOEC) for 10 MW plant | Energy/technical data | Forced outage [%] | pct. |  | K |  | Upper | 2050 | 3
1.1 SOEC 10 MW | Hydrogen production via solid oxide electrolysis (SOEC) for 10 MW plant | Energy/technical data | Forced outage [%] | pct. |  | K |  | ctrl | 2020 | 3
1.1 SOEC 10 MW | Hydrogen production via solid oxide electrolysis (SOEC) for 10 MW plant | Energy/technical data | Forced outage [%] | pct. |  | K |  | ctrl | 2025 | 3
1.1 SOEC 10 MW | Hydrogen production via solid oxide electrolysis (SOEC) for 10 MW plant | Energy/technical data | Forced outage [%] | pct. |  | K |  | ctrl | 2030 | 3
1.1 SOEC 10 MW | Hydrogen production via solid oxide electrolysis (SOEC) for 10 MW plant | Energy/technical data | Forced outage [%] | pct. |  | K |  | ctrl | 2040 | 3
1.1 SOEC 10 MW | Hydrogen production via solid oxide electrolysis (SOEC) for 10 MW plant | Energy/technical data | Forced outage [%] | pct. |  | K |  | ctrl | 2050 | 3
1.1 SOEC 10 MW | Hydrogen production via solid oxide electrolysis (SOEC) for 10 MW plant | Energy/technical data | Frequency of stack replacement [h] | h |  | C, D, L | [2], [3], [4], [5] | Lower | 2020 | 19000
1.1 SOEC 10 MW | Hydrogen production via solid oxide electrolysis (SOEC) for 10 MW plant | Energy/technical data | Frequency of stack replacement [h] | h |  | C, D, L | [2], [3], [4], [5] | Lower | 2050 | 79000
1.1 SOEC 10 MW | Hydrogen production via solid oxide electrolysis (SOEC) for 10 MW plant | Energy/technical data | Frequency of stack replacement [h] | h |  | C, D, L | [2], [3], [4], [5] | Upper | 2020 | 23500
1.1 SOEC 10 MW | Hydrogen production via solid oxide electrolysis (SOEC) for 10 MW plant | Energy/technical data | Frequency of stack replacement [h] | h |  | C, D, L | [2], [3], [4], [5] | Upper | 2050 | 86000
1.1 SOEC 10 MW | Hydrogen production via solid oxide electrolysis (SOEC) for 10 MW plant | Energy/technical data | Frequency of stack replacement [h] | h |  | C, D, L | [2], [3], [4], [5] | ctrl | 2020 | 21250
1.1 SOEC 10 MW | Hydrogen production via solid oxide electrolysis (SOEC) for 10 MW plant | Energy/technical data | Frequency of stack replacement [h] | h |  | C, D, L | [2], [3], [4], [5] | ctrl | 2025 | 34500
1.1 SOEC 10 MW | Hydrogen production via solid oxide electrolysis (SOEC) for 10 MW plant | Energy/technical data | Frequency of stack replacement [h] | h |  | C, D, L | [2], [3], [4], [5] | ctrl | 2030 | 50000
1.1 SOEC 10 MW | Hydrogen production via solid oxide electrolysis (SOEC) for 10 MW plant | Energy/technical data | Frequency of stack replacement [h] | h |  | C, D, L | [2], [3], [4], [5] | ctrl | 2040 | 64500
1.1 SOEC 10 MW | Hydrogen production via solid oxide electrolysis (SOEC) for 10 MW plant | Energy/technical data | Frequency of stack replacement [h] | h |  | C, D, L | [2], [3], [4], [5] | ctrl | 2050 | 82500
1.1 SOEC 10 MW | Hydrogen production via solid oxide electrolysis (SOEC) for 10 MW plant | Energy/technical data | Heat (% total input [MWh/MWh]) | MWh/MWh |  |  |  | Lower | 2020 | 21
1.1 SOEC 10 MW | Hydrogen production via solid oxide electrolysis (SOEC) for 10 MW plant | Energy/technical data | Heat (% total input [MWh/MWh]) | MWh/MWh |  |  |  | Lower | 2050 | 19
1.1 SOEC 10 MW | Hydrogen production via solid oxide electrolysis (SOEC) for 10 MW plant | Energy/technical data | Heat (% total input [MWh/MWh]) | MWh/MWh |  |  |  | Upper | 2020 | 18
1.1 SOEC 10 MW | Hydrogen production via solid oxide electrolysis (SOEC) for 10 MW plant | Energy/technical data | Heat (% total input [MWh/MWh]) | MWh/MWh |  |  |  | Upper | 2050 | 17
1.1 SOEC 10 MW | Hydrogen production via solid oxide electrolysis (SOEC) for 10 MW plant | Energy/technical data | Heat (% total input [MWh/MWh]) | MWh/MWh |  |  |  | ctrl | 2020 | 20.5
1.1 SOEC 10 MW | Hydrogen production via solid oxide electrolysis (SOEC) for 10 MW plant | Energy/technical data | Heat (% total input [MWh/MWh]) | MWh/MWh |  |  |  | ctrl | 2025 | 20.5
1.1 SOEC 10 MW | Hydrogen production via solid oxide electrolysis (SOEC) for 10 MW plant | Energy/technical data | Heat (% total input [MWh/MWh]) | MWh/MWh |  |  |  | ctrl | 2030 | 19.5
1.1 SOEC 10 MW | Hydrogen production via solid oxide electrolysis (SOEC) for 10 MW plant | Energy/technical data | Heat (% total input [MWh/MWh]) | MWh/MWh |  |  |  | ctrl | 2040 | 18.6
1.1 SOEC 10 MW | Hydrogen production via solid oxide electrolysis (SOEC) for 10 MW plant | Energy/technical data | Heat (% total input [MWh/MWh]) | MWh/MWh |  |  |  | ctrl | 2050 | 18.6
1.1 SOEC 10 MW | Hydrogen production via solid oxide electrolysis (SOEC) for 10 MW plant | Energy/technical data | Heat loss (% total input [MWh/MWh]) | MWh/MWh |  |  |  | Lower | 2020 | 12.3457
1.1 SOEC 10 MW | Hydrogen production via solid oxide electrolysis (SOEC) for 10 MW plant | Energy/technical data | Heat loss (% total input [MWh/MWh]) | MWh/MWh |  |  |  | Lower | 2050 | 4.6954
1.1 SOEC 10 MW | Hydrogen production via solid oxide electrolysis (SOEC) for 10 MW plant | Energy/technical data | Heat loss (% total input [MWh/MWh]) | MWh/MWh |  |  |  | Upper | 2020 | 24.5991
1.1 SOEC 10 MW | Hydrogen production via solid oxide electrolysis (SOEC) for 10 MW plant | Energy/technical data | Heat loss (% total input [MWh/MWh]) | MWh/MWh |  |  |  | Upper | 2050 | 16.0396
1.1 SOEC 10 MW | Hydrogen production via solid oxide electrolysis (SOEC) for 10 MW plant | Energy/technical data | Heat loss (% total input [MWh/MWh]) | MWh/MWh |  |  |  | ctrl | 2020 | 18.934
1.1 SOEC 10 MW | Hydrogen production via solid oxide electrolysis (SOEC) for 10 MW plant | Energy/technical data | Heat loss (% total input [MWh/MWh]) | MWh/MWh |  |  |  | ctrl | 2025 | 17.1432
1.1 SOEC 10 MW | Hydrogen production via solid oxide electrolysis (SOEC) for 10 MW plant | Energy/technical data | Heat loss (% total input [MWh/MWh]) | MWh/MWh |  |  |  | ctrl | 2030 | 14.3701
1.1 SOEC 10 MW | Hydrogen production via solid oxide electrolysis (SOEC) for 10 MW plant | Energy/technical data | Heat loss (% total input [MWh/MWh]) | MWh/MWh |  |  |  | ctrl | 2040 | 13.1629
1.1 SOEC 10 MW | Hydrogen production via solid oxide electrolysis (SOEC) for 10 MW plant | Energy/technical data | Heat loss (% total input [MWh/MWh]) | MWh/MWh |  |  |  | ctrl | 2050 | 10.7276
1.1 SOEC 10 MW | Hydrogen production via solid oxide electrolysis (SOEC) for 10 MW plant | Energy/technical data | Hydrogen Output (% total input [MWh/MWh]) | MWh/MWh |  | F |  | Lower | 2020 | 71.1869
1.1 SOEC 10 MW | Hydrogen production via solid oxide electrolysis (SOEC) for 10 MW plant | Energy/technical data | Hydrogen Output (% total input [MWh/MWh]) | MWh/MWh |  | F |  | Lower | 2050 | 77.2169
1.1 SOEC 10 MW | Hydrogen production via solid oxide electrolysis (SOEC) for 10 MW plant | Energy/technical data | Hydrogen Output (% total input [MWh/MWh]) | MWh/MWh |  | F |  | Upper | 2020 | 61.463
1.1 SOEC 10 MW | Hydrogen production via solid oxide electrolysis (SOEC) for 10 MW plant | Energy/technical data | Hydrogen Output (% total input [MWh/MWh]) | MWh/MWh |  | F |  | Upper | 2050 | 68.264
1.1 SOEC 10 MW | Hydrogen production via solid oxide electrolysis (SOEC) for 10 MW plant | Energy/technical data | Hydrogen Output (% total input [MWh/MWh]) | MWh/MWh |  | F |  | ctrl | 2020 | 65.9685
1.1 SOEC 10 MW | Hydrogen production via solid oxide electrolysis (SOEC) for 10 MW plant | Energy/technical data | Hydrogen Output (% total input [MWh/MWh]) | MWh/MWh |  | F |  | ctrl | 2025 | 67.3893
1.1 SOEC 10 MW | Hydrogen production via solid oxide electrolysis (SOEC) for 10 MW plant | Energy/technical data | Hydrogen Output (% total input [MWh/MWh]) | MWh/MWh |  | F |  | ctrl | 2030 | 69.5859
1.1 SOEC 10 MW | Hydrogen production via solid oxide electrolysis (SOEC) for 10 MW plant | Energy/technical data | Hydrogen Output (% total input [MWh/MWh]) | MWh/MWh |  | F |  | ctrl | 2040 | 70.5409
1.1 SOEC 10 MW | Hydrogen production via solid oxide electrolysis (SOEC) for 10 MW plant | Energy/technical data | Hydrogen Output (% total input [MWh/MWh]) | MWh/MWh |  | F |  | ctrl | 2050 | 72.4649
1.1 SOEC 10 MW | Hydrogen production via solid oxide electrolysis (SOEC) for 10 MW plant | Energy/technical data | Hydrogen [kg/MWh input] | kg/MWhinput |  |  |  | Lower | 2020 | 26.9957
1.1 SOEC 10 MW | Hydrogen production via solid oxide electrolysis (SOEC) for 10 MW plant | Energy/technical data | Hydrogen [kg/MWh input] | kg/MWhinput |  |  |  | Lower | 2050 | 29.652
1.1 SOEC 10 MW | Hydrogen production via solid oxide electrolysis (SOEC) for 10 MW plant | Energy/technical data | Hydrogen [kg/MWh input] | kg/MWhinput |  |  |  | Upper | 2020 | 22.849
1.1 SOEC 10 MW | Hydrogen production via solid oxide electrolysis (SOEC) for 10 MW plant | Energy/technical data | Hydrogen [kg/MWh input] | kg/MWhinput |  |  |  | Upper | 2050 | 25.7319
1.1 SOEC 10 MW | Hydrogen production via solid oxide electrolysis (SOEC) for 10 MW plant | Energy/technical data | Hydrogen [kg/MWh input] | kg/MWhinput |  |  |  | ctrl | 2020 | 24.7499
1.1 SOEC 10 MW | Hydrogen production via solid oxide electrolysis (SOEC) for 10 MW plant | Energy/technical data | Hydrogen [kg/MWh input] | kg/MWhinput |  |  |  | ctrl | 2025 | 25.3566
1.1 SOEC 10 MW | Hydrogen production via solid oxide electrolysis (SOEC) for 10 MW plant | Energy/technical data | Hydrogen [kg/MWh input] | kg/MWhinput |  |  |  | ctrl | 2030 | 26.3016
1.1 SOEC 10 MW | Hydrogen production via solid oxide electrolysis (SOEC) for 10 MW plant | Energy/technical data | Hydrogen [kg/MWh input] | kg/MWhinput |  |  |  | ctrl | 2040 | 26.7151
1.1 SOEC 10 MW | Hydrogen production via solid oxide electrolysis (SOEC) for 10 MW plant | Energy/technical data | Hydrogen [kg/MWh input] | kg/MWhinput |  |  |  | ctrl | 2050 | 27.5532
1.1 SOEC 10 MW | Hydrogen production via solid oxide electrolysis (SOEC) for 10 MW plant | Energy/technical data | Planned outage [days per year] | days/year |  | K |  | Lower | 2020 | 11
1.1 SOEC 10 MW | Hydrogen production via solid oxide electrolysis (SOEC) for 10 MW plant | Energy/technical data | Planned outage [days per year] | days/year |  | K |  | Lower | 2050 | 11
1.1 SOEC 10 MW | Hydrogen production via solid oxide electrolysis (SOEC) for 10 MW plant | Energy/technical data | Planned outage [days per year] | days/year |  | K |  | Upper | 2020 | 11
1.1 SOEC 10 MW | Hydrogen production via solid oxide electrolysis (SOEC) for 10 MW plant | Energy/technical data | Planned outage [days per year] | days/year |  | K |  | Upper | 2050 | 11
1.1 SOEC 10 MW | Hydrogen production via solid oxide electrolysis (SOEC) for 10 MW plant | Energy/technical data | Planned outage [days per year] | days/year |  | K |  | ctrl | 2020 | 11
1.1 SOEC 10 MW | Hydrogen production via solid oxide electrolysis (SOEC) for 10 MW plant | Energy/technical data | Planned outage [days per year] | days/year |  | K |  | ctrl | 2025 | 11
1.1 SOEC 10 MW | Hydrogen production via solid oxide electrolysis (SOEC) for 10 MW plant | Energy/technical data | Planned outage [days per year] | days/year |  | K |  | ctrl | 2030 | 11
1.1 SOEC 10 MW | Hydrogen production via solid oxide electrolysis (SOEC) for 10 MW plant | Energy/technical data | Planned outage [days per year] | days/year |  | K |  | ctrl | 2040 | 11
1.1 SOEC 10 MW | Hydrogen production via solid oxide electrolysis (SOEC) for 10 MW plant | Energy/technical data | Planned outage [days per year] | days/year |  | K |  | ctrl | 2050 | 11
1.1 SOEC 10 MW | Hydrogen production via solid oxide electrolysis (SOEC) for 10 MW plant | Energy/technical data | Technical lifetime [years] | years |  | K |  | Lower | 2020 | 20
1.1 SOEC 10 MW | Hydrogen production via solid oxide electrolysis (SOEC) for 10 MW plant | Energy/technical data | Technical lifetime [years] | years |  | K |  | Lower | 2050 | 20
1.1 SOEC 10 MW | Hydrogen production via solid oxide electrolysis (SOEC) for 10 MW plant | Energy/technical data | Technical lifetime [years] | years |  | K |  | Upper | 2020 | 30
1.1 SOEC 10 MW | Hydrogen production via solid oxide electrolysis (SOEC) for 10 MW plant | Energy/technical data | Technical lifetime [years] | years |  | K |  | Upper | 2050 | 30
1.1 SOEC 10 MW | Hydrogen production via solid oxide electrolysis (SOEC) for 10 MW plant | Energy/technical data | Technical lifetime [years] | years |  | K |  | ctrl | 2020 | 25
1.1 SOEC 10 MW | Hydrogen production via solid oxide electrolysis (SOEC) for 10 MW plant | Energy/technical data | Technical lifetime [years] | years |  | K |  | ctrl | 2025 | 25
1.1 SOEC 10 MW | Hydrogen production via solid oxide electrolysis (SOEC) for 10 MW plant | Energy/technical data | Technical lifetime [years] | years |  | K |  | ctrl | 2030 | 25
1.1 SOEC 10 MW | Hydrogen production via solid oxide electrolysis (SOEC) for 10 MW plant | Energy/technical data | Technical lifetime [years] | years |  | K |  | ctrl | 2040 | 25
1.1 SOEC 10 MW | Hydrogen production via solid oxide electrolysis (SOEC) for 10 MW plant | Energy/technical data | Technical lifetime [years] | years |  | K |  | ctrl | 2050 | 25
1.1 SOEC 10 MW | Hydrogen production via solid oxide electrolysis (SOEC) for 10 MW plant | Energy/technical data | Typical total plant size [MW input] | MWinput |  |  |  | Lower | 2020 | 10
1.1 SOEC 10 MW | Hydrogen production via solid oxide electrolysis (SOEC) for 10 MW plant | Energy/technical data | Typical total plant size [MW input] | MWinput |  |  |  | Lower | 2050 | 10
1.1 SOEC 10 MW | Hydrogen production via solid oxide electrolysis (SOEC) for 10 MW plant | Energy/technical data | Typical total plant size [MW input] | MWinput |  |  |  | Upper | 2020 | 10
1.1 SOEC 10 MW | Hydrogen production via solid oxide electrolysis (SOEC) for 10 MW plant | Energy/technical data | Typical total plant size [MW input] | MWinput |  |  |  | Upper | 2050 | 10
1.1 SOEC 10 MW | Hydrogen production via solid oxide electrolysis (SOEC) for 10 MW plant | Energy/technical data | Typical total plant size [MW input] | MWinput |  |  |  | ctrl | 2020 | 10
1.1 SOEC 10 MW | Hydrogen production via solid oxide electrolysis (SOEC) for 10 MW plant | Energy/technical data | Typical total plant size [MW input] | MWinput |  |  |  | ctrl | 2025 | 10
1.1 SOEC 10 MW | Hydrogen production via solid oxide electrolysis (SOEC) for 10 MW plant | Energy/technical data | Typical total plant size [MW input] | MWinput |  |  |  | ctrl | 2030 | 10
1.1 SOEC 10 MW | Hydrogen production via solid oxide electrolysis (SOEC) for 10 MW plant | Energy/technical data | Typical total plant size [MW input] | MWinput |  |  |  | ctrl | 2040 | 10
1.1 SOEC 10 MW | Hydrogen production via solid oxide electrolysis (SOEC) for 10 MW plant | Energy/technical data | Typical total plant size [MW input] | MWinput |  |  |  | ctrl | 2050 | 10
1.1 SOEC 10 MW | Hydrogen production via solid oxide electrolysis (SOEC) for 10 MW plant | Energy/technical data | Typical total plant size [kgH2/day of max output] | kgH2/dayofmaxoutput |  | A, B |  | Lower | 2020 | 6478.9778
1.1 SOEC 10 MW | Hydrogen production via solid oxide electrolysis (SOEC) for 10 MW plant | Energy/technical data | Typical total plant size [kgH2/day of max output] | kgH2/dayofmaxoutput |  | A, B |  | Lower | 2050 | 7116.4886
1.1 SOEC 10 MW | Hydrogen production via solid oxide electrolysis (SOEC) for 10 MW plant | Energy/technical data | Typical total plant size [kgH2/day of max output] | kgH2/dayofmaxoutput |  | A, B |  | Upper | 2020 | 5483.7616
1.1 SOEC 10 MW | Hydrogen production via solid oxide electrolysis (SOEC) for 10 MW plant | Energy/technical data | Typical total plant size [kgH2/day of max output] | kgH2/dayofmaxoutput |  | A, B |  | Upper | 2050 | 6175.6464
1.1 SOEC 10 MW | Hydrogen production via solid oxide electrolysis (SOEC) for 10 MW plant | Energy/technical data | Typical total plant size [kgH2/day of max output] | kgH2/dayofmaxoutput |  | A, B |  | ctrl | 2020 | 5939.9722
1.1 SOEC 10 MW | Hydrogen production via solid oxide electrolysis (SOEC) for 10 MW plant | Energy/technical data | Typical total plant size [kgH2/day of max output] | kgH2/dayofmaxoutput |  | A, B |  | ctrl | 2025 | 6085.5784
1.1 SOEC 10 MW | Hydrogen production via solid oxide electrolysis (SOEC) for 10 MW plant | Energy/technical data | Typical total plant size [kgH2/day of max output] | kgH2/dayofmaxoutput |  | A, B |  | ctrl | 2030 | 6312.3808
1.1 SOEC 10 MW | Hydrogen production via solid oxide electrolysis (SOEC) for 10 MW plant | Energy/technical data | Typical total plant size [kgH2/day of max output] | kgH2/dayofmaxoutput |  | A, B |  | ctrl | 2040 | 6411.6264
1.1 SOEC 10 MW | Hydrogen production via solid oxide electrolysis (SOEC) for 10 MW plant | Energy/technical data | Typical total plant size [kgH2/day of max output] | kgH2/dayofmaxoutput |  | A, B |  | ctrl | 2050 | 6612.7702
1.1 SOEC 10 MW | Hydrogen production via solid oxide electrolysis (SOEC) for 10 MW plant | Energy/technical data | Ultrapure Water for electrolysis [kg/MWh input] | kg/MWhinput |  |  |  | Lower | 2020 | 242.9617
1.1 SOEC 10 MW | Hydrogen production via solid oxide electrolysis (SOEC) for 10 MW plant | Energy/technical data | Ultrapure Water for electrolysis [kg/MWh input] | kg/MWhinput |  |  |  | Lower | 2050 | 266.8683
1.1 SOEC 10 MW | Hydrogen production via solid oxide electrolysis (SOEC) for 10 MW plant | Energy/technical data | Ultrapure Water for electrolysis [kg/MWh input] | kg/MWhinput |  |  |  | Upper | 2020 | 205.6411
1.1 SOEC 10 MW | Hydrogen production via solid oxide electrolysis (SOEC) for 10 MW plant | Energy/technical data | Ultrapure Water for electrolysis [kg/MWh input] | kg/MWhinput |  |  |  | Upper | 2050 | 231.5867
1.1 SOEC 10 MW | Hydrogen production via solid oxide electrolysis (SOEC) for 10 MW plant | Energy/technical data | Ultrapure Water for electrolysis [kg/MWh input] | kg/MWhinput |  |  |  | ctrl | 2020 | 222.749
1.1 SOEC 10 MW | Hydrogen production via solid oxide electrolysis (SOEC) for 10 MW plant | Energy/technical data | Ultrapure Water for electrolysis [kg/MWh input] | kg/MWhinput |  |  |  | ctrl | 2025 | 228.2092
1.1 SOEC 10 MW | Hydrogen production via solid oxide electrolysis (SOEC) for 10 MW plant | Energy/technical data | Ultrapure Water for electrolysis [kg/MWh input] | kg/MWhinput |  |  |  | ctrl | 2030 | 236.7143
1.1 SOEC 10 MW | Hydrogen production via solid oxide electrolysis (SOEC) for 10 MW plant | Energy/technical data | Ultrapure Water for electrolysis [kg/MWh input] | kg/MWhinput |  |  |  | ctrl | 2040 | 240.436
1.1 SOEC 10 MW | Hydrogen production via solid oxide electrolysis (SOEC) for 10 MW plant | Energy/technical data | Ultrapure Water for electrolysis [kg/MWh input] | kg/MWhinput |  |  |  | ctrl | 2050 | 247.9789
1.1 SOEC 10 MW | Hydrogen production via solid oxide electrolysis (SOEC) for 10 MW plant | Energy/technical data | ΔE from HHV to LHV (% total input [MWh/MWh]) | MWh/MWh |  | G, H |  | Lower | 2020 | 16.4674
1.1 SOEC 10 MW | Hydrogen production via solid oxide electrolysis (SOEC) for 10 MW plant | Energy/technical data | ΔE from HHV to LHV (% total input [MWh/MWh]) | MWh/MWh |  | G, H |  | Lower | 2050 | 18.0877
1.1 SOEC 10 MW | Hydrogen production via solid oxide electrolysis (SOEC) for 10 MW plant | Energy/technical data | ΔE from HHV to LHV (% total input [MWh/MWh]) | MWh/MWh |  | G, H |  | Upper | 2020 | 13.9379
1.1 SOEC 10 MW | Hydrogen production via solid oxide electrolysis (SOEC) for 10 MW plant | Energy/technical data | ΔE from HHV to LHV (% total input [MWh/MWh]) | MWh/MWh |  | G, H |  | Upper | 2050 | 15.6964
1.1 SOEC 10 MW | Hydrogen production via solid oxide electrolysis (SOEC) for 10 MW plant | Energy/technical data | ΔE from HHV to LHV (% total input [MWh/MWh]) | MWh/MWh |  | G, H |  | ctrl | 2020 | 15.0974
1.1 SOEC 10 MW | Hydrogen production via solid oxide electrolysis (SOEC) for 10 MW plant | Energy/technical data | ΔE from HHV to LHV (% total input [MWh/MWh]) | MWh/MWh |  | G, H |  | ctrl | 2025 | 15.4675
1.1 SOEC 10 MW | Hydrogen production via solid oxide electrolysis (SOEC) for 10 MW plant | Energy/technical data | ΔE from HHV to LHV (% total input [MWh/MWh]) | MWh/MWh |  | G, H |  | ctrl | 2030 | 16.044
1.1 SOEC 10 MW | Hydrogen production via solid oxide electrolysis (SOEC) for 10 MW plant | Energy/technical data | ΔE from HHV to LHV (% total input [MWh/MWh]) | MWh/MWh |  | G, H |  | ctrl | 2040 | 16.2962
1.1 SOEC 10 MW | Hydrogen production via solid oxide electrolysis (SOEC) for 10 MW plant | Energy/technical data | ΔE from HHV to LHV (% total input [MWh/MWh]) | MWh/MWh |  | G, H |  | ctrl | 2050 | 16.8075
1.1 SOEC 10 MW | Hydrogen production via solid oxide electrolysis (SOEC) for 10 MW plant | Financial data | - hereof BOP [€/kW of total input_e] | €/kWoftotalinput_e |  | P, Q |  | Lower | 2020 | 226.4237
1.1 SOEC 10 MW | Hydrogen production via solid oxide electrolysis (SOEC) for 10 MW plant | Financial data | - hereof BOP [€/kW of total input_e] | €/kWoftotalinput_e |  | P, Q |  | Lower | 2050 | 63.3013
1.1 SOEC 10 MW | Hydrogen production via solid oxide electrolysis (SOEC) for 10 MW plant | Financial data | - hereof BOP [€/kW of total input_e] | €/kWoftotalinput_e |  | P, Q |  | Upper | 2020 | 338.4183
1.1 SOEC 10 MW | Hydrogen production via solid oxide electrolysis (SOEC) for 10 MW plant | Financial data | - hereof BOP [€/kW of total input_e] | €/kWoftotalinput_e |  | P, Q |  | Upper | 2050 | 92.5172
1.1 SOEC 10 MW | Hydrogen production via solid oxide electrolysis (SOEC) for 10 MW plant | Financial data | - hereof BOP [€/kW of total input_e] | €/kWoftotalinput_e |  | P, Q |  | ctrl | 2020 | 282.421
1.1 SOEC 10 MW | Hydrogen production via solid oxide electrolysis (SOEC) for 10 MW plant | Financial data | - hereof BOP [€/kW of total input_e] | €/kWoftotalinput_e |  | P, Q |  | ctrl | 2025 | 202.0771
1.1 SOEC 10 MW | Hydrogen production via solid oxide electrolysis (SOEC) for 10 MW plant | Financial data | - hereof BOP [€/kW of total input_e] | €/kWoftotalinput_e |  | P, Q |  | ctrl | 2030 | 121.7332
1.1 SOEC 10 MW | Hydrogen production via solid oxide electrolysis (SOEC) for 10 MW plant | Financial data | - hereof BOP [€/kW of total input_e] | €/kWoftotalinput_e |  | P, Q |  | ctrl | 2040 | 102.2559
1.1 SOEC 10 MW | Hydrogen production via solid oxide electrolysis (SOEC) for 10 MW plant | Financial data | - hereof BOP [€/kW of total input_e] | €/kWoftotalinput_e |  | P, Q |  | ctrl | 2050 | 77.9092
1.1 SOEC 10 MW | Hydrogen production via solid oxide electrolysis (SOEC) for 10 MW plant | Financial data | - hereof Civil Infrastructure [€/kW of total input_e] | €/kWoftotalinput_e |  | P, Q |  | Lower | 2020 | 71.0189
1.1 SOEC 10 MW | Hydrogen production via solid oxide electrolysis (SOEC) for 10 MW plant | Financial data | - hereof Civil Infrastructure [€/kW of total input_e] | €/kWoftotalinput_e |  | P, Q |  | Lower | 2050 | 19.8548
1.1 SOEC 10 MW | Hydrogen production via solid oxide electrolysis (SOEC) for 10 MW plant | Financial data | - hereof Civil Infrastructure [€/kW of total input_e] | €/kWoftotalinput_e |  | P, Q |  | Upper | 2020 | 106.1466
1.1 SOEC 10 MW | Hydrogen production via solid oxide electrolysis (SOEC) for 10 MW plant | Financial data | - hereof Civil Infrastructure [€/kW of total input_e] | €/kWoftotalinput_e |  | P, Q |  | Upper | 2050 | 29.0185
1.1 SOEC 10 MW | Hydrogen production via solid oxide electrolysis (SOEC) for 10 MW plant | Financial data | - hereof Civil Infrastructure [€/kW of total input_e] | €/kWoftotalinput_e |  | P, Q |  | ctrl | 2020 | 88.5828
1.1 SOEC 10 MW | Hydrogen production via solid oxide electrolysis (SOEC) for 10 MW plant | Financial data | - hereof Civil Infrastructure [€/kW of total input_e] | €/kWoftotalinput_e |  | P, Q |  | ctrl | 2025 | 63.3825
1.1 SOEC 10 MW | Hydrogen production via solid oxide electrolysis (SOEC) for 10 MW plant | Financial data | - hereof Civil Infrastructure [€/kW of total input_e] | €/kWoftotalinput_e |  | P, Q |  | ctrl | 2030 | 38.1822
1.1 SOEC 10 MW | Hydrogen production via solid oxide electrolysis (SOEC) for 10 MW plant | Financial data | - hereof Civil Infrastructure [€/kW of total input_e] | €/kWoftotalinput_e |  | P, Q |  | ctrl | 2040 | 32.0731
1.1 SOEC 10 MW | Hydrogen production via solid oxide electrolysis (SOEC) for 10 MW plant | Financial data | - hereof Civil Infrastructure [€/kW of total input_e] | €/kWoftotalinput_e |  | P, Q |  | ctrl | 2050 | 24.4366
1.1 SOEC 10 MW | Hydrogen production via solid oxide electrolysis (SOEC) for 10 MW plant | Financial data | - hereof Control System [€/kW of total input_e] | €/kWoftotalinput_e |  | P, Q |  | Lower | 2020 | 142.1055
1.1 SOEC 10 MW | Hydrogen production via solid oxide electrolysis (SOEC) for 10 MW plant | Financial data | - hereof Control System [€/kW of total input_e] | €/kWoftotalinput_e |  | P, Q |  | Lower | 2050 | 39.7284
1.1 SOEC 10 MW | Hydrogen production via solid oxide electrolysis (SOEC) for 10 MW plant | Financial data | - hereof Control System [€/kW of total input_e] | €/kWoftotalinput_e |  | P, Q |  | Upper | 2020 | 212.3943
1.1 SOEC 10 MW | Hydrogen production via solid oxide electrolysis (SOEC) for 10 MW plant | Financial data | - hereof Control System [€/kW of total input_e] | €/kWoftotalinput_e |  | P, Q |  | Upper | 2050 | 58.0646
1.1 SOEC 10 MW | Hydrogen production via solid oxide electrolysis (SOEC) for 10 MW plant | Financial data | - hereof Control System [€/kW of total input_e] | €/kWoftotalinput_e |  | P, Q |  | ctrl | 2020 | 177.2499
1.1 SOEC 10 MW | Hydrogen production via solid oxide electrolysis (SOEC) for 10 MW plant | Financial data | - hereof Control System [€/kW of total input_e] | €/kWoftotalinput_e |  | P, Q |  | ctrl | 2025 | 126.8254
1.1 SOEC 10 MW | Hydrogen production via solid oxide electrolysis (SOEC) for 10 MW plant | Financial data | - hereof Control System [€/kW of total input_e] | €/kWoftotalinput_e |  | P, Q |  | ctrl | 2030 | 76.4008
1.1 SOEC 10 MW | Hydrogen production via solid oxide electrolysis (SOEC) for 10 MW plant | Financial data | - hereof Control System [€/kW of total input_e] | €/kWoftotalinput_e |  | P, Q |  | ctrl | 2040 | 64.1767
1.1 SOEC 10 MW | Hydrogen production via solid oxide electrolysis (SOEC) for 10 MW plant | Financial data | - hereof Control System [€/kW of total input_e] | €/kWoftotalinput_e |  | P, Q |  | ctrl | 2050 | 48.8965
1.1 SOEC 10 MW | Hydrogen production via solid oxide electrolysis (SOEC) for 10 MW plant | Financial data | - hereof Indirects [€/kW of total input_e] | €/kWoftotalinput_e |  | P, Q |  | Lower | 2020 | 354.661
1.1 SOEC 10 MW | Hydrogen production via solid oxide electrolysis (SOEC) for 10 MW plant | Financial data | - hereof Indirects [€/kW of total input_e] | €/kWoftotalinput_e |  | P, Q |  | Lower | 2050 | 99.1525
1.1 SOEC 10 MW | Hydrogen production via solid oxide electrolysis (SOEC) for 10 MW plant | Financial data | - hereof Indirects [€/kW of total input_e] | €/kWoftotalinput_e |  | P, Q |  | Upper | 2020 | 530.0847
1.1 SOEC 10 MW | Hydrogen production via solid oxide electrolysis (SOEC) for 10 MW plant | Financial data | - hereof Indirects [€/kW of total input_e] | €/kWoftotalinput_e |  | P, Q |  | Upper | 2050 | 144.9153
1.1 SOEC 10 MW | Hydrogen production via solid oxide electrolysis (SOEC) for 10 MW plant | Financial data | - hereof Indirects [€/kW of total input_e] | €/kWoftotalinput_e |  | P, Q |  | ctrl | 2020 | 442.3729
1.1 SOEC 10 MW | Hydrogen production via solid oxide electrolysis (SOEC) for 10 MW plant | Financial data | - hereof Indirects [€/kW of total input_e] | €/kWoftotalinput_e |  | P, Q |  | ctrl | 2025 | 316.5254
1.1 SOEC 10 MW | Hydrogen production via solid oxide electrolysis (SOEC) for 10 MW plant | Financial data | - hereof Indirects [€/kW of total input_e] | €/kWoftotalinput_e |  | P, Q |  | ctrl | 2030 | 190.678
1.1 SOEC 10 MW | Hydrogen production via solid oxide electrolysis (SOEC) for 10 MW plant | Financial data | - hereof Indirects [€/kW of total input_e] | €/kWoftotalinput_e |  | P, Q |  | ctrl | 2040 | 160.1695
1.1 SOEC 10 MW | Hydrogen production via solid oxide electrolysis (SOEC) for 10 MW plant | Financial data | - hereof Indirects [€/kW of total input_e] | €/kWoftotalinput_e |  | P, Q |  | ctrl | 2050 | 122.0339
1.1 SOEC 10 MW | Hydrogen production via solid oxide electrolysis (SOEC) for 10 MW plant | Financial data | - hereof electrolyser stack [€/kW of total input_e] | €/kWoftotalinput_e |  | P, Q |  | Lower | 2020 | 988.5454
1.1 SOEC 10 MW | Hydrogen production via solid oxide electrolysis (SOEC) for 10 MW plant | Financial data | - hereof electrolyser stack [€/kW of total input_e] | €/kWoftotalinput_e |  | P, Q |  | Lower | 2050 | 276.3675
1.1 SOEC 10 MW | Hydrogen production via solid oxide electrolysis (SOEC) for 10 MW plant | Financial data | - hereof electrolyser stack [€/kW of total input_e] | €/kWoftotalinput_e |  | P, Q |  | Upper | 2020 | 1477.5033
1.1 SOEC 10 MW | Hydrogen production via solid oxide electrolysis (SOEC) for 10 MW plant | Financial data | - hereof electrolyser stack [€/kW of total input_e] | €/kWoftotalinput_e |  | P, Q |  | Upper | 2050 | 403.9218
1.1 SOEC 10 MW | Hydrogen production via solid oxide electrolysis (SOEC) for 10 MW plant | Financial data | - hereof electrolyser stack [€/kW of total input_e] | €/kWoftotalinput_e |  | P, Q |  | ctrl | 2020 | 1233.0243
1.1 SOEC 10 MW | Hydrogen production via solid oxide electrolysis (SOEC) for 10 MW plant | Financial data | - hereof electrolyser stack [€/kW of total input_e] | €/kWoftotalinput_e |  | P, Q |  | ctrl | 2025 | 882.2502
1.1 SOEC 10 MW | Hydrogen production via solid oxide electrolysis (SOEC) for 10 MW plant | Financial data | - hereof electrolyser stack [€/kW of total input_e] | €/kWoftotalinput_e |  | P, Q |  | ctrl | 2030 | 531.476
1.1 SOEC 10 MW | Hydrogen production via solid oxide electrolysis (SOEC) for 10 MW plant | Financial data | - hereof electrolyser stack [€/kW of total input_e] | €/kWoftotalinput_e |  | P, Q |  | ctrl | 2040 | 446.4398
1.1 SOEC 10 MW | Hydrogen production via solid oxide electrolysis (SOEC) for 10 MW plant | Financial data | - hereof electrolyser stack [€/kW of total input_e] | €/kWoftotalinput_e |  | P, Q |  | ctrl | 2050 | 340.1446
1.1 SOEC 10 MW | Hydrogen production via solid oxide electrolysis (SOEC) for 10 MW plant | Financial data | - hereof electrolyser system [€/kW of total input_e] | €/kWoftotalinput_e |  | P, Q |  | Lower | 2020 | 542.2454
1.1 SOEC 10 MW | Hydrogen production via solid oxide electrolysis (SOEC) for 10 MW plant | Financial data | - hereof electrolyser system [€/kW of total input_e] | €/kWoftotalinput_e |  | P, Q |  | Lower | 2050 | 151.5955
1.1 SOEC 10 MW | Hydrogen production via solid oxide electrolysis (SOEC) for 10 MW plant | Financial data | - hereof electrolyser system [€/kW of total input_e] | €/kWoftotalinput_e |  | P, Q |  | Upper | 2020 | 810.4528
1.1 SOEC 10 MW | Hydrogen production via solid oxide electrolysis (SOEC) for 10 MW plant | Financial data | - hereof electrolyser system [€/kW of total input_e] | €/kWoftotalinput_e |  | P, Q |  | Upper | 2050 | 221.5626
1.1 SOEC 10 MW | Hydrogen production via solid oxide electrolysis (SOEC) for 10 MW plant | Financial data | - hereof electrolyser system [€/kW of total input_e] | €/kWoftotalinput_e |  | P, Q |  | ctrl | 2020 | 676.3491
1.1 SOEC 10 MW | Hydrogen production via solid oxide electrolysis (SOEC) for 10 MW plant | Financial data | - hereof electrolyser system [€/kW of total input_e] | €/kWoftotalinput_e |  | P, Q |  | ctrl | 2025 | 483.9395
1.1 SOEC 10 MW | Hydrogen production via solid oxide electrolysis (SOEC) for 10 MW plant | Financial data | - hereof electrolyser system [€/kW of total input_e] | €/kWoftotalinput_e |  | P, Q |  | ctrl | 2030 | 291.5298
1.1 SOEC 10 MW | Hydrogen production via solid oxide electrolysis (SOEC) for 10 MW plant | Financial data | - hereof electrolyser system [€/kW of total input_e] | €/kWoftotalinput_e |  | P, Q |  | ctrl | 2040 | 244.885
1.1 SOEC 10 MW | Hydrogen production via solid oxide electrolysis (SOEC) for 10 MW plant | Financial data | - hereof electrolyser system [€/kW of total input_e] | €/kWoftotalinput_e |  | P, Q |  | ctrl | 2050 | 186.5791
1.1 SOEC 10 MW | Hydrogen production via solid oxide electrolysis (SOEC) for 10 MW plant | Financial data | - hereof equipment [%] | pct. |  | K |  | Lower | 2020 | 95
1.1 SOEC 10 MW | Hydrogen production via solid oxide electrolysis (SOEC) for 10 MW plant | Financial data | - hereof equipment [%] | pct. |  | K |  | Lower | 2050 | 95
1.1 SOEC 10 MW | Hydrogen production via solid oxide electrolysis (SOEC) for 10 MW plant | Financial data | - hereof equipment [%] | pct. |  | K |  | Upper | 2020 | 95
1.1 SOEC 10 MW | Hydrogen production via solid oxide electrolysis (SOEC) for 10 MW plant | Financial data | - hereof equipment [%] | pct. |  | K |  | Upper | 2050 | 95
1.1 SOEC 10 MW | Hydrogen production via solid oxide electrolysis (SOEC) for 10 MW plant | Financial data | - hereof equipment [%] | pct. |  | K |  | ctrl | 2020 | 95
1.1 SOEC 10 MW | Hydrogen production via solid oxide electrolysis (SOEC) for 10 MW plant | Financial data | - hereof equipment [%] | pct. |  | K |  | ctrl | 2025 | 95
1.1 SOEC 10 MW | Hydrogen production via solid oxide electrolysis (SOEC) for 10 MW plant | Financial data | - hereof equipment [%] | pct. |  | K |  | ctrl | 2030 | 95
1.1 SOEC 10 MW | Hydrogen production via solid oxide electrolysis (SOEC) for 10 MW plant | Financial data | - hereof equipment [%] | pct. |  | K |  | ctrl | 2040 | 95
1.1 SOEC 10 MW | Hydrogen production via solid oxide electrolysis (SOEC) for 10 MW plant | Financial data | - hereof equipment [%] | pct. |  | K |  | ctrl | 2050 | 95
1.1 SOEC 10 MW | Hydrogen production via solid oxide electrolysis (SOEC) for 10 MW plant | Financial data | - hereof installation [%] | pct. |  | K |  | Lower | 2020 | 5
1.1 SOEC 10 MW | Hydrogen production via solid oxide electrolysis (SOEC) for 10 MW plant | Financial data | - hereof installation [%] | pct. |  | K |  | Lower | 2050 | 5
1.1 SOEC 10 MW | Hydrogen production via solid oxide electrolysis (SOEC) for 10 MW plant | Financial data | - hereof installation [%] | pct. |  | K |  | Upper | 2020 | 5
1.1 SOEC 10 MW | Hydrogen production via solid oxide electrolysis (SOEC) for 10 MW plant | Financial data | - hereof installation [%] | pct. |  | K |  | Upper | 2050 | 5
1.1 SOEC 10 MW | Hydrogen production via solid oxide electrolysis (SOEC) for 10 MW plant | Financial data | - hereof installation [%] | pct. |  | K |  | ctrl | 2020 | 5
1.1 SOEC 10 MW | Hydrogen production via solid oxide electrolysis (SOEC) for 10 MW plant | Financial data | - hereof installation [%] | pct. |  | K |  | ctrl | 2025 | 5
1.1 SOEC 10 MW | Hydrogen production via solid oxide electrolysis (SOEC) for 10 MW plant | Financial data | - hereof installation [%] | pct. |  | K |  | ctrl | 2030 | 5
1.1 SOEC 10 MW | Hydrogen production via solid oxide electrolysis (SOEC) for 10 MW plant | Financial data | - hereof installation [%] | pct. |  | K |  | ctrl | 2040 | 5
1.1 SOEC 10 MW | Hydrogen production via solid oxide electrolysis (SOEC) for 10 MW plant | Financial data | - hereof installation [%] | pct. |  | K |  | ctrl | 2050 | 5
1.1 SOEC 10 MW | Hydrogen production via solid oxide electrolysis (SOEC) for 10 MW plant | Financial data | Fixed O&M [% of specific investment/year] | pct.ofspecificinvestment/year |  | K, S |  | Lower | 2020 | 12
1.1 SOEC 10 MW | Hydrogen production via solid oxide electrolysis (SOEC) for 10 MW plant | Financial data | Fixed O&M [% of specific investment/year] | pct.ofspecificinvestment/year |  | K, S |  | Lower | 2050 | 12
1.1 SOEC 10 MW | Hydrogen production via solid oxide electrolysis (SOEC) for 10 MW plant | Financial data | Fixed O&M [% of specific investment/year] | pct.ofspecificinvestment/year |  | K, S |  | Upper | 2020 | 12
1.1 SOEC 10 MW | Hydrogen production via solid oxide electrolysis (SOEC) for 10 MW plant | Financial data | Fixed O&M [% of specific investment/year] | pct.ofspecificinvestment/year |  | K, S |  | Upper | 2050 | 12
1.1 SOEC 10 MW | Hydrogen production via solid oxide electrolysis (SOEC) for 10 MW plant | Financial data | Fixed O&M [% of specific investment/year] | pct.ofspecificinvestment/year |  | K, S |  | ctrl | 2020 | 12
1.1 SOEC 10 MW | Hydrogen production via solid oxide electrolysis (SOEC) for 10 MW plant | Financial data | Fixed O&M [% of specific investment/year] | pct.ofspecificinvestment/year |  | K, S |  | ctrl | 2025 | 12
1.1 SOEC 10 MW | Hydrogen production via solid oxide electrolysis (SOEC) for 10 MW plant | Financial data | Fixed O&M [% of specific investment/year] | pct.ofspecificinvestment/year |  | K, S |  | ctrl | 2030 | 12
1.1 SOEC 10 MW | Hydrogen production via solid oxide electrolysis (SOEC) for 10 MW plant | Financial data | Fixed O&M [% of specific investment/year] | pct.ofspecificinvestment/year |  | K, S |  | ctrl | 2040 | 12
1.1 SOEC 10 MW | Hydrogen production via solid oxide electrolysis (SOEC) for 10 MW plant | Financial data | Fixed O&M [% of specific investment/year] | pct.ofspecificinvestment/year |  | K, S |  | ctrl | 2050 | 12
1.1 SOEC 10 MW | Hydrogen production via solid oxide electrolysis (SOEC) for 10 MW plant | Financial data | Specific investment [€/kW of total input] | €/kWoftotalinput |  | D, N, O | [2], [4], [5], [6], [8], [9] | Lower | 2020 | 2325
1.1 SOEC 10 MW | Hydrogen production via solid oxide electrolysis (SOEC) for 10 MW plant | Financial data | Specific investment [€/kW of total input] | €/kWoftotalinput |  | D, N, O | [2], [4], [5], [6], [8], [9] | Lower | 2050 | 650
1.1 SOEC 10 MW | Hydrogen production via solid oxide electrolysis (SOEC) for 10 MW plant | Financial data | Specific investment [€/kW of total input] | €/kWoftotalinput |  | D, N, O | [2], [4], [5], [6], [8], [9] | Upper | 2020 | 3475
1.1 SOEC 10 MW | Hydrogen production via solid oxide electrolysis (SOEC) for 10 MW plant | Financial data | Specific investment [€/kW of total input] | €/kWoftotalinput |  | D, N, O | [2], [4], [5], [6], [8], [9] | Upper | 2050 | 950
1.1 SOEC 10 MW | Hydrogen production via solid oxide electrolysis (SOEC) for 10 MW plant | Financial data | Specific investment [€/kW of total input] | €/kWoftotalinput |  | D, N, O | [2], [4], [5], [6], [8], [9] | ctrl | 2020 | 2900
1.1 SOEC 10 MW | Hydrogen production via solid oxide electrolysis (SOEC) for 10 MW plant | Financial data | Specific investment [€/kW of total input] | €/kWoftotalinput |  | D, N, O | [2], [4], [5], [6], [8], [9] | ctrl | 2025 | 2075
1.1 SOEC 10 MW | Hydrogen production via solid oxide electrolysis (SOEC) for 10 MW plant | Financial data | Specific investment [€/kW of total input] | €/kWoftotalinput |  | D, N, O | [2], [4], [5], [6], [8], [9] | ctrl | 2030 | 1250
1.1 SOEC 10 MW | Hydrogen production via solid oxide electrolysis (SOEC) for 10 MW plant | Financial data | Specific investment [€/kW of total input] | €/kWoftotalinput |  | D, N, O | [2], [4], [5], [6], [8], [9] | ctrl | 2040 | 1050
1.1 SOEC 10 MW | Hydrogen production via solid oxide electrolysis (SOEC) for 10 MW plant | Financial data | Specific investment [€/kW of total input] | €/kWoftotalinput |  | D, N, O | [2], [4], [5], [6], [8], [9] | ctrl | 2050 | 800
1.1 SOEC 10 MW | Hydrogen production via solid oxide electrolysis (SOEC) for 10 MW plant | Financial data | Specific investment [€/kgH2/day of max output] | €/kgH2/dayofmaxoutput |  | A, B, P |  | Lower | 2020 | 3588.529
1.1 SOEC 10 MW | Hydrogen production via solid oxide electrolysis (SOEC) for 10 MW plant | Financial data | Specific investment [€/kgH2/day of max output] | €/kgH2/dayofmaxoutput |  | A, B, P |  | Lower | 2050 | 913.3718
1.1 SOEC 10 MW | Hydrogen production via solid oxide electrolysis (SOEC) for 10 MW plant | Financial data | Specific investment [€/kgH2/day of max output] | €/kgH2/dayofmaxoutput |  | A, B, P |  | Upper | 2020 | 6336.891
1.1 SOEC 10 MW | Hydrogen production via solid oxide electrolysis (SOEC) for 10 MW plant | Financial data | Specific investment [€/kgH2/day of max output] | €/kgH2/dayofmaxoutput |  | A, B, P |  | Upper | 2050 | 1538.3005
1.1 SOEC 10 MW | Hydrogen production via solid oxide electrolysis (SOEC) for 10 MW plant | Financial data | Specific investment [€/kgH2/day of max output] | €/kgH2/dayofmaxoutput |  | A, B, P |  | ctrl | 2020 | 4882.1777
1.1 SOEC 10 MW | Hydrogen production via solid oxide electrolysis (SOEC) for 10 MW plant | Financial data | Specific investment [€/kgH2/day of max output] | €/kgH2/dayofmaxoutput |  | A, B, P |  | ctrl | 2025 | 3409.7005
1.1 SOEC 10 MW | Hydrogen production via solid oxide electrolysis (SOEC) for 10 MW plant | Financial data | Specific investment [€/kgH2/day of max output] | €/kgH2/dayofmaxoutput |  | A, B, P |  | ctrl | 2030 | 1980.2354
1.1 SOEC 10 MW | Hydrogen production via solid oxide electrolysis (SOEC) for 10 MW plant | Financial data | Specific investment [€/kgH2/day of max output] | €/kgH2/dayofmaxoutput |  | A, B, P |  | ctrl | 2040 | 1637.65
1.1 SOEC 10 MW | Hydrogen production via solid oxide electrolysis (SOEC) for 10 MW plant | Financial data | Specific investment [€/kgH2/day of max output] | €/kgH2/dayofmaxoutput |  | A, B, P |  | ctrl | 2050 | 1209.7804
1.1 SOEC 10 MW | Hydrogen production via solid oxide electrolysis (SOEC) for 10 MW plant | Financial data | Variable O&M [€/kWh of total input] | €/kWhoftotalinput |  | T |  | Lower | 2020 | -
1.1 SOEC 10 MW | Hydrogen production via solid oxide electrolysis (SOEC) for 10 MW plant | Financial data | Variable O&M [€/kWh of total input] | €/kWhoftotalinput |  | T |  | Lower | 2050 | -
1.1 SOEC 10 MW | Hydrogen production via solid oxide electrolysis (SOEC) for 10 MW plant | Financial data | Variable O&M [€/kWh of total input] | €/kWhoftotalinput |  | T |  | Upper | 2020 | -
1.1 SOEC 10 MW | Hydrogen production via solid oxide electrolysis (SOEC) for 10 MW plant | Financial data | Variable O&M [€/kWh of total input] | €/kWhoftotalinput |  | T |  | Upper | 2050 | -
1.1 SOEC 10 MW | Hydrogen production via solid oxide electrolysis (SOEC) for 10 MW plant | Financial data | Variable O&M [€/kWh of total input] | €/kWhoftotalinput |  | T |  | ctrl | 2020 | -
1.1 SOEC 10 MW | Hydrogen production via solid oxide electrolysis (SOEC) for 10 MW plant | Financial data | Variable O&M [€/kWh of total input] | €/kWhoftotalinput |  | T |  | ctrl | 2025 | -
1.1 SOEC 10 MW | Hydrogen production via solid oxide electrolysis (SOEC) for 10 MW plant | Financial data | Variable O&M [€/kWh of total input] | €/kWhoftotalinput |  | T |  | ctrl | 2030 | -
1.1 SOEC 10 MW | Hydrogen production via solid oxide electrolysis (SOEC) for 10 MW plant | Financial data | Variable O&M [€/kWh of total input] | €/kWhoftotalinput |  | T |  | ctrl | 2040 | -
1.1 SOEC 10 MW | Hydrogen production via solid oxide electrolysis (SOEC) for 10 MW plant | Financial data | Variable O&M [€/kWh of total input] | €/kWhoftotalinput |  | T |  | ctrl | 2050 | -
1.1 SOEC 10 MW | Hydrogen production via solid oxide electrolysis (SOEC) for 10 MW plant | Technology-specific data | - cold start up time [min from 0 to 100%] | minfrom0to100pct. |  | K, V | [3] | Lower | 2020 | 500
1.1 SOEC 10 MW | Hydrogen production via solid oxide electrolysis (SOEC) for 10 MW plant | Technology-specific data | - cold start up time [min from 0 to 100%] | minfrom0to100pct. |  | K, V | [3] | Lower | 2050 | 200
1.1 SOEC 10 MW | Hydrogen production via solid oxide electrolysis (SOEC) for 10 MW plant | Technology-specific data | - cold start up time [min from 0 to 100%] | minfrom0to100pct. |  | K, V | [3] | Upper | 2020 | 700
1.1 SOEC 10 MW | Hydrogen production via solid oxide electrolysis (SOEC) for 10 MW plant | Technology-specific data | - cold start up time [min from 0 to 100%] | minfrom0to100pct. |  | K, V | [3] | Upper | 2050 | 400
1.1 SOEC 10 MW | Hydrogen production via solid oxide electrolysis (SOEC) for 10 MW plant | Technology-specific data | - cold start up time [min from 0 to 100%] | minfrom0to100pct. |  | K, V | [3] | ctrl | 2020 | 600
1.1 SOEC 10 MW | Hydrogen production via solid oxide electrolysis (SOEC) for 10 MW plant | Technology-specific data | - cold start up time [min from 0 to 100%] | minfrom0to100pct. |  | K, V | [3] | ctrl | 2025 | 550
1.1 SOEC 10 MW | Hydrogen production via solid oxide electrolysis (SOEC) for 10 MW plant | Technology-specific data | - cold start up time [min from 0 to 100%] | minfrom0to100pct. |  | K, V | [3] | ctrl | 2030 | 500
1.1 SOEC 10 MW | Hydrogen production via solid oxide electrolysis (SOEC) for 10 MW plant | Technology-specific data | - cold start up time [min from 0 to 100%] | minfrom0to100pct. |  | K, V | [3] | ctrl | 2040 | 400
1.1 SOEC 10 MW | Hydrogen production via solid oxide electrolysis (SOEC) for 10 MW plant | Technology-specific data | - cold start up time [min from 0 to 100%] | minfrom0to100pct. |  | K, V | [3] | ctrl | 2050 | 300
1.1 SOEC 10 MW | Hydrogen production via solid oxide electrolysis (SOEC) for 10 MW plant | Technology-specific data | Current Density [A/cm2] | A/cm2 |  | K, U | [8] | Lower | 2020 | 0.5
1.1 SOEC 10 MW | Hydrogen production via solid oxide electrolysis (SOEC) for 10 MW plant | Technology-specific data | Current Density [A/cm2] | A/cm2 |  | K, U | [8] | Lower | 2050 | 1.25
1.1 SOEC 10 MW | Hydrogen production via solid oxide electrolysis (SOEC) for 10 MW plant | Technology-specific data | Current Density [A/cm2] | A/cm2 |  | K, U | [8] | Upper | 2020 | 0.55
1.1 SOEC 10 MW | Hydrogen production via solid oxide electrolysis (SOEC) for 10 MW plant | Technology-specific data | Current Density [A/cm2] | A/cm2 |  | K, U | [8] | Upper | 2050 | 1.75
1.1 SOEC 10 MW | Hydrogen production via solid oxide electrolysis (SOEC) for 10 MW plant | Technology-specific data | Current Density [A/cm2] | A/cm2 |  | K, U | [8] | ctrl | 2020 | 0.6
1.1 SOEC 10 MW | Hydrogen production via solid oxide electrolysis (SOEC) for 10 MW plant | Technology-specific data | Current Density [A/cm2] | A/cm2 |  | K, U | [8] | ctrl | 2025 | 0.85
1.1 SOEC 10 MW | Hydrogen production via solid oxide electrolysis (SOEC) for 10 MW plant | Technology-specific data | Current Density [A/cm2] | A/cm2 |  | K, U | [8] | ctrl | 2030 | 1
1.1 SOEC 10 MW | Hydrogen production via solid oxide electrolysis (SOEC) for 10 MW plant | Technology-specific data | Current Density [A/cm2] | A/cm2 |  | K, U | [8] | ctrl | 2040 | 1.5
1.1 SOEC 10 MW | Hydrogen production via solid oxide electrolysis (SOEC) for 10 MW plant | Technology-specific data | Current Density [A/cm2] | A/cm2 |  | K, U | [8] | ctrl | 2050 | 1.5
1.1 SOEC 10 MW | Hydrogen production via solid oxide electrolysis (SOEC) for 10 MW plant | Technology-specific data | Degradation rate [%/1000 h] | pct./1000h |  | K, U, W | [8], [11] | Lower | 2020 | 0.4
1.1 SOEC 10 MW | Hydrogen production via solid oxide electrolysis (SOEC) for 10 MW plant | Technology-specific data | Degradation rate [%/1000 h] | pct./1000h |  | K, U, W | [8], [11] | Lower | 2050 | 0.1
1.1 SOEC 10 MW | Hydrogen production via solid oxide electrolysis (SOEC) for 10 MW plant | Technology-specific data | Degradation rate [%/1000 h] | pct./1000h |  | K, U, W | [8], [11] | Upper | 2020 | 1.5
1.1 SOEC 10 MW | Hydrogen production via solid oxide electrolysis (SOEC) for 10 MW plant | Technology-specific data | Degradation rate [%/1000 h] | pct./1000h |  | K, U, W | [8], [11] | Upper | 2050 | 0.15
1.1 SOEC 10 MW | Hydrogen production via solid oxide electrolysis (SOEC) for 10 MW plant | Technology-specific data | Degradation rate [%/1000 h] | pct./1000h |  | K, U, W | [8], [11] | ctrl | 2020 | 0.84
1.1 SOEC 10 MW | Hydrogen production via solid oxide electrolysis (SOEC) for 10 MW plant | Technology-specific data | Degradation rate [%/1000 h] | pct./1000h |  | K, U, W | [8], [11] | ctrl | 2025 | 0.359
1.1 SOEC 10 MW | Hydrogen production via solid oxide electrolysis (SOEC) for 10 MW plant | Technology-specific data | Degradation rate [%/1000 h] | pct./1000h |  | K, U, W | [8], [11] | ctrl | 2030 | 0.28333
1.1 SOEC 10 MW | Hydrogen production via solid oxide electrolysis (SOEC) for 10 MW plant | Technology-specific data | Degradation rate [%/1000 h] | pct./1000h |  | K, U, W | [8], [11] | ctrl | 2040 | 0.182
1.1 SOEC 10 MW | Hydrogen production via solid oxide electrolysis (SOEC) for 10 MW plant | Technology-specific data | Degradation rate [%/1000 h] | pct./1000h |  | K, U, W | [8], [11] | ctrl | 2050 | 0.12
1.1 SOEC 10 MW | Hydrogen production via solid oxide electrolysis (SOEC) for 10 MW plant | Technology-specific data | Electrolyser Unit [m2/MW] | m2/MW |  | X |  | Lower | 2020 | 45
1.1 SOEC 10 MW | Hydrogen production via solid oxide electrolysis (SOEC) for 10 MW plant | Technology-specific data | Electrolyser Unit [m2/MW] | m2/MW |  | X |  | Lower | 2050 | 18.6702
1.1 SOEC 10 MW | Hydrogen production via solid oxide electrolysis (SOEC) for 10 MW plant | Technology-specific data | Electrolyser Unit [m2/MW] | m2/MW |  | X |  | Upper | 2020 | 22.5
1.1 SOEC 10 MW | Hydrogen production via solid oxide electrolysis (SOEC) for 10 MW plant | Technology-specific data | Electrolyser Unit [m2/MW] | m2/MW |  | X |  | Upper | 2050 | 9.3351
1.1 SOEC 10 MW | Hydrogen production via solid oxide electrolysis (SOEC) for 10 MW plant | Technology-specific data | Electrolyser Unit [m2/MW] | m2/MW |  | X |  | ctrl | 2020 | 30
1.1 SOEC 10 MW | Hydrogen production via solid oxide electrolysis (SOEC) for 10 MW plant | Technology-specific data | Electrolyser Unit [m2/MW] | m2/MW |  | X |  | ctrl | 2025 | 25.5319
1.1 SOEC 10 MW | Hydrogen production via solid oxide electrolysis (SOEC) for 10 MW plant | Technology-specific data | Electrolyser Unit [m2/MW] | m2/MW |  | X |  | ctrl | 2030 | 15
1.1 SOEC 10 MW | Hydrogen production via solid oxide electrolysis (SOEC) for 10 MW plant | Technology-specific data | Electrolyser Unit [m2/MW] | m2/MW |  | X |  | ctrl | 2040 | 12.4468
1.1 SOEC 10 MW | Hydrogen production via solid oxide electrolysis (SOEC) for 10 MW plant | Technology-specific data | Electrolyser Unit [m2/MW] | m2/MW |  | X |  | ctrl | 2050 | 12.4468
1.1 SOEC 10 MW | Hydrogen production via solid oxide electrolysis (SOEC) for 10 MW plant | Technology-specific data | Plant Footprint [m2/MW input_e] | m2/MWinput_e |  | X, Y |  | Lower | 2020 | 226.4
1.1 SOEC 10 MW | Hydrogen production via solid oxide electrolysis (SOEC) for 10 MW plant | Technology-specific data | Plant Footprint [m2/MW input_e] | m2/MWinput_e |  | X, Y |  | Lower | 2050 | 93.9319
1.1 SOEC 10 MW | Hydrogen production via solid oxide electrolysis (SOEC) for 10 MW plant | Technology-specific data | Plant Footprint [m2/MW input_e] | m2/MWinput_e |  | X, Y |  | Upper | 2020 | 424.5
1.1 SOEC 10 MW | Hydrogen production via solid oxide electrolysis (SOEC) for 10 MW plant | Technology-specific data | Plant Footprint [m2/MW input_e] | m2/MWinput_e |  | X, Y |  | Upper | 2050 | 176.1223
1.1 SOEC 10 MW | Hydrogen production via solid oxide electrolysis (SOEC) for 10 MW plant | Technology-specific data | Plant Footprint [m2/MW input_e] | m2/MWinput_e |  | X, Y |  | ctrl | 2020 | 283
1.1 SOEC 10 MW | Hydrogen production via solid oxide electrolysis (SOEC) for 10 MW plant | Technology-specific data | Plant Footprint [m2/MW input_e] | m2/MWinput_e |  | X, Y |  | ctrl | 2025 | 240.8511
1.1 SOEC 10 MW | Hydrogen production via solid oxide electrolysis (SOEC) for 10 MW plant | Technology-specific data | Plant Footprint [m2/MW input_e] | m2/MWinput_e |  | X, Y |  | ctrl | 2030 | 141.5
1.1 SOEC 10 MW | Hydrogen production via solid oxide electrolysis (SOEC) for 10 MW plant | Technology-specific data | Plant Footprint [m2/MW input_e] | m2/MWinput_e |  | X, Y |  | ctrl | 2040 | 117.4149
1.1 SOEC 10 MW | Hydrogen production via solid oxide electrolysis (SOEC) for 10 MW plant | Technology-specific data | Plant Footprint [m2/MW input_e] | m2/MWinput_e |  | X, Y |  | ctrl | 2050 | 117.4149
1.1 SOEC 10 MW | Hydrogen production via solid oxide electrolysis (SOEC) for 10 MW plant | Technology-specific data | Stack size [kW] | kW |  | K |  | Lower | 2020 | 2
1.1 SOEC 10 MW | Hydrogen production via solid oxide electrolysis (SOEC) for 10 MW plant | Technology-specific data | Stack size [kW] | kW |  | K |  | Lower | 2050 | 150
1.1 SOEC 10 MW | Hydrogen production via solid oxide electrolysis (SOEC) for 10 MW plant | Technology-specific data | Stack size [kW] | kW |  | K |  | Upper | 2020 | 20
1.1 SOEC 10 MW | Hydrogen production via solid oxide electrolysis (SOEC) for 10 MW plant | Technology-specific data | Stack size [kW] | kW |  | K |  | Upper | 2050 | 250
1.1 SOEC 10 MW | Hydrogen production via solid oxide electrolysis (SOEC) for 10 MW plant | Technology-specific data | Stack size [kW] | kW |  | K |  | ctrl | 2020 | 9
1.1 SOEC 10 MW | Hydrogen production via solid oxide electrolysis (SOEC) for 10 MW plant | Technology-specific data | Stack size [kW] | kW |  | K |  | ctrl | 2025 | 50
1.1 SOEC 10 MW | Hydrogen production via solid oxide electrolysis (SOEC) for 10 MW plant | Technology-specific data | Stack size [kW] | kW |  | K |  | ctrl | 2030 | 100
1.1 SOEC 10 MW | Hydrogen production via solid oxide electrolysis (SOEC) for 10 MW plant | Technology-specific data | Stack size [kW] | kW |  | K |  | ctrl | 2040 | 150
1.1 SOEC 10 MW | Hydrogen production via solid oxide electrolysis (SOEC) for 10 MW plant | Technology-specific data | Stack size [kW] | kW |  | K |  | ctrl | 2050 | 200
1.1 SOEC 10 MW | Hydrogen production via solid oxide electrolysis (SOEC) for 10 MW plant | Technology-specific data | Weight of Electrolyser Stack [MW/tons] | MW/tons |  | K, Z |  | Lower | 2020 | 2.8333
1.1 SOEC 10 MW | Hydrogen production via solid oxide electrolysis (SOEC) for 10 MW plant | Technology-specific data | Weight of Electrolyser Stack [MW/tons] | MW/tons |  | K, Z |  | Lower | 2050 | 1.1333
1.1 SOEC 10 MW | Hydrogen production via solid oxide electrolysis (SOEC) for 10 MW plant | Technology-specific data | Weight of Electrolyser Stack [MW/tons] | MW/tons |  | K, Z |  | Upper | 2020 | 3.1167
1.1 SOEC 10 MW | Hydrogen production via solid oxide electrolysis (SOEC) for 10 MW plant | Technology-specific data | Weight of Electrolyser Stack [MW/tons] | MW/tons |  | K, Z |  | Upper | 2050 | 1.5867
1.1 SOEC 10 MW | Hydrogen production via solid oxide electrolysis (SOEC) for 10 MW plant | Technology-specific data | Weight of Electrolyser Stack [MW/tons] | MW/tons |  | K, Z |  | ctrl | 2020 | 3.4
1.1 SOEC 10 MW | Hydrogen production via solid oxide electrolysis (SOEC) for 10 MW plant | Technology-specific data | Weight of Electrolyser Stack [MW/tons] | MW/tons |  | K, Z |  | ctrl | 2025 | 2.4
1.1 SOEC 10 MW | Hydrogen production via solid oxide electrolysis (SOEC) for 10 MW plant | Technology-specific data | Weight of Electrolyser Stack [MW/tons] | MW/tons |  | K, Z |  | ctrl | 2030 | 2.04
1.1 SOEC 10 MW | Hydrogen production via solid oxide electrolysis (SOEC) for 10 MW plant | Technology-specific data | Weight of Electrolyser Stack [MW/tons] | MW/tons |  | K, Z |  | ctrl | 2040 | 1.36
1.1 SOEC 10 MW | Hydrogen production via solid oxide electrolysis (SOEC) for 10 MW plant | Technology-specific data | Weight of Electrolyser Stack [MW/tons] | MW/tons |  | K, Z |  | ctrl | 2050 | 1.36
1.1 SOEC 100 MW | Hydrogen production via solid oxide electrolysis (SOEC) for 100 MW plant | Energy/technical data | Construction time [months] | months |  | M |  | Lower | 2020 | 1.5
1.1 SOEC 100 MW | Hydrogen production via solid oxide electrolysis (SOEC) for 100 MW plant | Energy/technical data | Construction time [months] | months |  | M |  | Lower | 2050 | 1.5
1.1 SOEC 100 MW | Hydrogen production via solid oxide electrolysis (SOEC) for 100 MW plant | Energy/technical data | Construction time [months] | months |  | M |  | Upper | 2020 | 2
1.1 SOEC 100 MW | Hydrogen production via solid oxide electrolysis (SOEC) for 100 MW plant | Energy/technical data | Construction time [months] | months |  | M |  | Upper | 2050 | 2
1.1 SOEC 100 MW | Hydrogen production via solid oxide electrolysis (SOEC) for 100 MW plant | Energy/technical data | Construction time [months] | months |  | M |  | ctrl | 2020 | 2
1.1 SOEC 100 MW | Hydrogen production via solid oxide electrolysis (SOEC) for 100 MW plant | Energy/technical data | Construction time [months] | months |  | M |  | ctrl | 2025 | 2
1.1 SOEC 100 MW | Hydrogen production via solid oxide electrolysis (SOEC) for 100 MW plant | Energy/technical data | Construction time [months] | months |  | M |  | ctrl | 2030 | 2
1.1 SOEC 100 MW | Hydrogen production via solid oxide electrolysis (SOEC) for 100 MW plant | Energy/technical data | Construction time [months] | months |  | M |  | ctrl | 2040 | 2
1.1 SOEC 100 MW | Hydrogen production via solid oxide electrolysis (SOEC) for 100 MW plant | Energy/technical data | Construction time [months] | months |  | M |  | ctrl | 2050 | 2
1.1 SOEC 100 MW | Hydrogen production via solid oxide electrolysis (SOEC) for 100 MW plant | Energy/technical data | Electricity (% total input [MWh/MWh]) | MWh/MWh |  | K |  | Lower | 2020 | 79
1.1 SOEC 100 MW | Hydrogen production via solid oxide electrolysis (SOEC) for 100 MW plant | Energy/technical data | Electricity (% total input [MWh/MWh]) | MWh/MWh |  | K |  | Lower | 2050 | 81
1.1 SOEC 100 MW | Hydrogen production via solid oxide electrolysis (SOEC) for 100 MW plant | Energy/technical data | Electricity (% total input [MWh/MWh]) | MWh/MWh |  | K |  | Upper | 2020 | 82
1.1 SOEC 100 MW | Hydrogen production via solid oxide electrolysis (SOEC) for 100 MW plant | Energy/technical data | Electricity (% total input [MWh/MWh]) | MWh/MWh |  | K |  | Upper | 2050 | 83
1.1 SOEC 100 MW | Hydrogen production via solid oxide electrolysis (SOEC) for 100 MW plant | Energy/technical data | Electricity (% total input [MWh/MWh]) | MWh/MWh |  | K |  | ctrl | 2020 | 79.5
1.1 SOEC 100 MW | Hydrogen production via solid oxide electrolysis (SOEC) for 100 MW plant | Energy/technical data | Electricity (% total input [MWh/MWh]) | MWh/MWh |  | K |  | ctrl | 2025 | 79.5
1.1 SOEC 100 MW | Hydrogen production via solid oxide electrolysis (SOEC) for 100 MW plant | Energy/technical data | Electricity (% total input [MWh/MWh]) | MWh/MWh |  | K |  | ctrl | 2030 | 80.5
1.1 SOEC 100 MW | Hydrogen production via solid oxide electrolysis (SOEC) for 100 MW plant | Energy/technical data | Electricity (% total input [MWh/MWh]) | MWh/MWh |  | K |  | ctrl | 2040 | 81.4
1.1 SOEC 100 MW | Hydrogen production via solid oxide electrolysis (SOEC) for 100 MW plant | Energy/technical data | Electricity (% total input [MWh/MWh]) | MWh/MWh |  | K |  | ctrl | 2050 | 81.4
1.1 SOEC 100 MW | Hydrogen production via solid oxide electrolysis (SOEC) for 100 MW plant | Energy/technical data | Electricity consumption [stack level, kWh/kgH2] | stacklevel,kWh/kgH2 |  | C, D | [1], [2], [3], [4], [5] | Lower | 2020 | 37.0429
1.1 SOEC 100 MW | Hydrogen production via solid oxide electrolysis (SOEC) for 100 MW plant | Energy/technical data | Electricity consumption [stack level, kWh/kgH2] | stacklevel,kWh/kgH2 |  | C, D | [1], [2], [3], [4], [5] | Lower | 2050 | 33.7245
1.1 SOEC 100 MW | Hydrogen production via solid oxide electrolysis (SOEC) for 100 MW plant | Energy/technical data | Electricity consumption [stack level, kWh/kgH2] | stacklevel,kWh/kgH2 |  | C, D | [1], [2], [3], [4], [5] | Upper | 2020 | 43.7656
1.1 SOEC 100 MW | Hydrogen production via solid oxide electrolysis (SOEC) for 100 MW plant | Energy/technical data | Electricity consumption [stack level, kWh/kgH2] | stacklevel,kWh/kgH2 |  | C, D | [1], [2], [3], [4], [5] | Upper | 2050 | 38.8623
1.1 SOEC 100 MW | Hydrogen production via solid oxide electrolysis (SOEC) for 100 MW plant | Energy/technical data | Electricity consumption [stack level, kWh/kgH2] | stacklevel,kWh/kgH2 |  | C, D | [1], [2], [3], [4], [5] | ctrl | 2020 | 40.4042
1.1 SOEC 100 MW | Hydrogen production via solid oxide electrolysis (SOEC) for 100 MW plant | Energy/technical data | Electricity consumption [stack level, kWh/kgH2] | stacklevel,kWh/kgH2 |  | C, D | [1], [2], [3], [4], [5] | ctrl | 2025 | 39.4375
1.1 SOEC 100 MW | Hydrogen production via solid oxide electrolysis (SOEC) for 100 MW plant | Energy/technical data | Electricity consumption [stack level, kWh/kgH2] | stacklevel,kWh/kgH2 |  | C, D | [1], [2], [3], [4], [5] | ctrl | 2030 | 38.0205
1.1 SOEC 100 MW | Hydrogen production via solid oxide electrolysis (SOEC) for 100 MW plant | Energy/technical data | Electricity consumption [stack level, kWh/kgH2] | stacklevel,kWh/kgH2 |  | C, D | [1], [2], [3], [4], [5] | ctrl | 2040 | 37.432
1.1 SOEC 100 MW | Hydrogen production via solid oxide electrolysis (SOEC) for 100 MW plant | Energy/technical data | Electricity consumption [stack level, kWh/kgH2] | stacklevel,kWh/kgH2 |  | C, D | [1], [2], [3], [4], [5] | ctrl | 2050 | 36.2934
1.1 SOEC 100 MW | Hydrogen production via solid oxide electrolysis (SOEC) for 100 MW plant | Energy/technical data | Electricity consumption [stack+BOP level, kWh/kgH2] | stack+BOPlevel,kWh/kgH2 |  | E | [1], [2], [3], [4], [5] | Lower | 2020 | 40.7783
1.1 SOEC 100 MW | Hydrogen production via solid oxide electrolysis (SOEC) for 100 MW plant | Energy/technical data | Electricity consumption [stack+BOP level, kWh/kgH2] | stack+BOPlevel,kWh/kgH2 |  | E | [1], [2], [3], [4], [5] | Lower | 2050 | 37.1253
1.1 SOEC 100 MW | Hydrogen production via solid oxide electrolysis (SOEC) for 100 MW plant | Energy/technical data | Electricity consumption [stack+BOP level, kWh/kgH2] | stack+BOPlevel,kWh/kgH2 |  | E | [1], [2], [3], [4], [5] | Upper | 2020 | 48.1789
1.1 SOEC 100 MW | Hydrogen production via solid oxide electrolysis (SOEC) for 100 MW plant | Energy/technical data | Electricity consumption [stack+BOP level, kWh/kgH2] | stack+BOPlevel,kWh/kgH2 |  | E | [1], [2], [3], [4], [5] | Upper | 2050 | 42.7812
1.1 SOEC 100 MW | Hydrogen production via solid oxide electrolysis (SOEC) for 100 MW plant | Energy/technical data | Electricity consumption [stack+BOP level, kWh/kgH2] | stack+BOPlevel,kWh/kgH2 |  | E | [1], [2], [3], [4], [5] | ctrl | 2020 | 44.4786
1.1 SOEC 100 MW | Hydrogen production via solid oxide electrolysis (SOEC) for 100 MW plant | Energy/technical data | Electricity consumption [stack+BOP level, kWh/kgH2] | stack+BOPlevel,kWh/kgH2 |  | E | [1], [2], [3], [4], [5] | ctrl | 2025 | 43.4144
1.1 SOEC 100 MW | Hydrogen production via solid oxide electrolysis (SOEC) for 100 MW plant | Energy/technical data | Electricity consumption [stack+BOP level, kWh/kgH2] | stack+BOPlevel,kWh/kgH2 |  | E | [1], [2], [3], [4], [5] | ctrl | 2030 | 41.8545
1.1 SOEC 100 MW | Hydrogen production via solid oxide electrolysis (SOEC) for 100 MW plant | Energy/technical data | Electricity consumption [stack+BOP level, kWh/kgH2] | stack+BOPlevel,kWh/kgH2 |  | E | [1], [2], [3], [4], [5] | ctrl | 2040 | 41.2067
1.1 SOEC 100 MW | Hydrogen production via solid oxide electrolysis (SOEC) for 100 MW plant | Energy/technical data | Electricity consumption [stack+BOP level, kWh/kgH2] | stack+BOPlevel,kWh/kgH2 |  | E | [1], [2], [3], [4], [5] | ctrl | 2050 | 39.9533
1.1 SOEC 100 MW | Hydrogen production via solid oxide electrolysis (SOEC) for 100 MW plant | Energy/technical data | Forced outage [%] | pct. |  | K |  | Lower | 2020 | 3
1.1 SOEC 100 MW | Hydrogen production via solid oxide electrolysis (SOEC) for 100 MW plant | Energy/technical data | Forced outage [%] | pct. |  | K |  | Lower | 2050 | 3
1.1 SOEC 100 MW | Hydrogen production via solid oxide electrolysis (SOEC) for 100 MW plant | Energy/technical data | Forced outage [%] | pct. |  | K |  | Upper | 2020 | 3
1.1 SOEC 100 MW | Hydrogen production via solid oxide electrolysis (SOEC) for 100 MW plant | Energy/technical data | Forced outage [%] | pct. |  | K |  | Upper | 2050 | 3
1.1 SOEC 100 MW | Hydrogen production via solid oxide electrolysis (SOEC) for 100 MW plant | Energy/technical data | Forced outage [%] | pct. |  | K |  | ctrl | 2020 | 3
1.1 SOEC 100 MW | Hydrogen production via solid oxide electrolysis (SOEC) for 100 MW plant | Energy/technical data | Forced outage [%] | pct. |  | K |  | ctrl | 2025 | 3
1.1 SOEC 100 MW | Hydrogen production via solid oxide electrolysis (SOEC) for 100 MW plant | Energy/technical data | Forced outage [%] | pct. |  | K |  | ctrl | 2030 | 3
1.1 SOEC 100 MW | Hydrogen production via solid oxide electrolysis (SOEC) for 100 MW plant | Energy/technical data | Forced outage [%] | pct. |  | K |  | ctrl | 2040 | 3
1.1 SOEC 100 MW | Hydrogen production via solid oxide electrolysis (SOEC) for 100 MW plant | Energy/technical data | Forced outage [%] | pct. |  | K |  | ctrl | 2050 | 3
1.1 SOEC 100 MW | Hydrogen production via solid oxide electrolysis (SOEC) for 100 MW plant | Energy/technical data | Frequency of stack replacement [h] | h |  | C, D, L | [2], [3], [4], [5] | Lower | 2020 | 19000
1.1 SOEC 100 MW | Hydrogen production via solid oxide electrolysis (SOEC) for 100 MW plant | Energy/technical data | Frequency of stack replacement [h] | h |  | C, D, L | [2], [3], [4], [5] | Lower | 2050 | 79000
1.1 SOEC 100 MW | Hydrogen production via solid oxide electrolysis (SOEC) for 100 MW plant | Energy/technical data | Frequency of stack replacement [h] | h |  | C, D, L | [2], [3], [4], [5] | Upper | 2020 | 23500
1.1 SOEC 100 MW | Hydrogen production via solid oxide electrolysis (SOEC) for 100 MW plant | Energy/technical data | Frequency of stack replacement [h] | h |  | C, D, L | [2], [3], [4], [5] | Upper | 2050 | 86000
1.1 SOEC 100 MW | Hydrogen production via solid oxide electrolysis (SOEC) for 100 MW plant | Energy/technical data | Frequency of stack replacement [h] | h |  | C, D, L | [2], [3], [4], [5] | ctrl | 2020 | 21250
1.1 SOEC 100 MW | Hydrogen production via solid oxide electrolysis (SOEC) for 100 MW plant | Energy/technical data | Frequency of stack replacement [h] | h |  | C, D, L | [2], [3], [4], [5] | ctrl | 2025 | 34500
1.1 SOEC 100 MW | Hydrogen production via solid oxide electrolysis (SOEC) for 100 MW plant | Energy/technical data | Frequency of stack replacement [h] | h |  | C, D, L | [2], [3], [4], [5] | ctrl | 2030 | 50000
1.1 SOEC 100 MW | Hydrogen production via solid oxide electrolysis (SOEC) for 100 MW plant | Energy/technical data | Frequency of stack replacement [h] | h |  | C, D, L | [2], [3], [4], [5] | ctrl | 2040 | 64500
1.1 SOEC 100 MW | Hydrogen production via solid oxide electrolysis (SOEC) for 100 MW plant | Energy/technical data | Frequency of stack replacement [h] | h |  | C, D, L | [2], [3], [4], [5] | ctrl | 2050 | 82500
1.1 SOEC 100 MW | Hydrogen production via solid oxide electrolysis (SOEC) for 100 MW plant | Energy/technical data | Heat (% total input [MWh/MWh]) | MWh/MWh |  |  |  | Lower | 2020 | 21
1.1 SOEC 100 MW | Hydrogen production via solid oxide electrolysis (SOEC) for 100 MW plant | Energy/technical data | Heat (% total input [MWh/MWh]) | MWh/MWh |  |  |  | Lower | 2050 | 19
1.1 SOEC 100 MW | Hydrogen production via solid oxide electrolysis (SOEC) for 100 MW plant | Energy/technical data | Heat (% total input [MWh/MWh]) | MWh/MWh |  |  |  | Upper | 2020 | 18
1.1 SOEC 100 MW | Hydrogen production via solid oxide electrolysis (SOEC) for 100 MW plant | Energy/technical data | Heat (% total input [MWh/MWh]) | MWh/MWh |  |  |  | Upper | 2050 | 17
1.1 SOEC 100 MW | Hydrogen production via solid oxide electrolysis (SOEC) for 100 MW plant | Energy/technical data | Heat (% total input [MWh/MWh]) | MWh/MWh |  |  |  | ctrl | 2020 | 20.5
1.1 SOEC 100 MW | Hydrogen production via solid oxide electrolysis (SOEC) for 100 MW plant | Energy/technical data | Heat (% total input [MWh/MWh]) | MWh/MWh |  |  |  | ctrl | 2025 | 20.5
1.1 SOEC 100 MW | Hydrogen production via solid oxide electrolysis (SOEC) for 100 MW plant | Energy/technical data | Heat (% total input [MWh/MWh]) | MWh/MWh |  |  |  | ctrl | 2030 | 19.5
1.1 SOEC 100 MW | Hydrogen production via solid oxide electrolysis (SOEC) for 100 MW plant | Energy/technical data | Heat (% total input [MWh/MWh]) | MWh/MWh |  |  |  | ctrl | 2040 | 18.6
1.1 SOEC 100 MW | Hydrogen production via solid oxide electrolysis (SOEC) for 100 MW plant | Energy/technical data | Heat (% total input [MWh/MWh]) | MWh/MWh |  |  |  | ctrl | 2050 | 18.6
1.1 SOEC 100 MW | Hydrogen production via solid oxide electrolysis (SOEC) for 100 MW plant | Energy/technical data | Heat loss (% total input [MWh/MWh]) | MWh/MWh |  |  |  | Lower | 2020 | 12.3457
1.1 SOEC 100 MW | Hydrogen production via solid oxide electrolysis (SOEC) for 100 MW plant | Energy/technical data | Heat loss (% total input [MWh/MWh]) | MWh/MWh |  |  |  | Lower | 2050 | 4.6954
1.1 SOEC 100 MW | Hydrogen production via solid oxide electrolysis (SOEC) for 100 MW plant | Energy/technical data | Heat loss (% total input [MWh/MWh]) | MWh/MWh |  |  |  | Upper | 2020 | 24.5991
1.1 SOEC 100 MW | Hydrogen production via solid oxide electrolysis (SOEC) for 100 MW plant | Energy/technical data | Heat loss (% total input [MWh/MWh]) | MWh/MWh |  |  |  | Upper | 2050 | 16.0396
1.1 SOEC 100 MW | Hydrogen production via solid oxide electrolysis (SOEC) for 100 MW plant | Energy/technical data | Heat loss (% total input [MWh/MWh]) | MWh/MWh |  |  |  | ctrl | 2020 | 18.934
1.1 SOEC 100 MW | Hydrogen production via solid oxide electrolysis (SOEC) for 100 MW plant | Energy/technical data | Heat loss (% total input [MWh/MWh]) | MWh/MWh |  |  |  | ctrl | 2025 | 17.1432
1.1 SOEC 100 MW | Hydrogen production via solid oxide electrolysis (SOEC) for 100 MW plant | Energy/technical data | Heat loss (% total input [MWh/MWh]) | MWh/MWh |  |  |  | ctrl | 2030 | 14.3701
1.1 SOEC 100 MW | Hydrogen production via solid oxide electrolysis (SOEC) for 100 MW plant | Energy/technical data | Heat loss (% total input [MWh/MWh]) | MWh/MWh |  |  |  | ctrl | 2040 | 13.1629
1.1 SOEC 100 MW | Hydrogen production via solid oxide electrolysis (SOEC) for 100 MW plant | Energy/technical data | Heat loss (% total input [MWh/MWh]) | MWh/MWh |  |  |  | ctrl | 2050 | 10.7276
1.1 SOEC 100 MW | Hydrogen production via solid oxide electrolysis (SOEC) for 100 MW plant | Energy/technical data | Hydrogen Output (% total input [MWh/MWh]) | MWh/MWh |  | F |  | Lower | 2020 | 71.1869
1.1 SOEC 100 MW | Hydrogen production via solid oxide electrolysis (SOEC) for 100 MW plant | Energy/technical data | Hydrogen Output (% total input [MWh/MWh]) | MWh/MWh |  | F |  | Lower | 2050 | 77.2169
1.1 SOEC 100 MW | Hydrogen production via solid oxide electrolysis (SOEC) for 100 MW plant | Energy/technical data | Hydrogen Output (% total input [MWh/MWh]) | MWh/MWh |  | F |  | Upper | 2020 | 61.463
1.1 SOEC 100 MW | Hydrogen production via solid oxide electrolysis (SOEC) for 100 MW plant | Energy/technical data | Hydrogen Output (% total input [MWh/MWh]) | MWh/MWh |  | F |  | Upper | 2050 | 68.264
1.1 SOEC 100 MW | Hydrogen production via solid oxide electrolysis (SOEC) for 100 MW plant | Energy/technical data | Hydrogen Output (% total input [MWh/MWh]) | MWh/MWh |  | F |  | ctrl | 2020 | 65.9685
1.1 SOEC 100 MW | Hydrogen production via solid oxide electrolysis (SOEC) for 100 MW plant | Energy/technical data | Hydrogen Output (% total input [MWh/MWh]) | MWh/MWh |  | F |  | ctrl | 2025 | 67.3893
1.1 SOEC 100 MW | Hydrogen production via solid oxide electrolysis (SOEC) for 100 MW plant | Energy/technical data | Hydrogen Output (% total input [MWh/MWh]) | MWh/MWh |  | F |  | ctrl | 2030 | 69.5859
1.1 SOEC 100 MW | Hydrogen production via solid oxide electrolysis (SOEC) for 100 MW plant | Energy/technical data | Hydrogen Output (% total input [MWh/MWh]) | MWh/MWh |  | F |  | ctrl | 2040 | 70.5409
1.1 SOEC 100 MW | Hydrogen production via solid oxide electrolysis (SOEC) for 100 MW plant | Energy/technical data | Hydrogen Output (% total input [MWh/MWh]) | MWh/MWh |  | F |  | ctrl | 2050 | 72.4649
1.1 SOEC 100 MW | Hydrogen production via solid oxide electrolysis (SOEC) for 100 MW plant | Energy/technical data | Hydrogen [kg/MWh input] | kg/MWhinput |  |  |  | Lower | 2020 | 26.9957
1.1 SOEC 100 MW | Hydrogen production via solid oxide electrolysis (SOEC) for 100 MW plant | Energy/technical data | Hydrogen [kg/MWh input] | kg/MWhinput |  |  |  | Lower | 2050 | 29.652
1.1 SOEC 100 MW | Hydrogen production via solid oxide electrolysis (SOEC) for 100 MW plant | Energy/technical data | Hydrogen [kg/MWh input] | kg/MWhinput |  |  |  | Upper | 2020 | 22.849
1.1 SOEC 100 MW | Hydrogen production via solid oxide electrolysis (SOEC) for 100 MW plant | Energy/technical data | Hydrogen [kg/MWh input] | kg/MWhinput |  |  |  | Upper | 2050 | 25.7319
1.1 SOEC 100 MW | Hydrogen production via solid oxide electrolysis (SOEC) for 100 MW plant | Energy/technical data | Hydrogen [kg/MWh input] | kg/MWhinput |  |  |  | ctrl | 2020 | 24.7499
1.1 SOEC 100 MW | Hydrogen production via solid oxide electrolysis (SOEC) for 100 MW plant | Energy/technical data | Hydrogen [kg/MWh input] | kg/MWhinput |  |  |  | ctrl | 2025 | 25.3566
1.1 SOEC 100 MW | Hydrogen production via solid oxide electrolysis (SOEC) for 100 MW plant | Energy/technical data | Hydrogen [kg/MWh input] | kg/MWhinput |  |  |  | ctrl | 2030 | 26.3016
1.1 SOEC 100 MW | Hydrogen production via solid oxide electrolysis (SOEC) for 100 MW plant | Energy/technical data | Hydrogen [kg/MWh input] | kg/MWhinput |  |  |  | ctrl | 2040 | 26.7151
1.1 SOEC 100 MW | Hydrogen production via solid oxide electrolysis (SOEC) for 100 MW plant | Energy/technical data | Hydrogen [kg/MWh input] | kg/MWhinput |  |  |  | ctrl | 2050 | 27.5532
1.1 SOEC 100 MW | Hydrogen production via solid oxide electrolysis (SOEC) for 100 MW plant | Energy/technical data | Planned outage [days per year] | days/year |  | K |  | Lower | 2020 | 11
1.1 SOEC 100 MW | Hydrogen production via solid oxide electrolysis (SOEC) for 100 MW plant | Energy/technical data | Planned outage [days per year] | days/year |  | K |  | Lower | 2050 | 11
1.1 SOEC 100 MW | Hydrogen production via solid oxide electrolysis (SOEC) for 100 MW plant | Energy/technical data | Planned outage [days per year] | days/year |  | K |  | Upper | 2020 | 11
1.1 SOEC 100 MW | Hydrogen production via solid oxide electrolysis (SOEC) for 100 MW plant | Energy/technical data | Planned outage [days per year] | days/year |  | K |  | Upper | 2050 | 11
1.1 SOEC 100 MW | Hydrogen production via solid oxide electrolysis (SOEC) for 100 MW plant | Energy/technical data | Planned outage [days per year] | days/year |  | K |  | ctrl | 2020 | 11
1.1 SOEC 100 MW | Hydrogen production via solid oxide electrolysis (SOEC) for 100 MW plant | Energy/technical data | Planned outage [days per year] | days/year |  | K |  | ctrl | 2025 | 11
1.1 SOEC 100 MW | Hydrogen production via solid oxide electrolysis (SOEC) for 100 MW plant | Energy/technical data | Planned outage [days per year] | days/year |  | K |  | ctrl | 2030 | 11
1.1 SOEC 100 MW | Hydrogen production via solid oxide electrolysis (SOEC) for 100 MW plant | Energy/technical data | Planned outage [days per year] | days/year |  | K |  | ctrl | 2040 | 11
1.1 SOEC 100 MW | Hydrogen production via solid oxide electrolysis (SOEC) for 100 MW plant | Energy/technical data | Planned outage [days per year] | days/year |  | K |  | ctrl | 2050 | 11
1.1 SOEC 100 MW | Hydrogen production via solid oxide electrolysis (SOEC) for 100 MW plant | Energy/technical data | Technical lifetime [years] | years |  | K |  | Lower | 2020 | 20
1.1 SOEC 100 MW | Hydrogen production via solid oxide electrolysis (SOEC) for 100 MW plant | Energy/technical data | Technical lifetime [years] | years |  | K |  | Lower | 2050 | 20
1.1 SOEC 100 MW | Hydrogen production via solid oxide electrolysis (SOEC) for 100 MW plant | Energy/technical data | Technical lifetime [years] | years |  | K |  | Upper | 2020 | 30
1.1 SOEC 100 MW | Hydrogen production via solid oxide electrolysis (SOEC) for 100 MW plant | Energy/technical data | Technical lifetime [years] | years |  | K |  | Upper | 2050 | 30
1.1 SOEC 100 MW | Hydrogen production via solid oxide electrolysis (SOEC) for 100 MW plant | Energy/technical data | Technical lifetime [years] | years |  | K |  | ctrl | 2020 | 25
1.1 SOEC 100 MW | Hydrogen production via solid oxide electrolysis (SOEC) for 100 MW plant | Energy/technical data | Technical lifetime [years] | years |  | K |  | ctrl | 2025 | 25
1.1 SOEC 100 MW | Hydrogen production via solid oxide electrolysis (SOEC) for 100 MW plant | Energy/technical data | Technical lifetime [years] | years |  | K |  | ctrl | 2030 | 25
1.1 SOEC 100 MW | Hydrogen production via solid oxide electrolysis (SOEC) for 100 MW plant | Energy/technical data | Technical lifetime [years] | years |  | K |  | ctrl | 2040 | 25
1.1 SOEC 100 MW | Hydrogen production via solid oxide electrolysis (SOEC) for 100 MW plant | Energy/technical data | Technical lifetime [years] | years |  | K |  | ctrl | 2050 | 25
1.1 SOEC 100 MW | Hydrogen production via solid oxide electrolysis (SOEC) for 100 MW plant | Energy/technical data | Typical total plant size [MW input] | MWinput |  |  |  | Lower | 2020 | 100
1.1 SOEC 100 MW | Hydrogen production via solid oxide electrolysis (SOEC) for 100 MW plant | Energy/technical data | Typical total plant size [MW input] | MWinput |  |  |  | Lower | 2050 | 100
1.1 SOEC 100 MW | Hydrogen production via solid oxide electrolysis (SOEC) for 100 MW plant | Energy/technical data | Typical total plant size [MW input] | MWinput |  |  |  | Upper | 2020 | 100
1.1 SOEC 100 MW | Hydrogen production via solid oxide electrolysis (SOEC) for 100 MW plant | Energy/technical data | Typical total plant size [MW input] | MWinput |  |  |  | Upper | 2050 | 100
1.1 SOEC 100 MW | Hydrogen production via solid oxide electrolysis (SOEC) for 100 MW plant | Energy/technical data | Typical total plant size [MW input] | MWinput |  |  |  | ctrl | 2020 | 100
1.1 SOEC 100 MW | Hydrogen production via solid oxide electrolysis (SOEC) for 100 MW plant | Energy/technical data | Typical total plant size [MW input] | MWinput |  |  |  | ctrl | 2025 | 100
1.1 SOEC 100 MW | Hydrogen production via solid oxide electrolysis (SOEC) for 100 MW plant | Energy/technical data | Typical total plant size [MW input] | MWinput |  |  |  | ctrl | 2030 | 100
1.1 SOEC 100 MW | Hydrogen production via solid oxide electrolysis (SOEC) for 100 MW plant | Energy/technical data | Typical total plant size [MW input] | MWinput |  |  |  | ctrl | 2040 | 100
1.1 SOEC 100 MW | Hydrogen production via solid oxide electrolysis (SOEC) for 100 MW plant | Energy/technical data | Typical total plant size [MW input] | MWinput |  |  |  | ctrl | 2050 | 100
1.1 SOEC 100 MW | Hydrogen production via solid oxide electrolysis (SOEC) for 100 MW plant | Energy/technical data | Typical total plant size [kgH2/day of max output] | kgH2/dayofmaxoutput |  | A, B |  | Lower | 2020 | 64789.7784
1.1 SOEC 100 MW | Hydrogen production via solid oxide electrolysis (SOEC) for 100 MW plant | Energy/technical data | Typical total plant size [kgH2/day of max output] | kgH2/dayofmaxoutput |  | A, B |  | Lower | 2050 | 71164.8856
1.1 SOEC 100 MW | Hydrogen production via solid oxide electrolysis (SOEC) for 100 MW plant | Energy/technical data | Typical total plant size [kgH2/day of max output] | kgH2/dayofmaxoutput |  | A, B |  | Upper | 2020 | 54837.6165
1.1 SOEC 100 MW | Hydrogen production via solid oxide electrolysis (SOEC) for 100 MW plant | Energy/technical data | Typical total plant size [kgH2/day of max output] | kgH2/dayofmaxoutput |  | A, B |  | Upper | 2050 | 61756.4635
1.1 SOEC 100 MW | Hydrogen production via solid oxide electrolysis (SOEC) for 100 MW plant | Energy/technical data | Typical total plant size [kgH2/day of max output] | kgH2/dayofmaxoutput |  | A, B |  | ctrl | 2020 | 59399.7223
1.1 SOEC 100 MW | Hydrogen production via solid oxide electrolysis (SOEC) for 100 MW plant | Energy/technical data | Typical total plant size [kgH2/day of max output] | kgH2/dayofmaxoutput |  | A, B |  | ctrl | 2025 | 60855.7845
1.1 SOEC 100 MW | Hydrogen production via solid oxide electrolysis (SOEC) for 100 MW plant | Energy/technical data | Typical total plant size [kgH2/day of max output] | kgH2/dayofmaxoutput |  | A, B |  | ctrl | 2030 | 63123.8077
1.1 SOEC 100 MW | Hydrogen production via solid oxide electrolysis (SOEC) for 100 MW plant | Energy/technical data | Typical total plant size [kgH2/day of max output] | kgH2/dayofmaxoutput |  | A, B |  | ctrl | 2040 | 64116.2642
1.1 SOEC 100 MW | Hydrogen production via solid oxide electrolysis (SOEC) for 100 MW plant | Energy/technical data | Typical total plant size [kgH2/day of max output] | kgH2/dayofmaxoutput |  | A, B |  | ctrl | 2050 | 66127.7017
1.1 SOEC 100 MW | Hydrogen production via solid oxide electrolysis (SOEC) for 100 MW plant | Energy/technical data | Ultrapure Water for electrolysis [kg/MWh input] | kg/MWhinput |  |  |  | Lower | 2020 | 242.9617
1.1 SOEC 100 MW | Hydrogen production via solid oxide electrolysis (SOEC) for 100 MW plant | Energy/technical data | Ultrapure Water for electrolysis [kg/MWh input] | kg/MWhinput |  |  |  | Lower | 2050 | 266.8683
1.1 SOEC 100 MW | Hydrogen production via solid oxide electrolysis (SOEC) for 100 MW plant | Energy/technical data | Ultrapure Water for electrolysis [kg/MWh input] | kg/MWhinput |  |  |  | Upper | 2020 | 205.6411
1.1 SOEC 100 MW | Hydrogen production via solid oxide electrolysis (SOEC) for 100 MW plant | Energy/technical data | Ultrapure Water for electrolysis [kg/MWh input] | kg/MWhinput |  |  |  | Upper | 2050 | 231.5867
1.1 SOEC 100 MW | Hydrogen production via solid oxide electrolysis (SOEC) for 100 MW plant | Energy/technical data | Ultrapure Water for electrolysis [kg/MWh input] | kg/MWhinput |  |  |  | ctrl | 2020 | 222.749
1.1 SOEC 100 MW | Hydrogen production via solid oxide electrolysis (SOEC) for 100 MW plant | Energy/technical data | Ultrapure Water for electrolysis [kg/MWh input] | kg/MWhinput |  |  |  | ctrl | 2025 | 228.2092
1.1 SOEC 100 MW | Hydrogen production via solid oxide electrolysis (SOEC) for 100 MW plant | Energy/technical data | Ultrapure Water for electrolysis [kg/MWh input] | kg/MWhinput |  |  |  | ctrl | 2030 | 236.7143
1.1 SOEC 100 MW | Hydrogen production via solid oxide electrolysis (SOEC) for 100 MW plant | Energy/technical data | Ultrapure Water for electrolysis [kg/MWh input] | kg/MWhinput |  |  |  | ctrl | 2040 | 240.436
1.1 SOEC 100 MW | Hydrogen production via solid oxide electrolysis (SOEC) for 100 MW plant | Energy/technical data | Ultrapure Water for electrolysis [kg/MWh input] | kg/MWhinput |  |  |  | ctrl | 2050 | 247.9789
1.1 SOEC 100 MW | Hydrogen production via solid oxide electrolysis (SOEC) for 100 MW plant | Energy/technical data | ΔE from HHV to LHV (% total input [MWh/MWh]) | MWh/MWh |  | G, H |  | Lower | 2020 | 16.4674
1.1 SOEC 100 MW | Hydrogen production via solid oxide electrolysis (SOEC) for 100 MW plant | Energy/technical data | ΔE from HHV to LHV (% total input [MWh/MWh]) | MWh/MWh |  | G, H |  | Lower | 2050 | 18.0877
1.1 SOEC 100 MW | Hydrogen production via solid oxide electrolysis (SOEC) for 100 MW plant | Energy/technical data | ΔE from HHV to LHV (% total input [MWh/MWh]) | MWh/MWh |  | G, H |  | Upper | 2020 | 13.9379
1.1 SOEC 100 MW | Hydrogen production via solid oxide electrolysis (SOEC) for 100 MW plant | Energy/technical data | ΔE from HHV to LHV (% total input [MWh/MWh]) | MWh/MWh |  | G, H |  | Upper | 2050 | 15.6964
1.1 SOEC 100 MW | Hydrogen production via solid oxide electrolysis (SOEC) for 100 MW plant | Energy/technical data | ΔE from HHV to LHV (% total input [MWh/MWh]) | MWh/MWh |  | G, H |  | ctrl | 2020 | 15.0974
1.1 SOEC 100 MW | Hydrogen production via solid oxide electrolysis (SOEC) for 100 MW plant | Energy/technical data | ΔE from HHV to LHV (% total input [MWh/MWh]) | MWh/MWh |  | G, H |  | ctrl | 2025 | 15.4675
1.1 SOEC 100 MW | Hydrogen production via solid oxide electrolysis (SOEC) for 100 MW plant | Energy/technical data | ΔE from HHV to LHV (% total input [MWh/MWh]) | MWh/MWh |  | G, H |  | ctrl | 2030 | 16.044
1.1 SOEC 100 MW | Hydrogen production via solid oxide electrolysis (SOEC) for 100 MW plant | Energy/technical data | ΔE from HHV to LHV (% total input [MWh/MWh]) | MWh/MWh |  | G, H |  | ctrl | 2040 | 16.2962
1.1 SOEC 100 MW | Hydrogen production via solid oxide electrolysis (SOEC) for 100 MW plant | Energy/technical data | ΔE from HHV to LHV (% total input [MWh/MWh]) | MWh/MWh |  | G, H |  | ctrl | 2050 | 16.8075
1.1 SOEC 100 MW | Hydrogen production via solid oxide electrolysis (SOEC) for 100 MW plant | Financial data | - hereof BOP [€/kW of total input_e] | €/kWoftotalinput_e |  | P, Q |  | Lower | 2020 | 101.5
1.1 SOEC 100 MW | Hydrogen production via solid oxide electrolysis (SOEC) for 100 MW plant | Financial data | - hereof BOP [€/kW of total input_e] | €/kWoftotalinput_e |  | P, Q |  | Lower | 2050 | 28
1.1 SOEC 100 MW | Hydrogen production via solid oxide electrolysis (SOEC) for 100 MW plant | Financial data | - hereof BOP [€/kW of total input_e] | €/kWoftotalinput_e |  | P, Q |  | Upper | 2020 | 150.5
1.1 SOEC 100 MW | Hydrogen production via solid oxide electrolysis (SOEC) for 100 MW plant | Financial data | - hereof BOP [€/kW of total input_e] | €/kWoftotalinput_e |  | P, Q |  | Upper | 2050 | 42
1.1 SOEC 100 MW | Hydrogen production via solid oxide electrolysis (SOEC) for 100 MW plant | Financial data | - hereof BOP [€/kW of total input_e] | €/kWoftotalinput_e |  | P, Q |  | ctrl | 2020 | 126
1.1 SOEC 100 MW | Hydrogen production via solid oxide electrolysis (SOEC) for 100 MW plant | Financial data | - hereof BOP [€/kW of total input_e] | €/kWoftotalinput_e |  | P, Q |  | ctrl | 2025 | 91
1.1 SOEC 100 MW | Hydrogen production via solid oxide electrolysis (SOEC) for 100 MW plant | Financial data | - hereof BOP [€/kW of total input_e] | €/kWoftotalinput_e |  | P, Q |  | ctrl | 2030 | 54.25
1.1 SOEC 100 MW | Hydrogen production via solid oxide electrolysis (SOEC) for 100 MW plant | Financial data | - hereof BOP [€/kW of total input_e] | €/kWoftotalinput_e |  | P, Q |  | ctrl | 2040 | 45.5
1.1 SOEC 100 MW | Hydrogen production via solid oxide electrolysis (SOEC) for 100 MW plant | Financial data | - hereof BOP [€/kW of total input_e] | €/kWoftotalinput_e |  | P, Q |  | ctrl | 2050 | 35
1.1 SOEC 100 MW | Hydrogen production via solid oxide electrolysis (SOEC) for 100 MW plant | Financial data | - hereof Civil Infrastructure [€/kW of total input_e] | €/kWoftotalinput_e |  | P, Q |  | Lower | 2020 | 13.92
1.1 SOEC 100 MW | Hydrogen production via solid oxide electrolysis (SOEC) for 100 MW plant | Financial data | - hereof Civil Infrastructure [€/kW of total input_e] | €/kWoftotalinput_e |  | P, Q |  | Lower | 2050 | 3.84
1.1 SOEC 100 MW | Hydrogen production via solid oxide electrolysis (SOEC) for 100 MW plant | Financial data | - hereof Civil Infrastructure [€/kW of total input_e] | €/kWoftotalinput_e |  | P, Q |  | Upper | 2020 | 20.64
1.1 SOEC 100 MW | Hydrogen production via solid oxide electrolysis (SOEC) for 100 MW plant | Financial data | - hereof Civil Infrastructure [€/kW of total input_e] | €/kWoftotalinput_e |  | P, Q |  | Upper | 2050 | 5.76
1.1 SOEC 100 MW | Hydrogen production via solid oxide electrolysis (SOEC) for 100 MW plant | Financial data | - hereof Civil Infrastructure [€/kW of total input_e] | €/kWoftotalinput_e |  | P, Q |  | ctrl | 2020 | 17.28
1.1 SOEC 100 MW | Hydrogen production via solid oxide electrolysis (SOEC) for 100 MW plant | Financial data | - hereof Civil Infrastructure [€/kW of total input_e] | €/kWoftotalinput_e |  | P, Q |  | ctrl | 2025 | 12.48
1.1 SOEC 100 MW | Hydrogen production via solid oxide electrolysis (SOEC) for 100 MW plant | Financial data | - hereof Civil Infrastructure [€/kW of total input_e] | €/kWoftotalinput_e |  | P, Q |  | ctrl | 2030 | 7.44
1.1 SOEC 100 MW | Hydrogen production via solid oxide electrolysis (SOEC) for 100 MW plant | Financial data | - hereof Civil Infrastructure [€/kW of total input_e] | €/kWoftotalinput_e |  | P, Q |  | ctrl | 2040 | 6.24
1.1 SOEC 100 MW | Hydrogen production via solid oxide electrolysis (SOEC) for 100 MW plant | Financial data | - hereof Civil Infrastructure [€/kW of total input_e] | €/kWoftotalinput_e |  | P, Q |  | ctrl | 2050 | 4.8
1.1 SOEC 100 MW | Hydrogen production via solid oxide electrolysis (SOEC) for 100 MW plant | Financial data | - hereof Control System [€/kW of total input_e] | €/kWoftotalinput_e |  | P, Q |  | Lower | 2020 | 27.985
1.1 SOEC 100 MW | Hydrogen production via solid oxide electrolysis (SOEC) for 100 MW plant | Financial data | - hereof Control System [€/kW of total input_e] | €/kWoftotalinput_e |  | P, Q |  | Lower | 2050 | 7.72
1.1 SOEC 100 MW | Hydrogen production via solid oxide electrolysis (SOEC) for 100 MW plant | Financial data | - hereof Control System [€/kW of total input_e] | €/kWoftotalinput_e |  | P, Q |  | Upper | 2020 | 41.495
1.1 SOEC 100 MW | Hydrogen production via solid oxide electrolysis (SOEC) for 100 MW plant | Financial data | - hereof Control System [€/kW of total input_e] | €/kWoftotalinput_e |  | P, Q |  | Upper | 2050 | 11.58
1.1 SOEC 100 MW | Hydrogen production via solid oxide electrolysis (SOEC) for 100 MW plant | Financial data | - hereof Control System [€/kW of total input_e] | €/kWoftotalinput_e |  | P, Q |  | ctrl | 2020 | 34.74
1.1 SOEC 100 MW | Hydrogen production via solid oxide electrolysis (SOEC) for 100 MW plant | Financial data | - hereof Control System [€/kW of total input_e] | €/kWoftotalinput_e |  | P, Q |  | ctrl | 2025 | 25.09
1.1 SOEC 100 MW | Hydrogen production via solid oxide electrolysis (SOEC) for 100 MW plant | Financial data | - hereof Control System [€/kW of total input_e] | €/kWoftotalinput_e |  | P, Q |  | ctrl | 2030 | 14.9575
1.1 SOEC 100 MW | Hydrogen production via solid oxide electrolysis (SOEC) for 100 MW plant | Financial data | - hereof Control System [€/kW of total input_e] | €/kWoftotalinput_e |  | P, Q |  | ctrl | 2040 | 12.545
1.1 SOEC 100 MW | Hydrogen production via solid oxide electrolysis (SOEC) for 100 MW plant | Financial data | - hereof Control System [€/kW of total input_e] | €/kWoftotalinput_e |  | P, Q |  | ctrl | 2050 | 9.65
1.1 SOEC 100 MW | Hydrogen production via solid oxide electrolysis (SOEC) for 100 MW plant | Financial data | - hereof Indirects [€/kW of total input_e] | €/kWoftotalinput_e |  | P, Q |  | Lower | 2020 | 161.095
1.1 SOEC 100 MW | Hydrogen production via solid oxide electrolysis (SOEC) for 100 MW plant | Financial data | - hereof Indirects [€/kW of total input_e] | €/kWoftotalinput_e |  | P, Q |  | Lower | 2050 | 44.44
1.1 SOEC 100 MW | Hydrogen production via solid oxide electrolysis (SOEC) for 100 MW plant | Financial data | - hereof Indirects [€/kW of total input_e] | €/kWoftotalinput_e |  | P, Q |  | Upper | 2020 | 238.865
1.1 SOEC 100 MW | Hydrogen production via solid oxide electrolysis (SOEC) for 100 MW plant | Financial data | - hereof Indirects [€/kW of total input_e] | €/kWoftotalinput_e |  | P, Q |  | Upper | 2050 | 66.66
1.1 SOEC 100 MW | Hydrogen production via solid oxide electrolysis (SOEC) for 100 MW plant | Financial data | - hereof Indirects [€/kW of total input_e] | €/kWoftotalinput_e |  | P, Q |  | ctrl | 2020 | 199.98
1.1 SOEC 100 MW | Hydrogen production via solid oxide electrolysis (SOEC) for 100 MW plant | Financial data | - hereof Indirects [€/kW of total input_e] | €/kWoftotalinput_e |  | P, Q |  | ctrl | 2025 | 144.43
1.1 SOEC 100 MW | Hydrogen production via solid oxide electrolysis (SOEC) for 100 MW plant | Financial data | - hereof Indirects [€/kW of total input_e] | €/kWoftotalinput_e |  | P, Q |  | ctrl | 2030 | 86.1025
1.1 SOEC 100 MW | Hydrogen production via solid oxide electrolysis (SOEC) for 100 MW plant | Financial data | - hereof Indirects [€/kW of total input_e] | €/kWoftotalinput_e |  | P, Q |  | ctrl | 2040 | 72.215
1.1 SOEC 100 MW | Hydrogen production via solid oxide electrolysis (SOEC) for 100 MW plant | Financial data | - hereof Indirects [€/kW of total input_e] | €/kWoftotalinput_e |  | P, Q |  | ctrl | 2050 | 55.55
1.1 SOEC 100 MW | Hydrogen production via solid oxide electrolysis (SOEC) for 100 MW plant | Financial data | - hereof electrolyser stack [€/kW of total input_e] | €/kWoftotalinput_e |  | P, Q |  | Lower | 2020 | 986
1.1 SOEC 100 MW | Hydrogen production via solid oxide electrolysis (SOEC) for 100 MW plant | Financial data | - hereof electrolyser stack [€/kW of total input_e] | €/kWoftotalinput_e |  | P, Q |  | Lower | 2050 | 272
1.1 SOEC 100 MW | Hydrogen production via solid oxide electrolysis (SOEC) for 100 MW plant | Financial data | - hereof electrolyser stack [€/kW of total input_e] | €/kWoftotalinput_e |  | P, Q |  | Upper | 2020 | 1462
1.1 SOEC 100 MW | Hydrogen production via solid oxide electrolysis (SOEC) for 100 MW plant | Financial data | - hereof electrolyser stack [€/kW of total input_e] | €/kWoftotalinput_e |  | P, Q |  | Upper | 2050 | 408
1.1 SOEC 100 MW | Hydrogen production via solid oxide electrolysis (SOEC) for 100 MW plant | Financial data | - hereof electrolyser stack [€/kW of total input_e] | €/kWoftotalinput_e |  | P, Q |  | ctrl | 2020 | 1224
1.1 SOEC 100 MW | Hydrogen production via solid oxide electrolysis (SOEC) for 100 MW plant | Financial data | - hereof electrolyser stack [€/kW of total input_e] | €/kWoftotalinput_e |  | P, Q |  | ctrl | 2025 | 884
1.1 SOEC 100 MW | Hydrogen production via solid oxide electrolysis (SOEC) for 100 MW plant | Financial data | - hereof electrolyser stack [€/kW of total input_e] | €/kWoftotalinput_e |  | P, Q |  | ctrl | 2030 | 527
1.1 SOEC 100 MW | Hydrogen production via solid oxide electrolysis (SOEC) for 100 MW plant | Financial data | - hereof electrolyser stack [€/kW of total input_e] | €/kWoftotalinput_e |  | P, Q |  | ctrl | 2040 | 442
1.1 SOEC 100 MW | Hydrogen production via solid oxide electrolysis (SOEC) for 100 MW plant | Financial data | - hereof electrolyser stack [€/kW of total input_e] | €/kWoftotalinput_e |  | P, Q |  | ctrl | 2050 | 340
1.1 SOEC 100 MW | Hydrogen production via solid oxide electrolysis (SOEC) for 100 MW plant | Financial data | - hereof electrolyser system [€/kW of total input_e] | €/kWoftotalinput_e |  | P, Q |  | Lower | 2020 | 159.5
1.1 SOEC 100 MW | Hydrogen production via solid oxide electrolysis (SOEC) for 100 MW plant | Financial data | - hereof electrolyser system [€/kW of total input_e] | €/kWoftotalinput_e |  | P, Q |  | Lower | 2050 | 44
1.1 SOEC 100 MW | Hydrogen production via solid oxide electrolysis (SOEC) for 100 MW plant | Financial data | - hereof electrolyser system [€/kW of total input_e] | €/kWoftotalinput_e |  | P, Q |  | Upper | 2020 | 236.5
1.1 SOEC 100 MW | Hydrogen production via solid oxide electrolysis (SOEC) for 100 MW plant | Financial data | - hereof electrolyser system [€/kW of total input_e] | €/kWoftotalinput_e |  | P, Q |  | Upper | 2050 | 66
1.1 SOEC 100 MW | Hydrogen production via solid oxide electrolysis (SOEC) for 100 MW plant | Financial data | - hereof electrolyser system [€/kW of total input_e] | €/kWoftotalinput_e |  | P, Q |  | ctrl | 2020 | 198
1.1 SOEC 100 MW | Hydrogen production via solid oxide electrolysis (SOEC) for 100 MW plant | Financial data | - hereof electrolyser system [€/kW of total input_e] | €/kWoftotalinput_e |  | P, Q |  | ctrl | 2025 | 143
1.1 SOEC 100 MW | Hydrogen production via solid oxide electrolysis (SOEC) for 100 MW plant | Financial data | - hereof electrolyser system [€/kW of total input_e] | €/kWoftotalinput_e |  | P, Q |  | ctrl | 2030 | 85.25
1.1 SOEC 100 MW | Hydrogen production via solid oxide electrolysis (SOEC) for 100 MW plant | Financial data | - hereof electrolyser system [€/kW of total input_e] | €/kWoftotalinput_e |  | P, Q |  | ctrl | 2040 | 71.5
1.1 SOEC 100 MW | Hydrogen production via solid oxide electrolysis (SOEC) for 100 MW plant | Financial data | - hereof electrolyser system [€/kW of total input_e] | €/kWoftotalinput_e |  | P, Q |  | ctrl | 2050 | 55
1.1 SOEC 100 MW | Hydrogen production via solid oxide electrolysis (SOEC) for 100 MW plant | Financial data | - hereof equipment [%] | pct. |  | K |  | Lower | 2020 | 90
1.1 SOEC 100 MW | Hydrogen production via solid oxide electrolysis (SOEC) for 100 MW plant | Financial data | - hereof equipment [%] | pct. |  | K |  | Lower | 2050 | 90
1.1 SOEC 100 MW | Hydrogen production via solid oxide electrolysis (SOEC) for 100 MW plant | Financial data | - hereof equipment [%] | pct. |  | K |  | Upper | 2020 | 90
1.1 SOEC 100 MW | Hydrogen production via solid oxide electrolysis (SOEC) for 100 MW plant | Financial data | - hereof equipment [%] | pct. |  | K |  | Upper | 2050 | 90
1.1 SOEC 100 MW | Hydrogen production via solid oxide electrolysis (SOEC) for 100 MW plant | Financial data | - hereof equipment [%] | pct. |  | K |  | ctrl | 2020 | 90
1.1 SOEC 100 MW | Hydrogen production via solid oxide electrolysis (SOEC) for 100 MW plant | Financial data | - hereof equipment [%] | pct. |  | K |  | ctrl | 2025 | 90
1.1 SOEC 100 MW | Hydrogen production via solid oxide electrolysis (SOEC) for 100 MW plant | Financial data | - hereof equipment [%] | pct. |  | K |  | ctrl | 2030 | 90
1.1 SOEC 100 MW | Hydrogen production via solid oxide electrolysis (SOEC) for 100 MW plant | Financial data | - hereof equipment [%] | pct. |  | K |  | ctrl | 2040 | 90
1.1 SOEC 100 MW | Hydrogen production via solid oxide electrolysis (SOEC) for 100 MW plant | Financial data | - hereof equipment [%] | pct. |  | K |  | ctrl | 2050 | 90
1.1 SOEC 100 MW | Hydrogen production via solid oxide electrolysis (SOEC) for 100 MW plant | Financial data | - hereof installation [%] | pct. |  | K |  | Lower | 2020 | 10
1.1 SOEC 100 MW | Hydrogen production via solid oxide electrolysis (SOEC) for 100 MW plant | Financial data | - hereof installation [%] | pct. |  | K |  | Lower | 2050 | 10
1.1 SOEC 100 MW | Hydrogen production via solid oxide electrolysis (SOEC) for 100 MW plant | Financial data | - hereof installation [%] | pct. |  | K |  | Upper | 2020 | 10
1.1 SOEC 100 MW | Hydrogen production via solid oxide electrolysis (SOEC) for 100 MW plant | Financial data | - hereof installation [%] | pct. |  | K |  | Upper | 2050 | 10
1.1 SOEC 100 MW | Hydrogen production via solid oxide electrolysis (SOEC) for 100 MW plant | Financial data | - hereof installation [%] | pct. |  | K |  | ctrl | 2020 | 10
1.1 SOEC 100 MW | Hydrogen production via solid oxide electrolysis (SOEC) for 100 MW plant | Financial data | - hereof installation [%] | pct. |  | K |  | ctrl | 2025 | 10
1.1 SOEC 100 MW | Hydrogen production via solid oxide electrolysis (SOEC) for 100 MW plant | Financial data | - hereof installation [%] | pct. |  | K |  | ctrl | 2030 | 10
1.1 SOEC 100 MW | Hydrogen production via solid oxide electrolysis (SOEC) for 100 MW plant | Financial data | - hereof installation [%] | pct. |  | K |  | ctrl | 2040 | 10
1.1 SOEC 100 MW | Hydrogen production via solid oxide electrolysis (SOEC) for 100 MW plant | Financial data | - hereof installation [%] | pct. |  | K |  | ctrl | 2050 | 10
1.1 SOEC 100 MW | Hydrogen production via solid oxide electrolysis (SOEC) for 100 MW plant | Financial data | Fixed O&M [% of specific investment/year] | pct.ofspecificinvestment/year |  | K, S |  | Lower | 2020 | 12
1.1 SOEC 100 MW | Hydrogen production via solid oxide electrolysis (SOEC) for 100 MW plant | Financial data | Fixed O&M [% of specific investment/year] | pct.ofspecificinvestment/year |  | K, S |  | Lower | 2050 | 12
1.1 SOEC 100 MW | Hydrogen production via solid oxide electrolysis (SOEC) for 100 MW plant | Financial data | Fixed O&M [% of specific investment/year] | pct.ofspecificinvestment/year |  | K, S |  | Upper | 2020 | 12
1.1 SOEC 100 MW | Hydrogen production via solid oxide electrolysis (SOEC) for 100 MW plant | Financial data | Fixed O&M [% of specific investment/year] | pct.ofspecificinvestment/year |  | K, S |  | Upper | 2050 | 12
1.1 SOEC 100 MW | Hydrogen production via solid oxide electrolysis (SOEC) for 100 MW plant | Financial data | Fixed O&M [% of specific investment/year] | pct.ofspecificinvestment/year |  | K, S |  | ctrl | 2020 | 12
1.1 SOEC 100 MW | Hydrogen production via solid oxide electrolysis (SOEC) for 100 MW plant | Financial data | Fixed O&M [% of specific investment/year] | pct.ofspecificinvestment/year |  | K, S |  | ctrl | 2025 | 12
1.1 SOEC 100 MW | Hydrogen production via solid oxide electrolysis (SOEC) for 100 MW plant | Financial data | Fixed O&M [% of specific investment/year] | pct.ofspecificinvestment/year |  | K, S |  | ctrl | 2030 | 12
1.1 SOEC 100 MW | Hydrogen production via solid oxide electrolysis (SOEC) for 100 MW plant | Financial data | Fixed O&M [% of specific investment/year] | pct.ofspecificinvestment/year |  | K, S |  | ctrl | 2040 | 12
1.1 SOEC 100 MW | Hydrogen production via solid oxide electrolysis (SOEC) for 100 MW plant | Financial data | Fixed O&M [% of specific investment/year] | pct.ofspecificinvestment/year |  | K, S |  | ctrl | 2050 | 12
1.1 SOEC 100 MW | Hydrogen production via solid oxide electrolysis (SOEC) for 100 MW plant | Financial data | Specific investment [€/kW of total input] | €/kWoftotalinput |  | D, N, O | [2], [4], [5], [6], [8], [9] | Lower | 2020 | 1450
1.1 SOEC 100 MW | Hydrogen production via solid oxide electrolysis (SOEC) for 100 MW plant | Financial data | Specific investment [€/kW of total input] | €/kWoftotalinput |  | D, N, O | [2], [4], [5], [6], [8], [9] | Lower | 2050 | 400
1.1 SOEC 100 MW | Hydrogen production via solid oxide electrolysis (SOEC) for 100 MW plant | Financial data | Specific investment [€/kW of total input] | €/kWoftotalinput |  | D, N, O | [2], [4], [5], [6], [8], [9] | Upper | 2020 | 2150
1.1 SOEC 100 MW | Hydrogen production via solid oxide electrolysis (SOEC) for 100 MW plant | Financial data | Specific investment [€/kW of total input] | €/kWoftotalinput |  | D, N, O | [2], [4], [5], [6], [8], [9] | Upper | 2050 | 600
1.1 SOEC 100 MW | Hydrogen production via solid oxide electrolysis (SOEC) for 100 MW plant | Financial data | Specific investment [€/kW of total input] | €/kWoftotalinput |  | D, N, O | [2], [4], [5], [6], [8], [9] | ctrl | 2020 | 1800
1.1 SOEC 100 MW | Hydrogen production via solid oxide electrolysis (SOEC) for 100 MW plant | Financial data | Specific investment [€/kW of total input] | €/kWoftotalinput |  | D, N, O | [2], [4], [5], [6], [8], [9] | ctrl | 2025 | 1300
1.1 SOEC 100 MW | Hydrogen production via solid oxide electrolysis (SOEC) for 100 MW plant | Financial data | Specific investment [€/kW of total input] | €/kWoftotalinput |  | D, N, O | [2], [4], [5], [6], [8], [9] | ctrl | 2030 | 775
1.1 SOEC 100 MW | Hydrogen production via solid oxide electrolysis (SOEC) for 100 MW plant | Financial data | Specific investment [€/kW of total input] | €/kWoftotalinput |  | D, N, O | [2], [4], [5], [6], [8], [9] | ctrl | 2040 | 650
1.1 SOEC 100 MW | Hydrogen production via solid oxide electrolysis (SOEC) for 100 MW plant | Financial data | Specific investment [€/kW of total input] | €/kWoftotalinput |  | D, N, O | [2], [4], [5], [6], [8], [9] | ctrl | 2050 | 500
1.1 SOEC 100 MW | Hydrogen production via solid oxide electrolysis (SOEC) for 100 MW plant | Financial data | Specific investment [€/kgH2/day of max output] | €/kgH2/dayofmaxoutput |  | A, B, P |  | Lower | 2020 | 2238.0073
1.1 SOEC 100 MW | Hydrogen production via solid oxide electrolysis (SOEC) for 100 MW plant | Financial data | Specific investment [€/kgH2/day of max output] | €/kgH2/dayofmaxoutput |  | A, B, P |  | Lower | 2050 | 562.075
1.1 SOEC 100 MW | Hydrogen production via solid oxide electrolysis (SOEC) for 100 MW plant | Financial data | Specific investment [€/kgH2/day of max output] | €/kgH2/dayofmaxoutput |  | A, B, P |  | Upper | 2020 | 3920.6664
1.1 SOEC 100 MW | Hydrogen production via solid oxide electrolysis (SOEC) for 100 MW plant | Financial data | Specific investment [€/kgH2/day of max output] | €/kgH2/dayofmaxoutput |  | A, B, P |  | Upper | 2050 | 971.5582
1.1 SOEC 100 MW | Hydrogen production via solid oxide electrolysis (SOEC) for 100 MW plant | Financial data | Specific investment [€/kgH2/day of max output] | €/kgH2/dayofmaxoutput |  | A, B, P |  | ctrl | 2020 | 3030.3172
1.1 SOEC 100 MW | Hydrogen production via solid oxide electrolysis (SOEC) for 100 MW plant | Financial data | Specific investment [€/kgH2/day of max output] | €/kgH2/dayofmaxoutput |  | A, B, P |  | ctrl | 2025 | 2136.1979
1.1 SOEC 100 MW | Hydrogen production via solid oxide electrolysis (SOEC) for 100 MW plant | Financial data | Specific investment [€/kgH2/day of max output] | €/kgH2/dayofmaxoutput |  | A, B, P |  | ctrl | 2030 | 1227.746
1.1 SOEC 100 MW | Hydrogen production via solid oxide electrolysis (SOEC) for 100 MW plant | Financial data | Specific investment [€/kgH2/day of max output] | €/kgH2/dayofmaxoutput |  | A, B, P |  | ctrl | 2040 | 1013.7833
1.1 SOEC 100 MW | Hydrogen production via solid oxide electrolysis (SOEC) for 100 MW plant | Financial data | Specific investment [€/kgH2/day of max output] | €/kgH2/dayofmaxoutput |  | A, B, P |  | ctrl | 2050 | 756.1128
1.1 SOEC 100 MW | Hydrogen production via solid oxide electrolysis (SOEC) for 100 MW plant | Financial data | Variable O&M [€/kWh of total input] | €/kWhoftotalinput |  | T |  | Lower | 2020 | -
1.1 SOEC 100 MW | Hydrogen production via solid oxide electrolysis (SOEC) for 100 MW plant | Financial data | Variable O&M [€/kWh of total input] | €/kWhoftotalinput |  | T |  | Lower | 2050 | -
1.1 SOEC 100 MW | Hydrogen production via solid oxide electrolysis (SOEC) for 100 MW plant | Financial data | Variable O&M [€/kWh of total input] | €/kWhoftotalinput |  | T |  | Upper | 2020 | -
1.1 SOEC 100 MW | Hydrogen production via solid oxide electrolysis (SOEC) for 100 MW plant | Financial data | Variable O&M [€/kWh of total input] | €/kWhoftotalinput |  | T |  | Upper | 2050 | -
1.1 SOEC 100 MW | Hydrogen production via solid oxide electrolysis (SOEC) for 100 MW plant | Financial data | Variable O&M [€/kWh of total input] | €/kWhoftotalinput |  | T |  | ctrl | 2020 | -
1.1 SOEC 100 MW | Hydrogen production via solid oxide electrolysis (SOEC) for 100 MW plant | Financial data | Variable O&M [€/kWh of total input] | €/kWhoftotalinput |  | T |  | ctrl | 2025 | -
1.1 SOEC 100 MW | Hydrogen production via solid oxide electrolysis (SOEC) for 100 MW plant | Financial data | Variable O&M [€/kWh of total input] | €/kWhoftotalinput |  | T |  | ctrl | 2030 | -
1.1 SOEC 100 MW | Hydrogen production via solid oxide electrolysis (SOEC) for 100 MW plant | Financial data | Variable O&M [€/kWh of total input] | €/kWhoftotalinput |  | T |  | ctrl | 2040 | -
1.1 SOEC 100 MW | Hydrogen production via solid oxide electrolysis (SOEC) for 100 MW plant | Financial data | Variable O&M [€/kWh of total input] | €/kWhoftotalinput |  | T |  | ctrl | 2050 | -
1.1 SOEC 100 MW | Hydrogen production via solid oxide electrolysis (SOEC) for 100 MW plant | Technology-specific data | - cold start up time [min from 0 to 100%] | minfrom0to100pct. |  | K, V | [3] | Lower | 2020 | 500
1.1 SOEC 100 MW | Hydrogen production via solid oxide electrolysis (SOEC) for 100 MW plant | Technology-specific data | - cold start up time [min from 0 to 100%] | minfrom0to100pct. |  | K, V | [3] | Lower | 2050 | 200
1.1 SOEC 100 MW | Hydrogen production via solid oxide electrolysis (SOEC) for 100 MW plant | Technology-specific data | - cold start up time [min from 0 to 100%] | minfrom0to100pct. |  | K, V | [3] | Upper | 2020 | 700
1.1 SOEC 100 MW | Hydrogen production via solid oxide electrolysis (SOEC) for 100 MW plant | Technology-specific data | - cold start up time [min from 0 to 100%] | minfrom0to100pct. |  | K, V | [3] | Upper | 2050 | 400
1.1 SOEC 100 MW | Hydrogen production via solid oxide electrolysis (SOEC) for 100 MW plant | Technology-specific data | - cold start up time [min from 0 to 100%] | minfrom0to100pct. |  | K, V | [3] | ctrl | 2020 | 600
1.1 SOEC 100 MW | Hydrogen production via solid oxide electrolysis (SOEC) for 100 MW plant | Technology-specific data | - cold start up time [min from 0 to 100%] | minfrom0to100pct. |  | K, V | [3] | ctrl | 2025 | 550
1.1 SOEC 100 MW | Hydrogen production via solid oxide electrolysis (SOEC) for 100 MW plant | Technology-specific data | - cold start up time [min from 0 to 100%] | minfrom0to100pct. |  | K, V | [3] | ctrl | 2030 | 500
1.1 SOEC 100 MW | Hydrogen production via solid oxide electrolysis (SOEC) for 100 MW plant | Technology-specific data | - cold start up time [min from 0 to 100%] | minfrom0to100pct. |  | K, V | [3] | ctrl | 2040 | 400
1.1 SOEC 100 MW | Hydrogen production via solid oxide electrolysis (SOEC) for 100 MW plant | Technology-specific data | - cold start up time [min from 0 to 100%] | minfrom0to100pct. |  | K, V | [3] | ctrl | 2050 | 300
1.1 SOEC 100 MW | Hydrogen production via solid oxide electrolysis (SOEC) for 100 MW plant | Technology-specific data | Current Density [A/cm2] | A/cm2 |  | K, U | [8] | Lower | 2020 | 0.5
1.1 SOEC 100 MW | Hydrogen production via solid oxide electrolysis (SOEC) for 100 MW plant | Technology-specific data | Current Density [A/cm2] | A/cm2 |  | K, U | [8] | Lower | 2050 | 1.25
1.1 SOEC 100 MW | Hydrogen production via solid oxide electrolysis (SOEC) for 100 MW plant | Technology-specific data | Current Density [A/cm2] | A/cm2 |  | K, U | [8] | Upper | 2020 | 0.55
1.1 SOEC 100 MW | Hydrogen production via solid oxide electrolysis (SOEC) for 100 MW plant | Technology-specific data | Current Density [A/cm2] | A/cm2 |  | K, U | [8] | Upper | 2050 | 1.75
1.1 SOEC 100 MW | Hydrogen production via solid oxide electrolysis (SOEC) for 100 MW plant | Technology-specific data | Current Density [A/cm2] | A/cm2 |  | K, U | [8] | ctrl | 2020 | 0.6
1.1 SOEC 100 MW | Hydrogen production via solid oxide electrolysis (SOEC) for 100 MW plant | Technology-specific data | Current Density [A/cm2] | A/cm2 |  | K, U | [8] | ctrl | 2025 | 0.85
1.1 SOEC 100 MW | Hydrogen production via solid oxide electrolysis (SOEC) for 100 MW plant | Technology-specific data | Current Density [A/cm2] | A/cm2 |  | K, U | [8] | ctrl | 2030 | 1
1.1 SOEC 100 MW | Hydrogen production via solid oxide electrolysis (SOEC) for 100 MW plant | Technology-specific data | Current Density [A/cm2] | A/cm2 |  | K, U | [8] | ctrl | 2040 | 1.5
1.1 SOEC 100 MW | Hydrogen production via solid oxide electrolysis (SOEC) for 100 MW plant | Technology-specific data | Current Density [A/cm2] | A/cm2 |  | K, U | [8] | ctrl | 2050 | 1.5
1.1 SOEC 100 MW | Hydrogen production via solid oxide electrolysis (SOEC) for 100 MW plant | Technology-specific data | Degradation rate [%/1000 h] | pct./1000h |  | K, U, W | [8], [11] | Lower | 2020 | 0.4
1.1 SOEC 100 MW | Hydrogen production via solid oxide electrolysis (SOEC) for 100 MW plant | Technology-specific data | Degradation rate [%/1000 h] | pct./1000h |  | K, U, W | [8], [11] | Lower | 2050 | 0.1
1.1 SOEC 100 MW | Hydrogen production via solid oxide electrolysis (SOEC) for 100 MW plant | Technology-specific data | Degradation rate [%/1000 h] | pct./1000h |  | K, U, W | [8], [11] | Upper | 2020 | 1.5
1.1 SOEC 100 MW | Hydrogen production via solid oxide electrolysis (SOEC) for 100 MW plant | Technology-specific data | Degradation rate [%/1000 h] | pct./1000h |  | K, U, W | [8], [11] | Upper | 2050 | 0.15
1.1 SOEC 100 MW | Hydrogen production via solid oxide electrolysis (SOEC) for 100 MW plant | Technology-specific data | Degradation rate [%/1000 h] | pct./1000h |  | K, U, W | [8], [11] | ctrl | 2020 | 0.84
1.1 SOEC 100 MW | Hydrogen production via solid oxide electrolysis (SOEC) for 100 MW plant | Technology-specific data | Degradation rate [%/1000 h] | pct./1000h |  | K, U, W | [8], [11] | ctrl | 2025 | 0.359
1.1 SOEC 100 MW | Hydrogen production via solid oxide electrolysis (SOEC) for 100 MW plant | Technology-specific data | Degradation rate [%/1000 h] | pct./1000h |  | K, U, W | [8], [11] | ctrl | 2030 | 0.28333
1.1 SOEC 100 MW | Hydrogen production via solid oxide electrolysis (SOEC) for 100 MW plant | Technology-specific data | Degradation rate [%/1000 h] | pct./1000h |  | K, U, W | [8], [11] | ctrl | 2040 | 0.182
1.1 SOEC 100 MW | Hydrogen production via solid oxide electrolysis (SOEC) for 100 MW plant | Technology-specific data | Degradation rate [%/1000 h] | pct./1000h |  | K, U, W | [8], [11] | ctrl | 2050 | 0.12
1.1 SOEC 100 MW | Hydrogen production via solid oxide electrolysis (SOEC) for 100 MW plant | Technology-specific data | Electrolyser Unit [m2/MW] | m2/MW |  | X |  | Lower | 2020 | 45
1.1 SOEC 100 MW | Hydrogen production via solid oxide electrolysis (SOEC) for 100 MW plant | Technology-specific data | Electrolyser Unit [m2/MW] | m2/MW |  | X |  | Lower | 2050 | 18.6702
1.1 SOEC 100 MW | Hydrogen production via solid oxide electrolysis (SOEC) for 100 MW plant | Technology-specific data | Electrolyser Unit [m2/MW] | m2/MW |  | X |  | Upper | 2020 | 22.5
1.1 SOEC 100 MW | Hydrogen production via solid oxide electrolysis (SOEC) for 100 MW plant | Technology-specific data | Electrolyser Unit [m2/MW] | m2/MW |  | X |  | Upper | 2050 | 9.3351
1.1 SOEC 100 MW | Hydrogen production via solid oxide electrolysis (SOEC) for 100 MW plant | Technology-specific data | Electrolyser Unit [m2/MW] | m2/MW |  | X |  | ctrl | 2020 | 30
1.1 SOEC 100 MW | Hydrogen production via solid oxide electrolysis (SOEC) for 100 MW plant | Technology-specific data | Electrolyser Unit [m2/MW] | m2/MW |  | X |  | ctrl | 2025 | 25.5319
1.1 SOEC 100 MW | Hydrogen production via solid oxide electrolysis (SOEC) for 100 MW plant | Technology-specific data | Electrolyser Unit [m2/MW] | m2/MW |  | X |  | ctrl | 2030 | 15
1.1 SOEC 100 MW | Hydrogen production via solid oxide electrolysis (SOEC) for 100 MW plant | Technology-specific data | Electrolyser Unit [m2/MW] | m2/MW |  | X |  | ctrl | 2040 | 12.4468
1.1 SOEC 100 MW | Hydrogen production via solid oxide electrolysis (SOEC) for 100 MW plant | Technology-specific data | Electrolyser Unit [m2/MW] | m2/MW |  | X |  | ctrl | 2050 | 12.4468
1.1 SOEC 100 MW | Hydrogen production via solid oxide electrolysis (SOEC) for 100 MW plant | Technology-specific data | Plant Footprint [m2/MW input_e] | m2/MWinput_e |  | X, Y |  | Lower | 2020 | 172.8
1.1 SOEC 100 MW | Hydrogen production via solid oxide electrolysis (SOEC) for 100 MW plant | Technology-specific data | Plant Footprint [m2/MW input_e] | m2/MWinput_e |  | X, Y |  | Lower | 2050 | 71.6936
1.1 SOEC 100 MW | Hydrogen production via solid oxide electrolysis (SOEC) for 100 MW plant | Technology-specific data | Plant Footprint [m2/MW input_e] | m2/MWinput_e |  | X, Y |  | Upper | 2020 | 324
1.1 SOEC 100 MW | Hydrogen production via solid oxide electrolysis (SOEC) for 100 MW plant | Technology-specific data | Plant Footprint [m2/MW input_e] | m2/MWinput_e |  | X, Y |  | Upper | 2050 | 134.4255
1.1 SOEC 100 MW | Hydrogen production via solid oxide electrolysis (SOEC) for 100 MW plant | Technology-specific data | Plant Footprint [m2/MW input_e] | m2/MWinput_e |  | X, Y |  | ctrl | 2020 | 216
1.1 SOEC 100 MW | Hydrogen production via solid oxide electrolysis (SOEC) for 100 MW plant | Technology-specific data | Plant Footprint [m2/MW input_e] | m2/MWinput_e |  | X, Y |  | ctrl | 2025 | 183.8298
1.1 SOEC 100 MW | Hydrogen production via solid oxide electrolysis (SOEC) for 100 MW plant | Technology-specific data | Plant Footprint [m2/MW input_e] | m2/MWinput_e |  | X, Y |  | ctrl | 2030 | 108
1.1 SOEC 100 MW | Hydrogen production via solid oxide electrolysis (SOEC) for 100 MW plant | Technology-specific data | Plant Footprint [m2/MW input_e] | m2/MWinput_e |  | X, Y |  | ctrl | 2040 | 89.617
1.1 SOEC 100 MW | Hydrogen production via solid oxide electrolysis (SOEC) for 100 MW plant | Technology-specific data | Plant Footprint [m2/MW input_e] | m2/MWinput_e |  | X, Y |  | ctrl | 2050 | 89.617
1.1 SOEC 100 MW | Hydrogen production via solid oxide electrolysis (SOEC) for 100 MW plant | Technology-specific data | Stack size [kW] | kW |  | K |  | Lower | 2020 | 2
1.1 SOEC 100 MW | Hydrogen production via solid oxide electrolysis (SOEC) for 100 MW plant | Technology-specific data | Stack size [kW] | kW |  | K |  | Lower | 2050 | 150
1.1 SOEC 100 MW | Hydrogen production via solid oxide electrolysis (SOEC) for 100 MW plant | Technology-specific data | Stack size [kW] | kW |  | K |  | Upper | 2020 | 20
1.1 SOEC 100 MW | Hydrogen production via solid oxide electrolysis (SOEC) for 100 MW plant | Technology-specific data | Stack size [kW] | kW |  | K |  | Upper | 2050 | 250
1.1 SOEC 100 MW | Hydrogen production via solid oxide electrolysis (SOEC) for 100 MW plant | Technology-specific data | Stack size [kW] | kW |  | K |  | ctrl | 2020 | 9
1.1 SOEC 100 MW | Hydrogen production via solid oxide electrolysis (SOEC) for 100 MW plant | Technology-specific data | Stack size [kW] | kW |  | K |  | ctrl | 2025 | 50
1.1 SOEC 100 MW | Hydrogen production via solid oxide electrolysis (SOEC) for 100 MW plant | Technology-specific data | Stack size [kW] | kW |  | K |  | ctrl | 2030 | 100
1.1 SOEC 100 MW | Hydrogen production via solid oxide electrolysis (SOEC) for 100 MW plant | Technology-specific data | Stack size [kW] | kW |  | K |  | ctrl | 2040 | 150
1.1 SOEC 100 MW | Hydrogen production via solid oxide electrolysis (SOEC) for 100 MW plant | Technology-specific data | Stack size [kW] | kW |  | K |  | ctrl | 2050 | 200
1.1 SOEC 100 MW | Hydrogen production via solid oxide electrolysis (SOEC) for 100 MW plant | Technology-specific data | Weight of Electrolyser Stack [MW/tons] | MW/tons |  | K, Z |  | Lower | 2020 | 2.8333
1.1 SOEC 100 MW | Hydrogen production via solid oxide electrolysis (SOEC) for 100 MW plant | Technology-specific data | Weight of Electrolyser Stack [MW/tons] | MW/tons |  | K, Z |  | Lower | 2050 | 1.1333
1.1 SOEC 100 MW | Hydrogen production via solid oxide electrolysis (SOEC) for 100 MW plant | Technology-specific data | Weight of Electrolyser Stack [MW/tons] | MW/tons |  | K, Z |  | Upper | 2020 | 3.1167
1.1 SOEC 100 MW | Hydrogen production via solid oxide electrolysis (SOEC) for 100 MW plant | Technology-specific data | Weight of Electrolyser Stack [MW/tons] | MW/tons |  | K, Z |  | Upper | 2050 | 1.5867
1.1 SOEC 100 MW | Hydrogen production via solid oxide electrolysis (SOEC) for 100 MW plant | Technology-specific data | Weight of Electrolyser Stack [MW/tons] | MW/tons |  | K, Z |  | ctrl | 2020 | 3.4
1.1 SOEC 100 MW | Hydrogen production via solid oxide electrolysis (SOEC) for 100 MW plant | Technology-specific data | Weight of Electrolyser Stack [MW/tons] | MW/tons |  | K, Z |  | ctrl | 2025 | 2.4
1.1 SOEC 100 MW | Hydrogen production via solid oxide electrolysis (SOEC) for 100 MW plant | Technology-specific data | Weight of Electrolyser Stack [MW/tons] | MW/tons |  | K, Z |  | ctrl | 2030 | 2.04
1.1 SOEC 100 MW | Hydrogen production via solid oxide electrolysis (SOEC) for 100 MW plant | Technology-specific data | Weight of Electrolyser Stack [MW/tons] | MW/tons |  | K, Z |  | ctrl | 2040 | 1.36
1.1 SOEC 100 MW | Hydrogen production via solid oxide electrolysis (SOEC) for 100 MW plant | Technology-specific data | Weight of Electrolyser Stack [MW/tons] | MW/tons |  | K, Z |  | ctrl | 2050 | 1.36
2.1 Biogas, Basic plant, small | Biogas plant, Basic plant, small [~ 3,000 Nm3 CH4/h] | Energy/technical data | Aux. electricity [% of output energy] | pct.ofoutputenergy |  | C | 1 | Est | 2020 | 0.023354
2.1 Biogas, Basic plant, small | Biogas plant, Basic plant, small [~ 3,000 Nm3 CH4/h] | Energy/technical data | Aux. electricity [% of output energy] | pct.ofoutputenergy |  | C | 1 | Est | 2025 | 0.023354
2.1 Biogas, Basic plant, small | Biogas plant, Basic plant, small [~ 3,000 Nm3 CH4/h] | Energy/technical data | Aux. electricity [% of output energy] | pct.ofoutputenergy |  | C | 1 | Est | 2030 | 0.020318
2.1 Biogas, Basic plant, small | Biogas plant, Basic plant, small [~ 3,000 Nm3 CH4/h] | Energy/technical data | Aux. electricity [% of output energy] | pct.ofoutputenergy |  | C | 1 | Est | 2040 | 0.019617
2.1 Biogas, Basic plant, small | Biogas plant, Basic plant, small [~ 3,000 Nm3 CH4/h] | Energy/technical data | Aux. electricity [% of output energy] | pct.ofoutputenergy |  | C | 1 | Est | 2050 | 0.01845
2.1 Biogas, Basic plant, small | Biogas plant, Basic plant, small [~ 3,000 Nm3 CH4/h] | Energy/technical data | Aux. electricity [% of output energy] | pct.ofoutputenergy |  | C | 1 | Lower | 2025 | 0.017515
2.1 Biogas, Basic plant, small | Biogas plant, Basic plant, small [~ 3,000 Nm3 CH4/h] | Energy/technical data | Aux. electricity [% of output energy] | pct.ofoutputenergy |  | C | 1 | Lower | 2050 | 0.013837
2.1 Biogas, Basic plant, small | Biogas plant, Basic plant, small [~ 3,000 Nm3 CH4/h] | Energy/technical data | Aux. electricity [% of output energy] | pct.ofoutputenergy |  | C | 1 | Upper | 2025 | 0.029192
2.1 Biogas, Basic plant, small | Biogas plant, Basic plant, small [~ 3,000 Nm3 CH4/h] | Energy/technical data | Aux. electricity [% of output energy] | pct.ofoutputenergy |  | C | 1 | Upper | 2050 | 0.023062
2.1 Biogas, Basic plant, small | Biogas plant, Basic plant, small [~ 3,000 Nm3 CH4/h] | Energy/technical data | Aux. electricity [kWh/ton input] | kWh/toninput |  | C | 1 | Est | 2020 | 10.1901
2.1 Biogas, Basic plant, small | Biogas plant, Basic plant, small [~ 3,000 Nm3 CH4/h] | Energy/technical data | Aux. electricity [kWh/ton input] | kWh/toninput |  | C | 1 | Est | 2025 | 10.1901
2.1 Biogas, Basic plant, small | Biogas plant, Basic plant, small [~ 3,000 Nm3 CH4/h] | Energy/technical data | Aux. electricity [kWh/ton input] | kWh/toninput |  | C | 1 | Est | 2030 | 8.8654
2.1 Biogas, Basic plant, small | Biogas plant, Basic plant, small [~ 3,000 Nm3 CH4/h] | Energy/technical data | Aux. electricity [kWh/ton input] | kWh/toninput |  | C | 1 | Est | 2040 | 8.5597
2.1 Biogas, Basic plant, small | Biogas plant, Basic plant, small [~ 3,000 Nm3 CH4/h] | Energy/technical data | Aux. electricity [kWh/ton input] | kWh/toninput |  | C | 1 | Est | 2050 | 8.0502
2.1 Biogas, Basic plant, small | Biogas plant, Basic plant, small [~ 3,000 Nm3 CH4/h] | Energy/technical data | Aux. electricity [kWh/ton input] | kWh/toninput |  | C | 1 | Lower | 2025 | 7.6426
2.1 Biogas, Basic plant, small | Biogas plant, Basic plant, small [~ 3,000 Nm3 CH4/h] | Energy/technical data | Aux. electricity [kWh/ton input] | kWh/toninput |  | C | 1 | Lower | 2050 | 6.0376
2.1 Biogas, Basic plant, small | Biogas plant, Basic plant, small [~ 3,000 Nm3 CH4/h] | Energy/technical data | Aux. electricity [kWh/ton input] | kWh/toninput |  | C | 1 | Upper | 2025 | 12.7376
2.1 Biogas, Basic plant, small | Biogas plant, Basic plant, small [~ 3,000 Nm3 CH4/h] | Energy/technical data | Aux. electricity [kWh/ton input] | kWh/toninput |  | C | 1 | Upper | 2050 | 10.0627
2.1 Biogas, Basic plant, small | Biogas plant, Basic plant, small [~ 3,000 Nm3 CH4/h] | Energy/technical data | Aux. process heat [% of output energy] | pct.ofoutputenergy |  | D | 1 | Est | 2020 | 0.068669
2.1 Biogas, Basic plant, small | Biogas plant, Basic plant, small [~ 3,000 Nm3 CH4/h] | Energy/technical data | Aux. process heat [% of output energy] | pct.ofoutputenergy |  | D | 1 | Est | 2025 | 0.068669
2.1 Biogas, Basic plant, small | Biogas plant, Basic plant, small [~ 3,000 Nm3 CH4/h] | Energy/technical data | Aux. process heat [% of output energy] | pct.ofoutputenergy |  | D | 1 | Est | 2030 | 0.059742
2.1 Biogas, Basic plant, small | Biogas plant, Basic plant, small [~ 3,000 Nm3 CH4/h] | Energy/technical data | Aux. process heat [% of output energy] | pct.ofoutputenergy |  | D | 1 | Est | 2040 | 0.057682
2.1 Biogas, Basic plant, small | Biogas plant, Basic plant, small [~ 3,000 Nm3 CH4/h] | Energy/technical data | Aux. process heat [% of output energy] | pct.ofoutputenergy |  | D | 1 | Est | 2050 | 0.054249
2.1 Biogas, Basic plant, small | Biogas plant, Basic plant, small [~ 3,000 Nm3 CH4/h] | Energy/technical data | Aux. process heat [% of output energy] | pct.ofoutputenergy |  | D | 1 | Lower | 2025 | 0.058369
2.1 Biogas, Basic plant, small | Biogas plant, Basic plant, small [~ 3,000 Nm3 CH4/h] | Energy/technical data | Aux. process heat [% of output energy] | pct.ofoutputenergy |  | D | 1 | Lower | 2050 | 0.046111
2.1 Biogas, Basic plant, small | Biogas plant, Basic plant, small [~ 3,000 Nm3 CH4/h] | Energy/technical data | Aux. process heat [% of output energy] | pct.ofoutputenergy |  | D | 1 | Upper | 2025 | 0.07897
2.1 Biogas, Basic plant, small | Biogas plant, Basic plant, small [~ 3,000 Nm3 CH4/h] | Energy/technical data | Aux. process heat [% of output energy] | pct.ofoutputenergy |  | D | 1 | Upper | 2050 | 0.062386
2.1 Biogas, Basic plant, small | Biogas plant, Basic plant, small [~ 3,000 Nm3 CH4/h] | Energy/technical data | Aux. process heat [kWh/ton input] | kWh/toninput |  | D | 1 | Est | 2020 | 29.9627
2.1 Biogas, Basic plant, small | Biogas plant, Basic plant, small [~ 3,000 Nm3 CH4/h] | Energy/technical data | Aux. process heat [kWh/ton input] | kWh/toninput |  | D | 1 | Est | 2025 | 29.9627
2.1 Biogas, Basic plant, small | Biogas plant, Basic plant, small [~ 3,000 Nm3 CH4/h] | Energy/technical data | Aux. process heat [kWh/ton input] | kWh/toninput |  | D | 1 | Est | 2030 | 26.0675
2.1 Biogas, Basic plant, small | Biogas plant, Basic plant, small [~ 3,000 Nm3 CH4/h] | Energy/technical data | Aux. process heat [kWh/ton input] | kWh/toninput |  | D | 1 | Est | 2040 | 25.1686
2.1 Biogas, Basic plant, small | Biogas plant, Basic plant, small [~ 3,000 Nm3 CH4/h] | Energy/technical data | Aux. process heat [kWh/ton input] | kWh/toninput |  | D | 1 | Est | 2050 | 23.6705
2.1 Biogas, Basic plant, small | Biogas plant, Basic plant, small [~ 3,000 Nm3 CH4/h] | Energy/technical data | Aux. process heat [kWh/ton input] | kWh/toninput |  | D | 1 | Lower | 2025 | 25.4683
2.1 Biogas, Basic plant, small | Biogas plant, Basic plant, small [~ 3,000 Nm3 CH4/h] | Energy/technical data | Aux. process heat [kWh/ton input] | kWh/toninput |  | D | 1 | Lower | 2050 | 20.1199
2.1 Biogas, Basic plant, small | Biogas plant, Basic plant, small [~ 3,000 Nm3 CH4/h] | Energy/technical data | Aux. process heat [kWh/ton input] | kWh/toninput |  | D | 1 | Upper | 2025 | 34.4571
2.1 Biogas, Basic plant, small | Biogas plant, Basic plant, small [~ 3,000 Nm3 CH4/h] | Energy/technical data | Aux. process heat [kWh/ton input] | kWh/toninput |  | D | 1 | Upper | 2050 | 27.2211
2.1 Biogas, Basic plant, small | Biogas plant, Basic plant, small [~ 3,000 Nm3 CH4/h] | Energy/technical data | Biogas [%] | pct. |  |  | 1 | Est | 2020 | 1
2.1 Biogas, Basic plant, small | Biogas plant, Basic plant, small [~ 3,000 Nm3 CH4/h] | Energy/technical data | Biogas [%] | pct. |  |  | 1 | Est | 2025 | 1
2.1 Biogas, Basic plant, small | Biogas plant, Basic plant, small [~ 3,000 Nm3 CH4/h] | Energy/technical data | Biogas [%] | pct. |  |  | 1 | Est | 2030 | 1
2.1 Biogas, Basic plant, small | Biogas plant, Basic plant, small [~ 3,000 Nm3 CH4/h] | Energy/technical data | Biogas [%] | pct. |  |  | 1 | Est | 2040 | 1
2.1 Biogas, Basic plant, small | Biogas plant, Basic plant, small [~ 3,000 Nm3 CH4/h] | Energy/technical data | Biogas [%] | pct. |  |  | 1 | Est | 2050 | 1
2.1 Biogas, Basic plant, small | Biogas plant, Basic plant, small [~ 3,000 Nm3 CH4/h] | Energy/technical data | Biogas [GJ/ton input] | GJ/toninput |  | R | 1 | Est | 2020 | 1.59
2.1 Biogas, Basic plant, small | Biogas plant, Basic plant, small [~ 3,000 Nm3 CH4/h] | Energy/technical data | Biogas [GJ/ton input] | GJ/toninput |  | R | 1 | Est | 2025 | 1.59
2.1 Biogas, Basic plant, small | Biogas plant, Basic plant, small [~ 3,000 Nm3 CH4/h] | Energy/technical data | Biogas [GJ/ton input] | GJ/toninput |  | R | 1 | Est | 2030 | 1.59
2.1 Biogas, Basic plant, small | Biogas plant, Basic plant, small [~ 3,000 Nm3 CH4/h] | Energy/technical data | Biogas [GJ/ton input] | GJ/toninput |  | R | 1 | Est | 2040 | 1.59
2.1 Biogas, Basic plant, small | Biogas plant, Basic plant, small [~ 3,000 Nm3 CH4/h] | Energy/technical data | Biogas [GJ/ton input] | GJ/toninput |  | R | 1 | Est | 2050 | 1.59
2.1 Biogas, Basic plant, small | Biogas plant, Basic plant, small [~ 3,000 Nm3 CH4/h] | Energy/technical data | Biogas production, [MJ/s] | MJ/s |  |  | [1, 2] | Est | 2020 | 29.6263
2.1 Biogas, Basic plant, small | Biogas plant, Basic plant, small [~ 3,000 Nm3 CH4/h] | Energy/technical data | Biogas production, [MJ/s] | MJ/s |  |  | [1, 2] | Est | 2025 | 29.6263
2.1 Biogas, Basic plant, small | Biogas plant, Basic plant, small [~ 3,000 Nm3 CH4/h] | Energy/technical data | Biogas production, [MJ/s] | MJ/s |  |  | [1, 2] | Est | 2030 | 29.6263
2.1 Biogas, Basic plant, small | Biogas plant, Basic plant, small [~ 3,000 Nm3 CH4/h] | Energy/technical data | Biogas production, [MJ/s] | MJ/s |  |  | [1, 2] | Est | 2040 | 29.6263
2.1 Biogas, Basic plant, small | Biogas plant, Basic plant, small [~ 3,000 Nm3 CH4/h] | Energy/technical data | Biogas production, [MJ/s] | MJ/s |  |  | [1, 2] | Est | 2050 | 29.6263
2.1 Biogas, Basic plant, small | Biogas plant, Basic plant, small [~ 3,000 Nm3 CH4/h] | Energy/technical data | Biomass [mill. tons/year] | mill.tons/year |  | B | 1 | Est | 2020 | 0.5952
2.1 Biogas, Basic plant, small | Biogas plant, Basic plant, small [~ 3,000 Nm3 CH4/h] | Energy/technical data | Biomass [mill. tons/year] | mill.tons/year |  | B | 1 | Est | 2025 | 0.5952
2.1 Biogas, Basic plant, small | Biogas plant, Basic plant, small [~ 3,000 Nm3 CH4/h] | Energy/technical data | Biomass [mill. tons/year] | mill.tons/year |  | B | 1 | Est | 2030 | 0.5952
2.1 Biogas, Basic plant, small | Biogas plant, Basic plant, small [~ 3,000 Nm3 CH4/h] | Energy/technical data | Biomass [mill. tons/year] | mill.tons/year |  | B | 1 | Est | 2040 | 0.5952
2.1 Biogas, Basic plant, small | Biogas plant, Basic plant, small [~ 3,000 Nm3 CH4/h] | Energy/technical data | Biomass [mill. tons/year] | mill.tons/year |  | B | 1 | Est | 2050 | 0.5952
2.1 Biogas, Basic plant, small | Biogas plant, Basic plant, small [~ 3,000 Nm3 CH4/h] | Energy/technical data | Capacity [mill. tons biomass input/year] | mill.tonsbiomassinput/year |  | [A, B] | 1 | Est | 2020 | 0.5952
2.1 Biogas, Basic plant, small | Biogas plant, Basic plant, small [~ 3,000 Nm3 CH4/h] | Energy/technical data | Capacity [mill. tons biomass input/year] | mill.tonsbiomassinput/year |  | [A, B] | 1 | Est | 2025 | 0.5952
2.1 Biogas, Basic plant, small | Biogas plant, Basic plant, small [~ 3,000 Nm3 CH4/h] | Energy/technical data | Capacity [mill. tons biomass input/year] | mill.tonsbiomassinput/year |  | [A, B] | 1 | Est | 2030 | 0.5952
2.1 Biogas, Basic plant, small | Biogas plant, Basic plant, small [~ 3,000 Nm3 CH4/h] | Energy/technical data | Capacity [mill. tons biomass input/year] | mill.tonsbiomassinput/year |  | [A, B] | 1 | Est | 2040 | 0.5952
2.1 Biogas, Basic plant, small | Biogas plant, Basic plant, small [~ 3,000 Nm3 CH4/h] | Energy/technical data | Capacity [mill. tons biomass input/year] | mill.tonsbiomassinput/year |  | [A, B] | 1 | Est | 2050 | 0.5952
2.1 Biogas, Basic plant, small | Biogas plant, Basic plant, small [~ 3,000 Nm3 CH4/h] | Energy/technical data | Capacity [mill. tons biomass input/year] | mill.tonsbiomassinput/year |  | [A, B] | 1 | Lower | 2025 | 0.53568
2.1 Biogas, Basic plant, small | Biogas plant, Basic plant, small [~ 3,000 Nm3 CH4/h] | Energy/technical data | Capacity [mill. tons biomass input/year] | mill.tonsbiomassinput/year |  | [A, B] | 1 | Lower | 2050 | 0.53568
2.1 Biogas, Basic plant, small | Biogas plant, Basic plant, small [~ 3,000 Nm3 CH4/h] | Energy/technical data | Capacity [mill. tons biomass input/year] | mill.tonsbiomassinput/year |  | [A, B] | 1 | Upper | 2025 | 0.65471
2.1 Biogas, Basic plant, small | Biogas plant, Basic plant, small [~ 3,000 Nm3 CH4/h] | Energy/technical data | Capacity [mill. tons biomass input/year] | mill.tonsbiomassinput/year |  | [A, B] | 1 | Upper | 2050 | 0.65471
2.1 Biogas, Basic plant, small | Biogas plant, Basic plant, small [~ 3,000 Nm3 CH4/h] | Energy/technical data | Construction time [years] | years |  | [F, Q] |  | Est | 2020 | 2
2.1 Biogas, Basic plant, small | Biogas plant, Basic plant, small [~ 3,000 Nm3 CH4/h] | Energy/technical data | Construction time [years] | years |  | [F, Q] |  | Est | 2025 | 2
2.1 Biogas, Basic plant, small | Biogas plant, Basic plant, small [~ 3,000 Nm3 CH4/h] | Energy/technical data | Construction time [years] | years |  | [F, Q] |  | Est | 2030 | 2
2.1 Biogas, Basic plant, small | Biogas plant, Basic plant, small [~ 3,000 Nm3 CH4/h] | Energy/technical data | Construction time [years] | years |  | [F, Q] |  | Est | 2040 | 2
2.1 Biogas, Basic plant, small | Biogas plant, Basic plant, small [~ 3,000 Nm3 CH4/h] | Energy/technical data | Construction time [years] | years |  | [F, Q] |  | Est | 2050 | 2
2.1 Biogas, Basic plant, small | Biogas plant, Basic plant, small [~ 3,000 Nm3 CH4/h] | Energy/technical data | Construction time [years] | years |  | [F, Q] |  | Lower | 2025 | 1
2.1 Biogas, Basic plant, small | Biogas plant, Basic plant, small [~ 3,000 Nm3 CH4/h] | Energy/technical data | Construction time [years] | years |  | [F, Q] |  | Lower | 2050 | 1
2.1 Biogas, Basic plant, small | Biogas plant, Basic plant, small [~ 3,000 Nm3 CH4/h] | Energy/technical data | Construction time [years] | years |  | [F, Q] |  | Upper | 2025 | 3
2.1 Biogas, Basic plant, small | Biogas plant, Basic plant, small [~ 3,000 Nm3 CH4/h] | Energy/technical data | Construction time [years] | years |  | [F, Q] |  | Upper | 2050 | 3
2.1 Biogas, Basic plant, small | Biogas plant, Basic plant, small [~ 3,000 Nm3 CH4/h] | Energy/technical data | Forced outage [%] | pct. |  |  | 1 | Est | 2020 | -
2.1 Biogas, Basic plant, small | Biogas plant, Basic plant, small [~ 3,000 Nm3 CH4/h] | Energy/technical data | Forced outage [%] | pct. |  |  | 1 | Est | 2025 | -
2.1 Biogas, Basic plant, small | Biogas plant, Basic plant, small [~ 3,000 Nm3 CH4/h] | Energy/technical data | Forced outage [%] | pct. |  |  | 1 | Est | 2030 | -
2.1 Biogas, Basic plant, small | Biogas plant, Basic plant, small [~ 3,000 Nm3 CH4/h] | Energy/technical data | Forced outage [%] | pct. |  |  | 1 | Est | 2040 | -
2.1 Biogas, Basic plant, small | Biogas plant, Basic plant, small [~ 3,000 Nm3 CH4/h] | Energy/technical data | Forced outage [%] | pct. |  |  | 1 | Est | 2050 | -
2.1 Biogas, Basic plant, small | Biogas plant, Basic plant, small [~ 3,000 Nm3 CH4/h] | Energy/technical data | Planned outage [days per year] | days/year |  |  | 1 | Est | 2020 | -
2.1 Biogas, Basic plant, small | Biogas plant, Basic plant, small [~ 3,000 Nm3 CH4/h] | Energy/technical data | Planned outage [days per year] | days/year |  |  | 1 | Est | 2025 | -
2.1 Biogas, Basic plant, small | Biogas plant, Basic plant, small [~ 3,000 Nm3 CH4/h] | Energy/technical data | Planned outage [days per year] | days/year |  |  | 1 | Est | 2030 | -
2.1 Biogas, Basic plant, small | Biogas plant, Basic plant, small [~ 3,000 Nm3 CH4/h] | Energy/technical data | Planned outage [days per year] | days/year |  |  | 1 | Est | 2040 | -
2.1 Biogas, Basic plant, small | Biogas plant, Basic plant, small [~ 3,000 Nm3 CH4/h] | Energy/technical data | Planned outage [days per year] | days/year |  |  | 1 | Est | 2050 | -
2.1 Biogas, Basic plant, small | Biogas plant, Basic plant, small [~ 3,000 Nm3 CH4/h] | Energy/technical data | Technical lifetime [years] | years |  | E | 1 | Est | 2020 | 20
2.1 Biogas, Basic plant, small | Biogas plant, Basic plant, small [~ 3,000 Nm3 CH4/h] | Energy/technical data | Technical lifetime [years] | years |  | E | 1 | Est | 2025 | 20
2.1 Biogas, Basic plant, small | Biogas plant, Basic plant, small [~ 3,000 Nm3 CH4/h] | Energy/technical data | Technical lifetime [years] | years |  | E | 1 | Est | 2030 | 20
2.1 Biogas, Basic plant, small | Biogas plant, Basic plant, small [~ 3,000 Nm3 CH4/h] | Energy/technical data | Technical lifetime [years] | years |  | E | 1 | Est | 2040 | 20
2.1 Biogas, Basic plant, small | Biogas plant, Basic plant, small [~ 3,000 Nm3 CH4/h] | Energy/technical data | Technical lifetime [years] | years |  | E | 1 | Est | 2050 | 20
2.1 Biogas, Basic plant, small | Biogas plant, Basic plant, small [~ 3,000 Nm3 CH4/h] | Energy/technical data | Technical lifetime [years] | years |  | E | 1 | Lower | 2025 | 15
2.1 Biogas, Basic plant, small | Biogas plant, Basic plant, small [~ 3,000 Nm3 CH4/h] | Energy/technical data | Technical lifetime [years] | years |  | E | 1 | Lower | 2050 | 15
2.1 Biogas, Basic plant, small | Biogas plant, Basic plant, small [~ 3,000 Nm3 CH4/h] | Energy/technical data | Technical lifetime [years] | years |  | E | 1 | Upper | 2025 | 25
2.1 Biogas, Basic plant, small | Biogas plant, Basic plant, small [~ 3,000 Nm3 CH4/h] | Energy/technical data | Technical lifetime [years] | years |  | E | 1 | Upper | 2050 | 25
2.1 Biogas, Basic plant, small | Biogas plant, Basic plant, small [~ 3,000 Nm3 CH4/h] | Energy/technical data | Total plant size [MW output] | MWoutput |  | R | [1, 2] | Est | 2020 | 29.6263
2.1 Biogas, Basic plant, small | Biogas plant, Basic plant, small [~ 3,000 Nm3 CH4/h] | Energy/technical data | Total plant size [MW output] | MWoutput |  | R | [1, 2] | Est | 2025 | 29.6263
2.1 Biogas, Basic plant, small | Biogas plant, Basic plant, small [~ 3,000 Nm3 CH4/h] | Energy/technical data | Total plant size [MW output] | MWoutput |  | R | [1, 2] | Est | 2030 | 29.6263
2.1 Biogas, Basic plant, small | Biogas plant, Basic plant, small [~ 3,000 Nm3 CH4/h] | Energy/technical data | Total plant size [MW output] | MWoutput |  | R | [1, 2] | Est | 2040 | 29.6263
2.1 Biogas, Basic plant, small | Biogas plant, Basic plant, small [~ 3,000 Nm3 CH4/h] | Energy/technical data | Total plant size [MW output] | MWoutput |  | R | [1, 2] | Est | 2050 | 29.6263
2.1 Biogas, Basic plant, small | Biogas plant, Basic plant, small [~ 3,000 Nm3 CH4/h] | Financial data | - of which O&M, excl electricity and heat [€/(ton input/year)] | €/(toninput/year) |  | [G, H, I, K] | 1 | Est | 2020 | 2.5493
2.1 Biogas, Basic plant, small | Biogas plant, Basic plant, small [~ 3,000 Nm3 CH4/h] | Financial data | - of which O&M, excl electricity and heat [€/(ton input/year)] | €/(toninput/year) |  | [G, H, I, K] | 1 | Est | 2025 | 2.5493
2.1 Biogas, Basic plant, small | Biogas plant, Basic plant, small [~ 3,000 Nm3 CH4/h] | Financial data | - of which O&M, excl electricity and heat [€/(ton input/year)] | €/(toninput/year) |  | [G, H, I, K] | 1 | Est | 2030 | 2.2179
2.1 Biogas, Basic plant, small | Biogas plant, Basic plant, small [~ 3,000 Nm3 CH4/h] | Financial data | - of which O&M, excl electricity and heat [€/(ton input/year)] | €/(toninput/year) |  | [G, H, I, K] | 1 | Est | 2040 | 2.1414
2.1 Biogas, Basic plant, small | Biogas plant, Basic plant, small [~ 3,000 Nm3 CH4/h] | Financial data | - of which O&M, excl electricity and heat [€/(ton input/year)] | €/(toninput/year) |  | [G, H, I, K] | 1 | Est | 2050 | 2.014
2.1 Biogas, Basic plant, small | Biogas plant, Basic plant, small [~ 3,000 Nm3 CH4/h] | Financial data | - of which O&M, excl electricity and heat [€/(ton input/year)] | €/(toninput/year) |  | [G, H, I, K] | 1 | Lower | 2025 | 2.1669
2.1 Biogas, Basic plant, small | Biogas plant, Basic plant, small [~ 3,000 Nm3 CH4/h] | Financial data | - of which O&M, excl electricity and heat [€/(ton input/year)] | €/(toninput/year) |  | [G, H, I, K] | 1 | Lower | 2050 | 1.7845
2.1 Biogas, Basic plant, small | Biogas plant, Basic plant, small [~ 3,000 Nm3 CH4/h] | Financial data | - of which O&M, excl electricity and heat [€/(ton input/year)] | €/(toninput/year) |  | [G, H, I, K] | 1 | Upper | 2025 | 2.9317
2.1 Biogas, Basic plant, small | Biogas plant, Basic plant, small [~ 3,000 Nm3 CH4/h] | Financial data | - of which O&M, excl electricity and heat [€/(ton input/year)] | €/(toninput/year) |  | [G, H, I, K] | 1 | Upper | 2050 | 2.2689
2.1 Biogas, Basic plant, small | Biogas plant, Basic plant, small [~ 3,000 Nm3 CH4/h] | Financial data | - of which electricity [€/(ton input/year)] | €/(toninput/year) |  | [G, H, I, P] | 1 | Est | 2020 | 0.68181
2.1 Biogas, Basic plant, small | Biogas plant, Basic plant, small [~ 3,000 Nm3 CH4/h] | Financial data | - of which electricity [€/(ton input/year)] | €/(toninput/year) |  | [G, H, I, P] | 1 | Est | 2025 | 0.68181
2.1 Biogas, Basic plant, small | Biogas plant, Basic plant, small [~ 3,000 Nm3 CH4/h] | Financial data | - of which electricity [€/(ton input/year)] | €/(toninput/year) |  | [G, H, I, P] | 1 | Est | 2030 | 0.59317
2.1 Biogas, Basic plant, small | Biogas plant, Basic plant, small [~ 3,000 Nm3 CH4/h] | Financial data | - of which electricity [€/(ton input/year)] | €/(toninput/year) |  | [G, H, I, P] | 1 | Est | 2040 | 0.57272
2.1 Biogas, Basic plant, small | Biogas plant, Basic plant, small [~ 3,000 Nm3 CH4/h] | Financial data | - of which electricity [€/(ton input/year)] | €/(toninput/year) |  | [G, H, I, P] | 1 | Est | 2050 | 0.53863
2.1 Biogas, Basic plant, small | Biogas plant, Basic plant, small [~ 3,000 Nm3 CH4/h] | Financial data | - of which electricity [€/(ton input/year)] | €/(toninput/year) |  | [G, H, I, P] | 1 | Lower | 2025 | 0.57954
2.1 Biogas, Basic plant, small | Biogas plant, Basic plant, small [~ 3,000 Nm3 CH4/h] | Financial data | - of which electricity [€/(ton input/year)] | €/(toninput/year) |  | [G, H, I, P] | 1 | Lower | 2050 | 0.47727
2.1 Biogas, Basic plant, small | Biogas plant, Basic plant, small [~ 3,000 Nm3 CH4/h] | Financial data | - of which electricity [€/(ton input/year)] | €/(toninput/year) |  | [G, H, I, P] | 1 | Upper | 2025 | 0.78408
2.1 Biogas, Basic plant, small | Biogas plant, Basic plant, small [~ 3,000 Nm3 CH4/h] | Financial data | - of which electricity [€/(ton input/year)] | €/(toninput/year) |  | [G, H, I, P] | 1 | Upper | 2050 | 0.60681
2.1 Biogas, Basic plant, small | Biogas plant, Basic plant, small [~ 3,000 Nm3 CH4/h] | Financial data | - of which equipment [M€/MWh Output] | M€/MWhOutput |  | [G, H, I, J] |  | Est | 2020 | 0.82597
2.1 Biogas, Basic plant, small | Biogas plant, Basic plant, small [~ 3,000 Nm3 CH4/h] | Financial data | - of which equipment [M€/MWh Output] | M€/MWhOutput |  | [G, H, I, J] |  | Est | 2025 | 0.82597
2.1 Biogas, Basic plant, small | Biogas plant, Basic plant, small [~ 3,000 Nm3 CH4/h] | Financial data | - of which equipment [M€/MWh Output] | M€/MWhOutput |  | [G, H, I, J] |  | Est | 2030 | 0.71859
2.1 Biogas, Basic plant, small | Biogas plant, Basic plant, small [~ 3,000 Nm3 CH4/h] | Financial data | - of which equipment [M€/MWh Output] | M€/MWhOutput |  | [G, H, I, J] |  | Est | 2040 | 0.69381
2.1 Biogas, Basic plant, small | Biogas plant, Basic plant, small [~ 3,000 Nm3 CH4/h] | Financial data | - of which equipment [M€/MWh Output] | M€/MWhOutput |  | [G, H, I, J] |  | Est | 2050 | 0.65251
2.1 Biogas, Basic plant, small | Biogas plant, Basic plant, small [~ 3,000 Nm3 CH4/h] | Financial data | - of which equipment [M€/MWh Output] | M€/MWhOutput |  | [G, H, I, J] |  | Lower | 2025 | 0.70207
2.1 Biogas, Basic plant, small | Biogas plant, Basic plant, small [~ 3,000 Nm3 CH4/h] | Financial data | - of which equipment [M€/MWh Output] | M€/MWhOutput |  | [G, H, I, J] |  | Lower | 2050 | 0.57818
2.1 Biogas, Basic plant, small | Biogas plant, Basic plant, small [~ 3,000 Nm3 CH4/h] | Financial data | - of which equipment [M€/MWh Output] | M€/MWhOutput |  | [G, H, I, J] |  | Upper | 2025 | 0.94986
2.1 Biogas, Basic plant, small | Biogas plant, Basic plant, small [~ 3,000 Nm3 CH4/h] | Financial data | - of which equipment [M€/MWh Output] | M€/MWhOutput |  | [G, H, I, J] |  | Upper | 2050 | 0.73511
2.1 Biogas, Basic plant, small | Biogas plant, Basic plant, small [~ 3,000 Nm3 CH4/h] | Financial data | - of which heat [€/(ton input/year)] | €/(toninput/year) |  | [G, H, I] | 1 | Est | 2020 | 0.72827
2.1 Biogas, Basic plant, small | Biogas plant, Basic plant, small [~ 3,000 Nm3 CH4/h] | Financial data | - of which heat [€/(ton input/year)] | €/(toninput/year) |  | [G, H, I] | 1 | Est | 2025 | 0.72827
2.1 Biogas, Basic plant, small | Biogas plant, Basic plant, small [~ 3,000 Nm3 CH4/h] | Financial data | - of which heat [€/(ton input/year)] | €/(toninput/year) |  | [G, H, I] | 1 | Est | 2030 | 0.6336
2.1 Biogas, Basic plant, small | Biogas plant, Basic plant, small [~ 3,000 Nm3 CH4/h] | Financial data | - of which heat [€/(ton input/year)] | €/(toninput/year) |  | [G, H, I] | 1 | Est | 2040 | 0.61175
2.1 Biogas, Basic plant, small | Biogas plant, Basic plant, small [~ 3,000 Nm3 CH4/h] | Financial data | - of which heat [€/(ton input/year)] | €/(toninput/year) |  | [G, H, I] | 1 | Est | 2050 | 0.57534
2.1 Biogas, Basic plant, small | Biogas plant, Basic plant, small [~ 3,000 Nm3 CH4/h] | Financial data | - of which installation [M€/MWh Output] | M€/MWhOutput |  | [G, H, I, J] |  | Est | 2020 | 0.20649
2.1 Biogas, Basic plant, small | Biogas plant, Basic plant, small [~ 3,000 Nm3 CH4/h] | Financial data | - of which installation [M€/MWh Output] | M€/MWhOutput |  | [G, H, I, J] |  | Est | 2025 | 0.20649
2.1 Biogas, Basic plant, small | Biogas plant, Basic plant, small [~ 3,000 Nm3 CH4/h] | Financial data | - of which installation [M€/MWh Output] | M€/MWhOutput |  | [G, H, I, J] |  | Est | 2030 | 0.17965
2.1 Biogas, Basic plant, small | Biogas plant, Basic plant, small [~ 3,000 Nm3 CH4/h] | Financial data | - of which installation [M€/MWh Output] | M€/MWhOutput |  | [G, H, I, J] |  | Est | 2040 | 0.17345
2.1 Biogas, Basic plant, small | Biogas plant, Basic plant, small [~ 3,000 Nm3 CH4/h] | Financial data | - of which installation [M€/MWh Output] | M€/MWhOutput |  | [G, H, I, J] |  | Est | 2050 | 0.16313
2.1 Biogas, Basic plant, small | Biogas plant, Basic plant, small [~ 3,000 Nm3 CH4/h] | Financial data | - of which installation [M€/MWh Output] | M€/MWhOutput |  | [G, H, I, J] |  | Lower | 2025 | 0.17552
2.1 Biogas, Basic plant, small | Biogas plant, Basic plant, small [~ 3,000 Nm3 CH4/h] | Financial data | - of which installation [M€/MWh Output] | M€/MWhOutput |  | [G, H, I, J] |  | Lower | 2050 | 0.14454
2.1 Biogas, Basic plant, small | Biogas plant, Basic plant, small [~ 3,000 Nm3 CH4/h] | Financial data | - of which installation [M€/MWh Output] | M€/MWhOutput |  | [G, H, I, J] |  | Upper | 2025 | 0.23747
2.1 Biogas, Basic plant, small | Biogas plant, Basic plant, small [~ 3,000 Nm3 CH4/h] | Financial data | - of which installation [M€/MWh Output] | M€/MWhOutput |  | [G, H, I, J] |  | Upper | 2050 | 0.18378
2.1 Biogas, Basic plant, small | Biogas plant, Basic plant, small [~ 3,000 Nm3 CH4/h] | Financial data | Specific investment [M€/MWh Output] | M€/MWhOutput |  | [G, H, I, J, N, O] | 1 | Est | 2020 | 1.0325
2.1 Biogas, Basic plant, small | Biogas plant, Basic plant, small [~ 3,000 Nm3 CH4/h] | Financial data | Specific investment [M€/MWh Output] | M€/MWhOutput |  | [G, H, I, J, N, O] | 1 | Est | 2025 | 1.0325
2.1 Biogas, Basic plant, small | Biogas plant, Basic plant, small [~ 3,000 Nm3 CH4/h] | Financial data | Specific investment [M€/MWh Output] | M€/MWhOutput |  | [G, H, I, J, N, O] | 1 | Est | 2030 | 0.89824
2.1 Biogas, Basic plant, small | Biogas plant, Basic plant, small [~ 3,000 Nm3 CH4/h] | Financial data | Specific investment [M€/MWh Output] | M€/MWhOutput |  | [G, H, I, J, N, O] | 1 | Est | 2040 | 0.86726
2.1 Biogas, Basic plant, small | Biogas plant, Basic plant, small [~ 3,000 Nm3 CH4/h] | Financial data | Specific investment [M€/MWh Output] | M€/MWhOutput |  | [G, H, I, J, N, O] | 1 | Est | 2050 | 0.81564
2.1 Biogas, Basic plant, small | Biogas plant, Basic plant, small [~ 3,000 Nm3 CH4/h] | Financial data | Specific investment [M€/MWh Output] | M€/MWhOutput |  | [G, H, I, J, N, O] | 1 | Lower | 2025 | 0.87759
2.1 Biogas, Basic plant, small | Biogas plant, Basic plant, small [~ 3,000 Nm3 CH4/h] | Financial data | Specific investment [M€/MWh Output] | M€/MWhOutput |  | [G, H, I, J, N, O] | 1 | Lower | 2050 | 0.72272
2.1 Biogas, Basic plant, small | Biogas plant, Basic plant, small [~ 3,000 Nm3 CH4/h] | Financial data | Specific investment [M€/MWh Output] | M€/MWhOutput |  | [G, H, I, J, N, O] | 1 | Upper | 2025 | 1.1873
2.1 Biogas, Basic plant, small | Biogas plant, Basic plant, small [~ 3,000 Nm3 CH4/h] | Financial data | Specific investment [M€/MWh Output] | M€/MWhOutput |  | [G, H, I, J, N, O] | 1 | Upper | 2050 | 0.91889
2.1 Biogas, Basic plant, small | Biogas plant, Basic plant, small [~ 3,000 Nm3 CH4/h] | Financial data | Total O&M [k€/MW/year] | k€/MW/year |  | [G, H, I, L] | 1 | Est | 2020 | 80.2931
2.1 Biogas, Basic plant, small | Biogas plant, Basic plant, small [~ 3,000 Nm3 CH4/h] | Financial data | Total O&M [k€/MW/year] | k€/MW/year |  | [G, H, I, L] | 1 | Est | 2025 | 80.2931
2.1 Biogas, Basic plant, small | Biogas plant, Basic plant, small [~ 3,000 Nm3 CH4/h] | Financial data | Total O&M [k€/MW/year] | k€/MW/year |  | [G, H, I, L] | 1 | Est | 2030 | 69.855
2.1 Biogas, Basic plant, small | Biogas plant, Basic plant, small [~ 3,000 Nm3 CH4/h] | Financial data | Total O&M [k€/MW/year] | k€/MW/year |  | [G, H, I, L] | 1 | Est | 2040 | 67.4462
2.1 Biogas, Basic plant, small | Biogas plant, Basic plant, small [~ 3,000 Nm3 CH4/h] | Financial data | Total O&M [k€/MW/year] | k€/MW/year |  | [G, H, I, L] | 1 | Est | 2050 | 63.4315
2.1 Biogas, Basic plant, small | Biogas plant, Basic plant, small [~ 3,000 Nm3 CH4/h] | Financial data | Total O&M [k€/MW/year] | k€/MW/year |  | [G, H, I, L] | 1 | Lower | 2025 | 68.2491
2.1 Biogas, Basic plant, small | Biogas plant, Basic plant, small [~ 3,000 Nm3 CH4/h] | Financial data | Total O&M [k€/MW/year] | k€/MW/year |  | [G, H, I, L] | 1 | Lower | 2050 | 56.2052
2.1 Biogas, Basic plant, small | Biogas plant, Basic plant, small [~ 3,000 Nm3 CH4/h] | Financial data | Total O&M [k€/MW/year] | k€/MW/year |  | [G, H, I, L] | 1 | Upper | 2025 | 92.337
2.1 Biogas, Basic plant, small | Biogas plant, Basic plant, small [~ 3,000 Nm3 CH4/h] | Financial data | Total O&M [k€/MW/year] | k€/MW/year |  | [G, H, I, L] | 1 | Upper | 2050 | 71.4608
2.1 Biogas, Basic plant, small | Biogas plant, Basic plant, small [~ 3,000 Nm3 CH4/h] | Financial data | Total O&M [€/(ton input/year)] | €/(toninput/year) |  | [G, H, I, K, P] | 1 | Est | 2020 | 3.9594
2.1 Biogas, Basic plant, small | Biogas plant, Basic plant, small [~ 3,000 Nm3 CH4/h] | Financial data | Total O&M [€/(ton input/year)] | €/(toninput/year) |  | [G, H, I, K, P] | 1 | Est | 2025 | 3.9594
2.1 Biogas, Basic plant, small | Biogas plant, Basic plant, small [~ 3,000 Nm3 CH4/h] | Financial data | Total O&M [€/(ton input/year)] | €/(toninput/year) |  | [G, H, I, K, P] | 1 | Est | 2030 | 3.4447
2.1 Biogas, Basic plant, small | Biogas plant, Basic plant, small [~ 3,000 Nm3 CH4/h] | Financial data | Total O&M [€/(ton input/year)] | €/(toninput/year) |  | [G, H, I, K, P] | 1 | Est | 2040 | 3.3259
2.1 Biogas, Basic plant, small | Biogas plant, Basic plant, small [~ 3,000 Nm3 CH4/h] | Financial data | Total O&M [€/(ton input/year)] | €/(toninput/year) |  | [G, H, I, K, P] | 1 | Est | 2050 | 3.1279
2.1 Biogas, Basic plant, small | Biogas plant, Basic plant, small [~ 3,000 Nm3 CH4/h] | Financial data | Total O&M [€/(ton input/year)] | €/(toninput/year) |  | [G, H, I, K, P] | 1 | Lower | 2025 | 3.3655
2.1 Biogas, Basic plant, small | Biogas plant, Basic plant, small [~ 3,000 Nm3 CH4/h] | Financial data | Total O&M [€/(ton input/year)] | €/(toninput/year) |  | [G, H, I, K, P] | 1 | Lower | 2050 | 2.7716
2.1 Biogas, Basic plant, small | Biogas plant, Basic plant, small [~ 3,000 Nm3 CH4/h] | Financial data | Total O&M [€/(ton input/year)] | €/(toninput/year) |  | [G, H, I, K, P] | 1 | Upper | 2025 | 4.5533
2.1 Biogas, Basic plant, small | Biogas plant, Basic plant, small [~ 3,000 Nm3 CH4/h] | Financial data | Total O&M [€/(ton input/year)] | €/(toninput/year) |  | [G, H, I, K, P] | 1 | Upper | 2050 | 3.5239
2.1 Biogas, Basic plant, small | Biogas plant, Basic plant, small [~ 3,000 Nm3 CH4/h] | Technology-specific data | CO2 ressource [kton/year] | kton/year |  |  |  | Est | 2020 | 37.9555
2.1 Biogas, Basic plant, small | Biogas plant, Basic plant, small [~ 3,000 Nm3 CH4/h] | Technology-specific data | CO2 ressource [kton/year] | kton/year |  |  |  | Est | 2025 | 37.9555
2.1 Biogas, Basic plant, small | Biogas plant, Basic plant, small [~ 3,000 Nm3 CH4/h] | Technology-specific data | CO2 ressource [kton/year] | kton/year |  |  |  | Est | 2030 | 37.9555
2.1 Biogas, Basic plant, small | Biogas plant, Basic plant, small [~ 3,000 Nm3 CH4/h] | Technology-specific data | CO2 ressource [kton/year] | kton/year |  |  |  | Est | 2040 | 37.9555
2.1 Biogas, Basic plant, small | Biogas plant, Basic plant, small [~ 3,000 Nm3 CH4/h] | Technology-specific data | CO2 ressource [kton/year] | kton/year |  |  |  | Est | 2050 | 37.9555
2.1 Biogas, Basic plant, small | Biogas plant, Basic plant, small [~ 3,000 Nm3 CH4/h] | Technology-specific data | CO2 ressource [mill. Nm3 CO2/year] | mill.Nm3CO2/year |  |  | 1 | Est | 2020 | 19.2271
2.1 Biogas, Basic plant, small | Biogas plant, Basic plant, small [~ 3,000 Nm3 CH4/h] | Technology-specific data | CO2 ressource [mill. Nm3 CO2/year] | mill.Nm3CO2/year |  |  | 1 | Est | 2025 | 19.2271
2.1 Biogas, Basic plant, small | Biogas plant, Basic plant, small [~ 3,000 Nm3 CH4/h] | Technology-specific data | CO2 ressource [mill. Nm3 CO2/year] | mill.Nm3CO2/year |  |  | 1 | Est | 2030 | 19.2271
2.1 Biogas, Basic plant, small | Biogas plant, Basic plant, small [~ 3,000 Nm3 CH4/h] | Technology-specific data | CO2 ressource [mill. Nm3 CO2/year] | mill.Nm3CO2/year |  |  | 1 | Est | 2040 | 19.2271
2.1 Biogas, Basic plant, small | Biogas plant, Basic plant, small [~ 3,000 Nm3 CH4/h] | Technology-specific data | CO2 ressource [mill. Nm3 CO2/year] | mill.Nm3CO2/year |  |  | 1 | Est | 2050 | 19.2271
2.1 Biogas, Basic plant, small | Biogas plant, Basic plant, small [~ 3,000 Nm3 CH4/h] | Technology-specific data | DS% |  |  | N | [1, 2] | Est | 2020 | 0.16
2.1 Biogas, Basic plant, small | Biogas plant, Basic plant, small [~ 3,000 Nm3 CH4/h] | Technology-specific data | DS% |  |  | N | [1, 2] | Est | 2025 | 0.16
2.1 Biogas, Basic plant, small | Biogas plant, Basic plant, small [~ 3,000 Nm3 CH4/h] | Technology-specific data | DS% |  |  | N | [1, 2] | Est | 2030 | 0.16
2.1 Biogas, Basic plant, small | Biogas plant, Basic plant, small [~ 3,000 Nm3 CH4/h] | Technology-specific data | DS% |  |  | N | [1, 2] | Est | 2040 | 0.16
2.1 Biogas, Basic plant, small | Biogas plant, Basic plant, small [~ 3,000 Nm3 CH4/h] | Technology-specific data | DS% |  |  | N | [1, 2] | Est | 2050 | 0.16
2.1 Biogas, Basic plant, small | Biogas plant, Basic plant, small [~ 3,000 Nm3 CH4/h] | Technology-specific data | HRT [days] | days |  | M | [1, 2] | Est | 2020 | 65
2.1 Biogas, Basic plant, small | Biogas plant, Basic plant, small [~ 3,000 Nm3 CH4/h] | Technology-specific data | HRT [days] | days |  | M | [1, 2] | Est | 2025 | 65
2.1 Biogas, Basic plant, small | Biogas plant, Basic plant, small [~ 3,000 Nm3 CH4/h] | Technology-specific data | HRT [days] | days |  | M | [1, 2] | Est | 2030 | 65
2.1 Biogas, Basic plant, small | Biogas plant, Basic plant, small [~ 3,000 Nm3 CH4/h] | Technology-specific data | HRT [days] | days |  | M | [1, 2] | Est | 2040 | 65
2.1 Biogas, Basic plant, small | Biogas plant, Basic plant, small [~ 3,000 Nm3 CH4/h] | Technology-specific data | HRT [days] | days |  | M | [1, 2] | Est | 2050 | 65
2.1 Biogas, Basic plant, small | Biogas plant, Basic plant, small [~ 3,000 Nm3 CH4/h] | Technology-specific data | Hourly gas output [k Nm3 CH4/h] | kNm3CH4/h |  |  | [1, 3] | Est | 2020 | 2.9736
2.1 Biogas, Basic plant, small | Biogas plant, Basic plant, small [~ 3,000 Nm3 CH4/h] | Technology-specific data | Hourly gas output [k Nm3 CH4/h] | kNm3CH4/h |  |  | [1, 3] | Est | 2025 | 2.9736
2.1 Biogas, Basic plant, small | Biogas plant, Basic plant, small [~ 3,000 Nm3 CH4/h] | Technology-specific data | Hourly gas output [k Nm3 CH4/h] | kNm3CH4/h |  |  | [1, 3] | Est | 2030 | 2.9736
2.1 Biogas, Basic plant, small | Biogas plant, Basic plant, small [~ 3,000 Nm3 CH4/h] | Technology-specific data | Hourly gas output [k Nm3 CH4/h] | kNm3CH4/h |  |  | [1, 3] | Est | 2040 | 2.9736
2.1 Biogas, Basic plant, small | Biogas plant, Basic plant, small [~ 3,000 Nm3 CH4/h] | Technology-specific data | Hourly gas output [k Nm3 CH4/h] | kNm3CH4/h |  |  | [1, 3] | Est | 2050 | 2.9736
2.1 Biogas, Basic plant, small | Biogas plant, Basic plant, small [~ 3,000 Nm3 CH4/h] | Technology-specific data | Methane emission [% of output] | pct.ofoutput |  |  | [1, 4] | Est | 2020 | 0.009
2.1 Biogas, Basic plant, small | Biogas plant, Basic plant, small [~ 3,000 Nm3 CH4/h] | Technology-specific data | Methane emission [% of output] | pct.ofoutput |  |  | [1, 4] | Est | 2025 | 0.009
2.1 Biogas, Basic plant, small | Biogas plant, Basic plant, small [~ 3,000 Nm3 CH4/h] | Technology-specific data | Methane emission [% of output] | pct.ofoutput |  |  | [1, 4] | Est | 2030 | 0.009
2.1 Biogas, Basic plant, small | Biogas plant, Basic plant, small [~ 3,000 Nm3 CH4/h] | Technology-specific data | Methane emission [% of output] | pct.ofoutput |  |  | [1, 4] | Est | 2040 | 0.009
2.1 Biogas, Basic plant, small | Biogas plant, Basic plant, small [~ 3,000 Nm3 CH4/h] | Technology-specific data | Methane emission [% of output] | pct.ofoutput |  |  | [1, 4] | Est | 2050 | 0.009
2.1 Biogas, Basic plant, small | Biogas plant, Basic plant, small [~ 3,000 Nm3 CH4/h] | Technology-specific data | Yearly gas output [mill. Nm3 CH4/year] | mill.Nm3CH4/year |  |  | [1, 3] | Est | 2020 | 26.0485
2.1 Biogas, Basic plant, small | Biogas plant, Basic plant, small [~ 3,000 Nm3 CH4/h] | Technology-specific data | Yearly gas output [mill. Nm3 CH4/year] | mill.Nm3CH4/year |  |  | [1, 3] | Est | 2025 | 26.0485
2.1 Biogas, Basic plant, small | Biogas plant, Basic plant, small [~ 3,000 Nm3 CH4/h] | Technology-specific data | Yearly gas output [mill. Nm3 CH4/year] | mill.Nm3CH4/year |  |  | [1, 3] | Est | 2030 | 26.0485
2.1 Biogas, Basic plant, small | Biogas plant, Basic plant, small [~ 3,000 Nm3 CH4/h] | Technology-specific data | Yearly gas output [mill. Nm3 CH4/year] | mill.Nm3CH4/year |  |  | [1, 3] | Est | 2040 | 26.0485
2.1 Biogas, Basic plant, small | Biogas plant, Basic plant, small [~ 3,000 Nm3 CH4/h] | Technology-specific data | Yearly gas output [mill. Nm3 CH4/year] | mill.Nm3CH4/year |  |  | [1, 3] | Est | 2050 | 26.0485
2.1 Biogas, Basic plant, large | Biogas plant, Basic plant, large [~ 6,000 Nm3 CH4/h] | Energy/technical data | Aux. electricity [% of output energy] | pct.ofoutputenergy |  | C | 1 | Est | 2020 | 0.021137
2.1 Biogas, Basic plant, large | Biogas plant, Basic plant, large [~ 6,000 Nm3 CH4/h] | Energy/technical data | Aux. electricity [% of output energy] | pct.ofoutputenergy |  | C | 1 | Est | 2025 | 0.021137
2.1 Biogas, Basic plant, large | Biogas plant, Basic plant, large [~ 6,000 Nm3 CH4/h] | Energy/technical data | Aux. electricity [% of output energy] | pct.ofoutputenergy |  | C | 1 | Est | 2030 | 0.018389
2.1 Biogas, Basic plant, large | Biogas plant, Basic plant, large [~ 6,000 Nm3 CH4/h] | Energy/technical data | Aux. electricity [% of output energy] | pct.ofoutputenergy |  | C | 1 | Est | 2040 | 0.017755
2.1 Biogas, Basic plant, large | Biogas plant, Basic plant, large [~ 6,000 Nm3 CH4/h] | Energy/technical data | Aux. electricity [% of output energy] | pct.ofoutputenergy |  | C | 1 | Est | 2050 | 0.016698
2.1 Biogas, Basic plant, large | Biogas plant, Basic plant, large [~ 6,000 Nm3 CH4/h] | Energy/technical data | Aux. electricity [% of output energy] | pct.ofoutputenergy |  | C | 1 | Lower | 2025 | 0.015853
2.1 Biogas, Basic plant, large | Biogas plant, Basic plant, large [~ 6,000 Nm3 CH4/h] | Energy/technical data | Aux. electricity [% of output energy] | pct.ofoutputenergy |  | C | 1 | Lower | 2050 | 0.012524
2.1 Biogas, Basic plant, large | Biogas plant, Basic plant, large [~ 6,000 Nm3 CH4/h] | Energy/technical data | Aux. electricity [% of output energy] | pct.ofoutputenergy |  | C | 1 | Upper | 2025 | 0.026422
2.1 Biogas, Basic plant, large | Biogas plant, Basic plant, large [~ 6,000 Nm3 CH4/h] | Energy/technical data | Aux. electricity [% of output energy] | pct.ofoutputenergy |  | C | 1 | Upper | 2050 | 0.020873
2.1 Biogas, Basic plant, large | Biogas plant, Basic plant, large [~ 6,000 Nm3 CH4/h] | Energy/technical data | Aux. electricity [kWh/ton input] | kWh/toninput |  | C | 1 | Est | 2020 | 9.2013
2.1 Biogas, Basic plant, large | Biogas plant, Basic plant, large [~ 6,000 Nm3 CH4/h] | Energy/technical data | Aux. electricity [kWh/ton input] | kWh/toninput |  | C | 1 | Est | 2025 | 9.2013
2.1 Biogas, Basic plant, large | Biogas plant, Basic plant, large [~ 6,000 Nm3 CH4/h] | Energy/technical data | Aux. electricity [kWh/ton input] | kWh/toninput |  | C | 1 | Est | 2030 | 8.0051
2.1 Biogas, Basic plant, large | Biogas plant, Basic plant, large [~ 6,000 Nm3 CH4/h] | Energy/technical data | Aux. electricity [kWh/ton input] | kWh/toninput |  | C | 1 | Est | 2040 | 7.7291
2.1 Biogas, Basic plant, large | Biogas plant, Basic plant, large [~ 6,000 Nm3 CH4/h] | Energy/technical data | Aux. electricity [kWh/ton input] | kWh/toninput |  | C | 1 | Est | 2050 | 7.269
2.1 Biogas, Basic plant, large | Biogas plant, Basic plant, large [~ 6,000 Nm3 CH4/h] | Energy/technical data | Aux. electricity [kWh/ton input] | kWh/toninput |  | C | 1 | Lower | 2025 | 6.901
2.1 Biogas, Basic plant, large | Biogas plant, Basic plant, large [~ 6,000 Nm3 CH4/h] | Energy/technical data | Aux. electricity [kWh/ton input] | kWh/toninput |  | C | 1 | Lower | 2050 | 5.4518
2.1 Biogas, Basic plant, large | Biogas plant, Basic plant, large [~ 6,000 Nm3 CH4/h] | Energy/technical data | Aux. electricity [kWh/ton input] | kWh/toninput |  | C | 1 | Upper | 2025 | 11.5016
2.1 Biogas, Basic plant, large | Biogas plant, Basic plant, large [~ 6,000 Nm3 CH4/h] | Energy/technical data | Aux. electricity [kWh/ton input] | kWh/toninput |  | C | 1 | Upper | 2050 | 9.0863
2.1 Biogas, Basic plant, large | Biogas plant, Basic plant, large [~ 6,000 Nm3 CH4/h] | Energy/technical data | Aux. process heat [% of output energy] | pct.ofoutputenergy |  | D | 1 | Est | 2020 | 0.050539
2.1 Biogas, Basic plant, large | Biogas plant, Basic plant, large [~ 6,000 Nm3 CH4/h] | Energy/technical data | Aux. process heat [% of output energy] | pct.ofoutputenergy |  | D | 1 | Est | 2025 | 0.050539
2.1 Biogas, Basic plant, large | Biogas plant, Basic plant, large [~ 6,000 Nm3 CH4/h] | Energy/technical data | Aux. process heat [% of output energy] | pct.ofoutputenergy |  | D | 1 | Est | 2030 | 0.043969
2.1 Biogas, Basic plant, large | Biogas plant, Basic plant, large [~ 6,000 Nm3 CH4/h] | Energy/technical data | Aux. process heat [% of output energy] | pct.ofoutputenergy |  | D | 1 | Est | 2040 | 0.042452
2.1 Biogas, Basic plant, large | Biogas plant, Basic plant, large [~ 6,000 Nm3 CH4/h] | Energy/technical data | Aux. process heat [% of output energy] | pct.ofoutputenergy |  | D | 1 | Est | 2050 | 0.039925
2.1 Biogas, Basic plant, large | Biogas plant, Basic plant, large [~ 6,000 Nm3 CH4/h] | Energy/technical data | Aux. process heat [% of output energy] | pct.ofoutputenergy |  | D | 1 | Lower | 2025 | 0.042958
2.1 Biogas, Basic plant, large | Biogas plant, Basic plant, large [~ 6,000 Nm3 CH4/h] | Energy/technical data | Aux. process heat [% of output energy] | pct.ofoutputenergy |  | D | 1 | Lower | 2050 | 0.033937
2.1 Biogas, Basic plant, large | Biogas plant, Basic plant, large [~ 6,000 Nm3 CH4/h] | Energy/technical data | Aux. process heat [% of output energy] | pct.ofoutputenergy |  | D | 1 | Upper | 2025 | 0.058119
2.1 Biogas, Basic plant, large | Biogas plant, Basic plant, large [~ 6,000 Nm3 CH4/h] | Energy/technical data | Aux. process heat [% of output energy] | pct.ofoutputenergy |  | D | 1 | Upper | 2050 | 0.045914
2.1 Biogas, Basic plant, large | Biogas plant, Basic plant, large [~ 6,000 Nm3 CH4/h] | Energy/technical data | Aux. process heat [kWh/ton input] | kWh/toninput |  | D | 1 | Est | 2020 | 22
2.1 Biogas, Basic plant, large | Biogas plant, Basic plant, large [~ 6,000 Nm3 CH4/h] | Energy/technical data | Aux. process heat [kWh/ton input] | kWh/toninput |  | D | 1 | Est | 2025 | 22
2.1 Biogas, Basic plant, large | Biogas plant, Basic plant, large [~ 6,000 Nm3 CH4/h] | Energy/technical data | Aux. process heat [kWh/ton input] | kWh/toninput |  | D | 1 | Est | 2030 | 19.14
2.1 Biogas, Basic plant, large | Biogas plant, Basic plant, large [~ 6,000 Nm3 CH4/h] | Energy/technical data | Aux. process heat [kWh/ton input] | kWh/toninput |  | D | 1 | Est | 2040 | 18.48
2.1 Biogas, Basic plant, large | Biogas plant, Basic plant, large [~ 6,000 Nm3 CH4/h] | Energy/technical data | Aux. process heat [kWh/ton input] | kWh/toninput |  | D | 1 | Est | 2050 | 17.38
2.1 Biogas, Basic plant, large | Biogas plant, Basic plant, large [~ 6,000 Nm3 CH4/h] | Energy/technical data | Aux. process heat [kWh/ton input] | kWh/toninput |  | D | 1 | Lower | 2025 | 18.7
2.1 Biogas, Basic plant, large | Biogas plant, Basic plant, large [~ 6,000 Nm3 CH4/h] | Energy/technical data | Aux. process heat [kWh/ton input] | kWh/toninput |  | D | 1 | Lower | 2050 | 14.773
2.1 Biogas, Basic plant, large | Biogas plant, Basic plant, large [~ 6,000 Nm3 CH4/h] | Energy/technical data | Aux. process heat [kWh/ton input] | kWh/toninput |  | D | 1 | Upper | 2025 | 25.3
2.1 Biogas, Basic plant, large | Biogas plant, Basic plant, large [~ 6,000 Nm3 CH4/h] | Energy/technical data | Aux. process heat [kWh/ton input] | kWh/toninput |  | D | 1 | Upper | 2050 | 19.987
2.1 Biogas, Basic plant, large | Biogas plant, Basic plant, large [~ 6,000 Nm3 CH4/h] | Energy/technical data | Biogas [%] | pct. |  |  | 1 | Est | 2020 | 1
2.1 Biogas, Basic plant, large | Biogas plant, Basic plant, large [~ 6,000 Nm3 CH4/h] | Energy/technical data | Biogas [%] | pct. |  |  | 1 | Est | 2025 | 1
2.1 Biogas, Basic plant, large | Biogas plant, Basic plant, large [~ 6,000 Nm3 CH4/h] | Energy/technical data | Biogas [%] | pct. |  |  | 1 | Est | 2030 | 1
2.1 Biogas, Basic plant, large | Biogas plant, Basic plant, large [~ 6,000 Nm3 CH4/h] | Energy/technical data | Biogas [%] | pct. |  |  | 1 | Est | 2040 | 1
2.1 Biogas, Basic plant, large | Biogas plant, Basic plant, large [~ 6,000 Nm3 CH4/h] | Energy/technical data | Biogas [%] | pct. |  |  | 1 | Est | 2050 | 1
2.1 Biogas, Basic plant, large | Biogas plant, Basic plant, large [~ 6,000 Nm3 CH4/h] | Energy/technical data | Biogas [GJ/ton input] | GJ/toninput |  | R | 1 | Est | 2020 | 1.59
2.1 Biogas, Basic plant, large | Biogas plant, Basic plant, large [~ 6,000 Nm3 CH4/h] | Energy/technical data | Biogas [GJ/ton input] | GJ/toninput |  | R | 1 | Est | 2025 | 1.59
2.1 Biogas, Basic plant, large | Biogas plant, Basic plant, large [~ 6,000 Nm3 CH4/h] | Energy/technical data | Biogas [GJ/ton input] | GJ/toninput |  | R | 1 | Est | 2030 | 1.59
2.1 Biogas, Basic plant, large | Biogas plant, Basic plant, large [~ 6,000 Nm3 CH4/h] | Energy/technical data | Biogas [GJ/ton input] | GJ/toninput |  | R | 1 | Est | 2040 | 1.59
2.1 Biogas, Basic plant, large | Biogas plant, Basic plant, large [~ 6,000 Nm3 CH4/h] | Energy/technical data | Biogas [GJ/ton input] | GJ/toninput |  | R | 1 | Est | 2050 | 1.59
2.1 Biogas, Basic plant, large | Biogas plant, Basic plant, large [~ 6,000 Nm3 CH4/h] | Energy/technical data | Biogas production, [MJ/s] | MJ/s |  |  | [1, 2] | Est | 2020 | 59.2818
2.1 Biogas, Basic plant, large | Biogas plant, Basic plant, large [~ 6,000 Nm3 CH4/h] | Energy/technical data | Biogas production, [MJ/s] | MJ/s |  |  | [1, 2] | Est | 2025 | 59.2818
2.1 Biogas, Basic plant, large | Biogas plant, Basic plant, large [~ 6,000 Nm3 CH4/h] | Energy/technical data | Biogas production, [MJ/s] | MJ/s |  |  | [1, 2] | Est | 2030 | 59.2818
2.1 Biogas, Basic plant, large | Biogas plant, Basic plant, large [~ 6,000 Nm3 CH4/h] | Energy/technical data | Biogas production, [MJ/s] | MJ/s |  |  | [1, 2] | Est | 2040 | 59.2818
2.1 Biogas, Basic plant, large | Biogas plant, Basic plant, large [~ 6,000 Nm3 CH4/h] | Energy/technical data | Biogas production, [MJ/s] | MJ/s |  |  | [1, 2] | Est | 2050 | 59.2818
2.1 Biogas, Basic plant, large | Biogas plant, Basic plant, large [~ 6,000 Nm3 CH4/h] | Energy/technical data | Biomass [mill. tons/year] | mill.tons/year |  | B | 1 | Est | 2020 | 1.1938
2.1 Biogas, Basic plant, large | Biogas plant, Basic plant, large [~ 6,000 Nm3 CH4/h] | Energy/technical data | Biomass [mill. tons/year] | mill.tons/year |  | B | 1 | Est | 2025 | 1.1938
2.1 Biogas, Basic plant, large | Biogas plant, Basic plant, large [~ 6,000 Nm3 CH4/h] | Energy/technical data | Biomass [mill. tons/year] | mill.tons/year |  | B | 1 | Est | 2030 | 1.1938
2.1 Biogas, Basic plant, large | Biogas plant, Basic plant, large [~ 6,000 Nm3 CH4/h] | Energy/technical data | Biomass [mill. tons/year] | mill.tons/year |  | B | 1 | Est | 2040 | 1.1938
2.1 Biogas, Basic plant, large | Biogas plant, Basic plant, large [~ 6,000 Nm3 CH4/h] | Energy/technical data | Biomass [mill. tons/year] | mill.tons/year |  | B | 1 | Est | 2050 | 1.1938
2.1 Biogas, Basic plant, large | Biogas plant, Basic plant, large [~ 6,000 Nm3 CH4/h] | Energy/technical data | Capacity [mill. tons biomass input/year] | mill.tonsbiomassinput/year |  | [A, B] | 1 | Est | 2020 | 1.1938
2.1 Biogas, Basic plant, large | Biogas plant, Basic plant, large [~ 6,000 Nm3 CH4/h] | Energy/technical data | Capacity [mill. tons biomass input/year] | mill.tonsbiomassinput/year |  | [A, B] | 1 | Est | 2025 | 1.1938
2.1 Biogas, Basic plant, large | Biogas plant, Basic plant, large [~ 6,000 Nm3 CH4/h] | Energy/technical data | Capacity [mill. tons biomass input/year] | mill.tonsbiomassinput/year |  | [A, B] | 1 | Est | 2030 | 1.1938
2.1 Biogas, Basic plant, large | Biogas plant, Basic plant, large [~ 6,000 Nm3 CH4/h] | Energy/technical data | Capacity [mill. tons biomass input/year] | mill.tonsbiomassinput/year |  | [A, B] | 1 | Est | 2040 | 1.1938
2.1 Biogas, Basic plant, large | Biogas plant, Basic plant, large [~ 6,000 Nm3 CH4/h] | Energy/technical data | Capacity [mill. tons biomass input/year] | mill.tonsbiomassinput/year |  | [A, B] | 1 | Est | 2050 | 1.1938
2.1 Biogas, Basic plant, large | Biogas plant, Basic plant, large [~ 6,000 Nm3 CH4/h] | Energy/technical data | Capacity [mill. tons biomass input/year] | mill.tonsbiomassinput/year |  | [A, B] | 1 | Lower | 2025 | 1.0744
2.1 Biogas, Basic plant, large | Biogas plant, Basic plant, large [~ 6,000 Nm3 CH4/h] | Energy/technical data | Capacity [mill. tons biomass input/year] | mill.tonsbiomassinput/year |  | [A, B] | 1 | Lower | 2050 | 1.0744
2.1 Biogas, Basic plant, large | Biogas plant, Basic plant, large [~ 6,000 Nm3 CH4/h] | Energy/technical data | Capacity [mill. tons biomass input/year] | mill.tonsbiomassinput/year |  | [A, B] | 1 | Upper | 2025 | 1.3132
2.1 Biogas, Basic plant, large | Biogas plant, Basic plant, large [~ 6,000 Nm3 CH4/h] | Energy/technical data | Capacity [mill. tons biomass input/year] | mill.tonsbiomassinput/year |  | [A, B] | 1 | Upper | 2050 | 1.3132
2.1 Biogas, Basic plant, large | Biogas plant, Basic plant, large [~ 6,000 Nm3 CH4/h] | Energy/technical data | Construction time [years] | years |  | [F, Q] |  | Est | 2020 | 2
2.1 Biogas, Basic plant, large | Biogas plant, Basic plant, large [~ 6,000 Nm3 CH4/h] | Energy/technical data | Construction time [years] | years |  | [F, Q] |  | Est | 2025 | 2
2.1 Biogas, Basic plant, large | Biogas plant, Basic plant, large [~ 6,000 Nm3 CH4/h] | Energy/technical data | Construction time [years] | years |  | [F, Q] |  | Est | 2030 | 2
2.1 Biogas, Basic plant, large | Biogas plant, Basic plant, large [~ 6,000 Nm3 CH4/h] | Energy/technical data | Construction time [years] | years |  | [F, Q] |  | Est | 2040 | 2
2.1 Biogas, Basic plant, large | Biogas plant, Basic plant, large [~ 6,000 Nm3 CH4/h] | Energy/technical data | Construction time [years] | years |  | [F, Q] |  | Est | 2050 | 2
2.1 Biogas, Basic plant, large | Biogas plant, Basic plant, large [~ 6,000 Nm3 CH4/h] | Energy/technical data | Construction time [years] | years |  | [F, Q] |  | Lower | 2025 | 1
2.1 Biogas, Basic plant, large | Biogas plant, Basic plant, large [~ 6,000 Nm3 CH4/h] | Energy/technical data | Construction time [years] | years |  | [F, Q] |  | Lower | 2050 | 1
2.1 Biogas, Basic plant, large | Biogas plant, Basic plant, large [~ 6,000 Nm3 CH4/h] | Energy/technical data | Construction time [years] | years |  | [F, Q] |  | Upper | 2025 | 3
2.1 Biogas, Basic plant, large | Biogas plant, Basic plant, large [~ 6,000 Nm3 CH4/h] | Energy/technical data | Construction time [years] | years |  | [F, Q] |  | Upper | 2050 | 3
2.1 Biogas, Basic plant, large | Biogas plant, Basic plant, large [~ 6,000 Nm3 CH4/h] | Energy/technical data | Forced outage [%] | pct. |  |  | 1 | Est | 2020 | -
2.1 Biogas, Basic plant, large | Biogas plant, Basic plant, large [~ 6,000 Nm3 CH4/h] | Energy/technical data | Forced outage [%] | pct. |  |  | 1 | Est | 2025 | -
2.1 Biogas, Basic plant, large | Biogas plant, Basic plant, large [~ 6,000 Nm3 CH4/h] | Energy/technical data | Forced outage [%] | pct. |  |  | 1 | Est | 2030 | -
2.1 Biogas, Basic plant, large | Biogas plant, Basic plant, large [~ 6,000 Nm3 CH4/h] | Energy/technical data | Forced outage [%] | pct. |  |  | 1 | Est | 2040 | -
2.1 Biogas, Basic plant, large | Biogas plant, Basic plant, large [~ 6,000 Nm3 CH4/h] | Energy/technical data | Forced outage [%] | pct. |  |  | 1 | Est | 2050 | -
2.1 Biogas, Basic plant, large | Biogas plant, Basic plant, large [~ 6,000 Nm3 CH4/h] | Energy/technical data | Planned outage [days per year] | days/year |  |  | 1 | Est | 2020 | -
2.1 Biogas, Basic plant, large | Biogas plant, Basic plant, large [~ 6,000 Nm3 CH4/h] | Energy/technical data | Planned outage [days per year] | days/year |  |  | 1 | Est | 2025 | -
2.1 Biogas, Basic plant, large | Biogas plant, Basic plant, large [~ 6,000 Nm3 CH4/h] | Energy/technical data | Planned outage [days per year] | days/year |  |  | 1 | Est | 2030 | -
2.1 Biogas, Basic plant, large | Biogas plant, Basic plant, large [~ 6,000 Nm3 CH4/h] | Energy/technical data | Planned outage [days per year] | days/year |  |  | 1 | Est | 2040 | -
2.1 Biogas, Basic plant, large | Biogas plant, Basic plant, large [~ 6,000 Nm3 CH4/h] | Energy/technical data | Planned outage [days per year] | days/year |  |  | 1 | Est | 2050 | -
2.1 Biogas, Basic plant, large | Biogas plant, Basic plant, large [~ 6,000 Nm3 CH4/h] | Energy/technical data | Technical lifetime [years] | years |  | E | 1 | Est | 2020 | 20
2.1 Biogas, Basic plant, large | Biogas plant, Basic plant, large [~ 6,000 Nm3 CH4/h] | Energy/technical data | Technical lifetime [years] | years |  | E | 1 | Est | 2025 | 20
2.1 Biogas, Basic plant, large | Biogas plant, Basic plant, large [~ 6,000 Nm3 CH4/h] | Energy/technical data | Technical lifetime [years] | years |  | E | 1 | Est | 2030 | 20
2.1 Biogas, Basic plant, large | Biogas plant, Basic plant, large [~ 6,000 Nm3 CH4/h] | Energy/technical data | Technical lifetime [years] | years |  | E | 1 | Est | 2040 | 20
2.1 Biogas, Basic plant, large | Biogas plant, Basic plant, large [~ 6,000 Nm3 CH4/h] | Energy/technical data | Technical lifetime [years] | years |  | E | 1 | Est | 2050 | 20
2.1 Biogas, Basic plant, large | Biogas plant, Basic plant, large [~ 6,000 Nm3 CH4/h] | Energy/technical data | Technical lifetime [years] | years |  | E | 1 | Lower | 2025 | 15
2.1 Biogas, Basic plant, large | Biogas plant, Basic plant, large [~ 6,000 Nm3 CH4/h] | Energy/technical data | Technical lifetime [years] | years |  | E | 1 | Lower | 2050 | 15
2.1 Biogas, Basic plant, large | Biogas plant, Basic plant, large [~ 6,000 Nm3 CH4/h] | Energy/technical data | Technical lifetime [years] | years |  | E | 1 | Upper | 2025 | 25
2.1 Biogas, Basic plant, large | Biogas plant, Basic plant, large [~ 6,000 Nm3 CH4/h] | Energy/technical data | Technical lifetime [years] | years |  | E | 1 | Upper | 2050 | 25
2.1 Biogas, Basic plant, large | Biogas plant, Basic plant, large [~ 6,000 Nm3 CH4/h] | Energy/technical data | Total plant size [MW output] | MWoutput |  | R | [1, 2] | Est | 2020 | 59.2818
2.1 Biogas, Basic plant, large | Biogas plant, Basic plant, large [~ 6,000 Nm3 CH4/h] | Energy/technical data | Total plant size [MW output] | MWoutput |  | R | [1, 2] | Est | 2025 | 59.2818
2.1 Biogas, Basic plant, large | Biogas plant, Basic plant, large [~ 6,000 Nm3 CH4/h] | Energy/technical data | Total plant size [MW output] | MWoutput |  | R | [1, 2] | Est | 2030 | 59.2818
2.1 Biogas, Basic plant, large | Biogas plant, Basic plant, large [~ 6,000 Nm3 CH4/h] | Energy/technical data | Total plant size [MW output] | MWoutput |  | R | [1, 2] | Est | 2040 | 59.2818
2.1 Biogas, Basic plant, large | Biogas plant, Basic plant, large [~ 6,000 Nm3 CH4/h] | Energy/technical data | Total plant size [MW output] | MWoutput |  | R | [1, 2] | Est | 2050 | 59.2818
2.1 Biogas, Basic plant, large | Biogas plant, Basic plant, large [~ 6,000 Nm3 CH4/h] | Financial data | - of which O&M, excl electricity and heat [€/(ton input/year)] | €/(toninput/year) |  | [G, H, I, K] | 1 | Est | 2020 | 2.2127
2.1 Biogas, Basic plant, large | Biogas plant, Basic plant, large [~ 6,000 Nm3 CH4/h] | Financial data | - of which O&M, excl electricity and heat [€/(ton input/year)] | €/(toninput/year) |  | [G, H, I, K] | 1 | Est | 2025 | 2.2127
2.1 Biogas, Basic plant, large | Biogas plant, Basic plant, large [~ 6,000 Nm3 CH4/h] | Financial data | - of which O&M, excl electricity and heat [€/(ton input/year)] | €/(toninput/year) |  | [G, H, I, K] | 1 | Est | 2030 | 1.925
2.1 Biogas, Basic plant, large | Biogas plant, Basic plant, large [~ 6,000 Nm3 CH4/h] | Financial data | - of which O&M, excl electricity and heat [€/(ton input/year)] | €/(toninput/year) |  | [G, H, I, K] | 1 | Est | 2040 | 1.8587
2.1 Biogas, Basic plant, large | Biogas plant, Basic plant, large [~ 6,000 Nm3 CH4/h] | Financial data | - of which O&M, excl electricity and heat [€/(ton input/year)] | €/(toninput/year) |  | [G, H, I, K] | 1 | Est | 2050 | 1.748
2.1 Biogas, Basic plant, large | Biogas plant, Basic plant, large [~ 6,000 Nm3 CH4/h] | Financial data | - of which O&M, excl electricity and heat [€/(ton input/year)] | €/(toninput/year) |  | [G, H, I, K] | 1 | Lower | 2025 | 1.8808
2.1 Biogas, Basic plant, large | Biogas plant, Basic plant, large [~ 6,000 Nm3 CH4/h] | Financial data | - of which O&M, excl electricity and heat [€/(ton input/year)] | €/(toninput/year) |  | [G, H, I, K] | 1 | Lower | 2050 | 1.5489
2.1 Biogas, Basic plant, large | Biogas plant, Basic plant, large [~ 6,000 Nm3 CH4/h] | Financial data | - of which O&M, excl electricity and heat [€/(ton input/year)] | €/(toninput/year) |  | [G, H, I, K] | 1 | Upper | 2025 | 2.5446
2.1 Biogas, Basic plant, large | Biogas plant, Basic plant, large [~ 6,000 Nm3 CH4/h] | Financial data | - of which O&M, excl electricity and heat [€/(ton input/year)] | €/(toninput/year) |  | [G, H, I, K] | 1 | Upper | 2050 | 1.9693
2.1 Biogas, Basic plant, large | Biogas plant, Basic plant, large [~ 6,000 Nm3 CH4/h] | Financial data | - of which electricity [€/(ton input/year)] | €/(toninput/year) |  | [G, H, I, P] | 1 | Est | 2020 | 0.61565
2.1 Biogas, Basic plant, large | Biogas plant, Basic plant, large [~ 6,000 Nm3 CH4/h] | Financial data | - of which electricity [€/(ton input/year)] | €/(toninput/year) |  | [G, H, I, P] | 1 | Est | 2025 | 0.61565
2.1 Biogas, Basic plant, large | Biogas plant, Basic plant, large [~ 6,000 Nm3 CH4/h] | Financial data | - of which electricity [€/(ton input/year)] | €/(toninput/year) |  | [G, H, I, P] | 1 | Est | 2030 | 0.53562
2.1 Biogas, Basic plant, large | Biogas plant, Basic plant, large [~ 6,000 Nm3 CH4/h] | Financial data | - of which electricity [€/(ton input/year)] | €/(toninput/year) |  | [G, H, I, P] | 1 | Est | 2040 | 0.51715
2.1 Biogas, Basic plant, large | Biogas plant, Basic plant, large [~ 6,000 Nm3 CH4/h] | Financial data | - of which electricity [€/(ton input/year)] | €/(toninput/year) |  | [G, H, I, P] | 1 | Est | 2050 | 0.48636
2.1 Biogas, Basic plant, large | Biogas plant, Basic plant, large [~ 6,000 Nm3 CH4/h] | Financial data | - of which electricity [€/(ton input/year)] | €/(toninput/year) |  | [G, H, I, P] | 1 | Lower | 2025 | 0.5233
2.1 Biogas, Basic plant, large | Biogas plant, Basic plant, large [~ 6,000 Nm3 CH4/h] | Financial data | - of which electricity [€/(ton input/year)] | €/(toninput/year) |  | [G, H, I, P] | 1 | Lower | 2050 | 0.43096
2.1 Biogas, Basic plant, large | Biogas plant, Basic plant, large [~ 6,000 Nm3 CH4/h] | Financial data | - of which electricity [€/(ton input/year)] | €/(toninput/year) |  | [G, H, I, P] | 1 | Upper | 2025 | 0.708
2.1 Biogas, Basic plant, large | Biogas plant, Basic plant, large [~ 6,000 Nm3 CH4/h] | Financial data | - of which electricity [€/(ton input/year)] | €/(toninput/year) |  | [G, H, I, P] | 1 | Upper | 2050 | 0.54793
2.1 Biogas, Basic plant, large | Biogas plant, Basic plant, large [~ 6,000 Nm3 CH4/h] | Financial data | - of which equipment [M€/MWh Output] | M€/MWhOutput |  | [G, H, I, J] |  | Est | 2020 | 0.88144
2.1 Biogas, Basic plant, large | Biogas plant, Basic plant, large [~ 6,000 Nm3 CH4/h] | Financial data | - of which equipment [M€/MWh Output] | M€/MWhOutput |  | [G, H, I, J] |  | Est | 2025 | 0.88144
2.1 Biogas, Basic plant, large | Biogas plant, Basic plant, large [~ 6,000 Nm3 CH4/h] | Financial data | - of which equipment [M€/MWh Output] | M€/MWhOutput |  | [G, H, I, J] |  | Est | 2030 | 0.76685
2.1 Biogas, Basic plant, large | Biogas plant, Basic plant, large [~ 6,000 Nm3 CH4/h] | Financial data | - of which equipment [M€/MWh Output] | M€/MWhOutput |  | [G, H, I, J] |  | Est | 2040 | 0.74041
2.1 Biogas, Basic plant, large | Biogas plant, Basic plant, large [~ 6,000 Nm3 CH4/h] | Financial data | - of which equipment [M€/MWh Output] | M€/MWhOutput |  | [G, H, I, J] |  | Est | 2050 | 0.69634
2.1 Biogas, Basic plant, large | Biogas plant, Basic plant, large [~ 6,000 Nm3 CH4/h] | Financial data | - of which equipment [M€/MWh Output] | M€/MWhOutput |  | [G, H, I, J] |  | Lower | 2025 | 0.74923
2.1 Biogas, Basic plant, large | Biogas plant, Basic plant, large [~ 6,000 Nm3 CH4/h] | Financial data | - of which equipment [M€/MWh Output] | M€/MWhOutput |  | [G, H, I, J] |  | Lower | 2050 | 0.61701
2.1 Biogas, Basic plant, large | Biogas plant, Basic plant, large [~ 6,000 Nm3 CH4/h] | Financial data | - of which equipment [M€/MWh Output] | M€/MWhOutput |  | [G, H, I, J] |  | Upper | 2025 | 1.0137
2.1 Biogas, Basic plant, large | Biogas plant, Basic plant, large [~ 6,000 Nm3 CH4/h] | Financial data | - of which equipment [M€/MWh Output] | M€/MWhOutput |  | [G, H, I, J] |  | Upper | 2050 | 0.78448
2.1 Biogas, Basic plant, large | Biogas plant, Basic plant, large [~ 6,000 Nm3 CH4/h] | Financial data | - of which heat [€/(ton input/year)] | €/(toninput/year) |  | [G, H, I] | 1 | Est | 2020 | 0.52814
2.1 Biogas, Basic plant, large | Biogas plant, Basic plant, large [~ 6,000 Nm3 CH4/h] | Financial data | - of which heat [€/(ton input/year)] | €/(toninput/year) |  | [G, H, I] | 1 | Est | 2025 | 0.52814
2.1 Biogas, Basic plant, large | Biogas plant, Basic plant, large [~ 6,000 Nm3 CH4/h] | Financial data | - of which heat [€/(ton input/year)] | €/(toninput/year) |  | [G, H, I] | 1 | Est | 2030 | 0.45948
2.1 Biogas, Basic plant, large | Biogas plant, Basic plant, large [~ 6,000 Nm3 CH4/h] | Financial data | - of which heat [€/(ton input/year)] | €/(toninput/year) |  | [G, H, I] | 1 | Est | 2040 | 0.44364
2.1 Biogas, Basic plant, large | Biogas plant, Basic plant, large [~ 6,000 Nm3 CH4/h] | Financial data | - of which heat [€/(ton input/year)] | €/(toninput/year) |  | [G, H, I] | 1 | Est | 2050 | 0.41723
2.1 Biogas, Basic plant, large | Biogas plant, Basic plant, large [~ 6,000 Nm3 CH4/h] | Financial data | - of which installation [M€/MWh Output] | M€/MWhOutput |  | [G, H, I, J] |  | Est | 2020 | 0.22036
2.1 Biogas, Basic plant, large | Biogas plant, Basic plant, large [~ 6,000 Nm3 CH4/h] | Financial data | - of which installation [M€/MWh Output] | M€/MWhOutput |  | [G, H, I, J] |  | Est | 2025 | 0.22036
2.1 Biogas, Basic plant, large | Biogas plant, Basic plant, large [~ 6,000 Nm3 CH4/h] | Financial data | - of which installation [M€/MWh Output] | M€/MWhOutput |  | [G, H, I, J] |  | Est | 2030 | 0.19171
2.1 Biogas, Basic plant, large | Biogas plant, Basic plant, large [~ 6,000 Nm3 CH4/h] | Financial data | - of which installation [M€/MWh Output] | M€/MWhOutput |  | [G, H, I, J] |  | Est | 2040 | 0.1851
2.1 Biogas, Basic plant, large | Biogas plant, Basic plant, large [~ 6,000 Nm3 CH4/h] | Financial data | - of which installation [M€/MWh Output] | M€/MWhOutput |  | [G, H, I, J] |  | Est | 2050 | 0.17408
2.1 Biogas, Basic plant, large | Biogas plant, Basic plant, large [~ 6,000 Nm3 CH4/h] | Financial data | - of which installation [M€/MWh Output] | M€/MWhOutput |  | [G, H, I, J] |  | Lower | 2025 | 0.18731
2.1 Biogas, Basic plant, large | Biogas plant, Basic plant, large [~ 6,000 Nm3 CH4/h] | Financial data | - of which installation [M€/MWh Output] | M€/MWhOutput |  | [G, H, I, J] |  | Lower | 2050 | 0.15425
2.1 Biogas, Basic plant, large | Biogas plant, Basic plant, large [~ 6,000 Nm3 CH4/h] | Financial data | - of which installation [M€/MWh Output] | M€/MWhOutput |  | [G, H, I, J] |  | Upper | 2025 | 0.25341
2.1 Biogas, Basic plant, large | Biogas plant, Basic plant, large [~ 6,000 Nm3 CH4/h] | Financial data | - of which installation [M€/MWh Output] | M€/MWhOutput |  | [G, H, I, J] |  | Upper | 2050 | 0.19612
2.1 Biogas, Basic plant, large | Biogas plant, Basic plant, large [~ 6,000 Nm3 CH4/h] | Financial data | Specific investment [M€/MWh Output] | M€/MWhOutput |  | [G, H, I, J, N, O] | 1 | Est | 2020 | 1.1018
2.1 Biogas, Basic plant, large | Biogas plant, Basic plant, large [~ 6,000 Nm3 CH4/h] | Financial data | Specific investment [M€/MWh Output] | M€/MWhOutput |  | [G, H, I, J, N, O] | 1 | Est | 2025 | 1.1018
2.1 Biogas, Basic plant, large | Biogas plant, Basic plant, large [~ 6,000 Nm3 CH4/h] | Financial data | Specific investment [M€/MWh Output] | M€/MWhOutput |  | [G, H, I, J, N, O] | 1 | Est | 2030 | 0.95857
2.1 Biogas, Basic plant, large | Biogas plant, Basic plant, large [~ 6,000 Nm3 CH4/h] | Financial data | Specific investment [M€/MWh Output] | M€/MWhOutput |  | [G, H, I, J, N, O] | 1 | Est | 2040 | 0.92551
2.1 Biogas, Basic plant, large | Biogas plant, Basic plant, large [~ 6,000 Nm3 CH4/h] | Financial data | Specific investment [M€/MWh Output] | M€/MWhOutput |  | [G, H, I, J, N, O] | 1 | Est | 2050 | 0.87042
2.1 Biogas, Basic plant, large | Biogas plant, Basic plant, large [~ 6,000 Nm3 CH4/h] | Financial data | Specific investment [M€/MWh Output] | M€/MWhOutput |  | [G, H, I, J, N, O] | 1 | Lower | 2025 | 0.93653
2.1 Biogas, Basic plant, large | Biogas plant, Basic plant, large [~ 6,000 Nm3 CH4/h] | Financial data | Specific investment [M€/MWh Output] | M€/MWhOutput |  | [G, H, I, J, N, O] | 1 | Lower | 2050 | 0.77126
2.1 Biogas, Basic plant, large | Biogas plant, Basic plant, large [~ 6,000 Nm3 CH4/h] | Financial data | Specific investment [M€/MWh Output] | M€/MWhOutput |  | [G, H, I, J, N, O] | 1 | Upper | 2025 | 1.2671
2.1 Biogas, Basic plant, large | Biogas plant, Basic plant, large [~ 6,000 Nm3 CH4/h] | Financial data | Specific investment [M€/MWh Output] | M€/MWhOutput |  | [G, H, I, J, N, O] | 1 | Upper | 2050 | 0.9806
2.1 Biogas, Basic plant, large | Biogas plant, Basic plant, large [~ 6,000 Nm3 CH4/h] | Financial data | Total O&M [k€/MW/year] | k€/MW/year |  | [G, H, I, L] | 1 | Est | 2020 | 67.5904
2.1 Biogas, Basic plant, large | Biogas plant, Basic plant, large [~ 6,000 Nm3 CH4/h] | Financial data | Total O&M [k€/MW/year] | k€/MW/year |  | [G, H, I, L] | 1 | Est | 2025 | 67.5904
2.1 Biogas, Basic plant, large | Biogas plant, Basic plant, large [~ 6,000 Nm3 CH4/h] | Financial data | Total O&M [k€/MW/year] | k€/MW/year |  | [G, H, I, L] | 1 | Est | 2030 | 58.8036
2.1 Biogas, Basic plant, large | Biogas plant, Basic plant, large [~ 6,000 Nm3 CH4/h] | Financial data | Total O&M [k€/MW/year] | k€/MW/year |  | [G, H, I, L] | 1 | Est | 2040 | 56.7759
2.1 Biogas, Basic plant, large | Biogas plant, Basic plant, large [~ 6,000 Nm3 CH4/h] | Financial data | Total O&M [k€/MW/year] | k€/MW/year |  | [G, H, I, L] | 1 | Est | 2050 | 53.3964
2.1 Biogas, Basic plant, large | Biogas plant, Basic plant, large [~ 6,000 Nm3 CH4/h] | Financial data | Total O&M [k€/MW/year] | k€/MW/year |  | [G, H, I, L] | 1 | Lower | 2025 | 57.4518
2.1 Biogas, Basic plant, large | Biogas plant, Basic plant, large [~ 6,000 Nm3 CH4/h] | Financial data | Total O&M [k€/MW/year] | k€/MW/year |  | [G, H, I, L] | 1 | Lower | 2050 | 47.3132
2.1 Biogas, Basic plant, large | Biogas plant, Basic plant, large [~ 6,000 Nm3 CH4/h] | Financial data | Total O&M [k€/MW/year] | k€/MW/year |  | [G, H, I, L] | 1 | Upper | 2025 | 77.7289
2.1 Biogas, Basic plant, large | Biogas plant, Basic plant, large [~ 6,000 Nm3 CH4/h] | Financial data | Total O&M [k€/MW/year] | k€/MW/year |  | [G, H, I, L] | 1 | Upper | 2050 | 60.1554
2.1 Biogas, Basic plant, large | Biogas plant, Basic plant, large [~ 6,000 Nm3 CH4/h] | Financial data | Total O&M [€/(ton input/year)] | €/(toninput/year) |  | [G, H, I, K, P] | 1 | Est | 2020 | 3.3565
2.1 Biogas, Basic plant, large | Biogas plant, Basic plant, large [~ 6,000 Nm3 CH4/h] | Financial data | Total O&M [€/(ton input/year)] | €/(toninput/year) |  | [G, H, I, K, P] | 1 | Est | 2025 | 3.3565
2.1 Biogas, Basic plant, large | Biogas plant, Basic plant, large [~ 6,000 Nm3 CH4/h] | Financial data | Total O&M [€/(ton input/year)] | €/(toninput/year) |  | [G, H, I, K, P] | 1 | Est | 2030 | 2.9201
2.1 Biogas, Basic plant, large | Biogas plant, Basic plant, large [~ 6,000 Nm3 CH4/h] | Financial data | Total O&M [€/(ton input/year)] | €/(toninput/year) |  | [G, H, I, K, P] | 1 | Est | 2040 | 2.8194
2.1 Biogas, Basic plant, large | Biogas plant, Basic plant, large [~ 6,000 Nm3 CH4/h] | Financial data | Total O&M [€/(ton input/year)] | €/(toninput/year) |  | [G, H, I, K, P] | 1 | Est | 2050 | 2.6516
2.1 Biogas, Basic plant, large | Biogas plant, Basic plant, large [~ 6,000 Nm3 CH4/h] | Financial data | Total O&M [€/(ton input/year)] | €/(toninput/year) |  | [G, H, I, K, P] | 1 | Lower | 2025 | 2.853
2.1 Biogas, Basic plant, large | Biogas plant, Basic plant, large [~ 6,000 Nm3 CH4/h] | Financial data | Total O&M [€/(ton input/year)] | €/(toninput/year) |  | [G, H, I, K, P] | 1 | Lower | 2050 | 2.3495
2.1 Biogas, Basic plant, large | Biogas plant, Basic plant, large [~ 6,000 Nm3 CH4/h] | Financial data | Total O&M [€/(ton input/year)] | €/(toninput/year) |  | [G, H, I, K, P] | 1 | Upper | 2025 | 3.8599
2.1 Biogas, Basic plant, large | Biogas plant, Basic plant, large [~ 6,000 Nm3 CH4/h] | Financial data | Total O&M [€/(ton input/year)] | €/(toninput/year) |  | [G, H, I, K, P] | 1 | Upper | 2050 | 2.9873
2.1 Biogas, Basic plant, large | Biogas plant, Basic plant, large [~ 6,000 Nm3 CH4/h] | Technology-specific data | CO2 ressource [kton/year] | kton/year |  |  |  | Est | 2020 | 86.4767
2.1 Biogas, Basic plant, large | Biogas plant, Basic plant, large [~ 6,000 Nm3 CH4/h] | Technology-specific data | CO2 ressource [kton/year] | kton/year |  |  |  | Est | 2025 | 86.4767
2.1 Biogas, Basic plant, large | Biogas plant, Basic plant, large [~ 6,000 Nm3 CH4/h] | Technology-specific data | CO2 ressource [kton/year] | kton/year |  |  |  | Est | 2030 | 86.4767
2.1 Biogas, Basic plant, large | Biogas plant, Basic plant, large [~ 6,000 Nm3 CH4/h] | Technology-specific data | CO2 ressource [kton/year] | kton/year |  |  |  | Est | 2040 | 86.4767
2.1 Biogas, Basic plant, large | Biogas plant, Basic plant, large [~ 6,000 Nm3 CH4/h] | Technology-specific data | CO2 ressource [kton/year] | kton/year |  |  |  | Est | 2050 | 86.4767
2.1 Biogas, Basic plant, large | Biogas plant, Basic plant, large [~ 6,000 Nm3 CH4/h] | Technology-specific data | CO2 ressource [mill. Nm3 CO2/year] | mill.Nm3CO2/year |  |  | 1 | Est | 2020 | 43.8065
2.1 Biogas, Basic plant, large | Biogas plant, Basic plant, large [~ 6,000 Nm3 CH4/h] | Technology-specific data | CO2 ressource [mill. Nm3 CO2/year] | mill.Nm3CO2/year |  |  | 1 | Est | 2025 | 43.8065
2.1 Biogas, Basic plant, large | Biogas plant, Basic plant, large [~ 6,000 Nm3 CH4/h] | Technology-specific data | CO2 ressource [mill. Nm3 CO2/year] | mill.Nm3CO2/year |  |  | 1 | Est | 2030 | 43.8065
2.1 Biogas, Basic plant, large | Biogas plant, Basic plant, large [~ 6,000 Nm3 CH4/h] | Technology-specific data | CO2 ressource [mill. Nm3 CO2/year] | mill.Nm3CO2/year |  |  | 1 | Est | 2040 | 43.8065
2.1 Biogas, Basic plant, large | Biogas plant, Basic plant, large [~ 6,000 Nm3 CH4/h] | Technology-specific data | CO2 ressource [mill. Nm3 CO2/year] | mill.Nm3CO2/year |  |  | 1 | Est | 2050 | 43.8065
2.1 Biogas, Basic plant, large | Biogas plant, Basic plant, large [~ 6,000 Nm3 CH4/h] | Technology-specific data | DS% |  |  | N | [1, 2] | Est | 2020 | 0.16
2.1 Biogas, Basic plant, large | Biogas plant, Basic plant, large [~ 6,000 Nm3 CH4/h] | Technology-specific data | DS% |  |  | N | [1, 2] | Est | 2025 | 0.16
2.1 Biogas, Basic plant, large | Biogas plant, Basic plant, large [~ 6,000 Nm3 CH4/h] | Technology-specific data | DS% |  |  | N | [1, 2] | Est | 2030 | 0.16
2.1 Biogas, Basic plant, large | Biogas plant, Basic plant, large [~ 6,000 Nm3 CH4/h] | Technology-specific data | DS% |  |  | N | [1, 2] | Est | 2040 | 0.16
2.1 Biogas, Basic plant, large | Biogas plant, Basic plant, large [~ 6,000 Nm3 CH4/h] | Technology-specific data | DS% |  |  | N | [1, 2] | Est | 2050 | 0.16
2.1 Biogas, Basic plant, large | Biogas plant, Basic plant, large [~ 6,000 Nm3 CH4/h] | Technology-specific data | HRT [days] | days |  | M | [1, 2] | Est | 2020 | 65
2.1 Biogas, Basic plant, large | Biogas plant, Basic plant, large [~ 6,000 Nm3 CH4/h] | Technology-specific data | HRT [days] | days |  | M | [1, 2] | Est | 2025 | 65
2.1 Biogas, Basic plant, large | Biogas plant, Basic plant, large [~ 6,000 Nm3 CH4/h] | Technology-specific data | HRT [days] | days |  | M | [1, 2] | Est | 2030 | 65
2.1 Biogas, Basic plant, large | Biogas plant, Basic plant, large [~ 6,000 Nm3 CH4/h] | Technology-specific data | HRT [days] | days |  | M | [1, 2] | Est | 2040 | 65
2.1 Biogas, Basic plant, large | Biogas plant, Basic plant, large [~ 6,000 Nm3 CH4/h] | Technology-specific data | HRT [days] | days |  | M | [1, 2] | Est | 2050 | 65
2.1 Biogas, Basic plant, large | Biogas plant, Basic plant, large [~ 6,000 Nm3 CH4/h] | Technology-specific data | Hourly gas output [k Nm3 CH4/h] | kNm3CH4/h |  |  | [1, 3] | Est | 2020 | 5.89
2.1 Biogas, Basic plant, large | Biogas plant, Basic plant, large [~ 6,000 Nm3 CH4/h] | Technology-specific data | Hourly gas output [k Nm3 CH4/h] | kNm3CH4/h |  |  | [1, 3] | Est | 2025 | 5.89
2.1 Biogas, Basic plant, large | Biogas plant, Basic plant, large [~ 6,000 Nm3 CH4/h] | Technology-specific data | Hourly gas output [k Nm3 CH4/h] | kNm3CH4/h |  |  | [1, 3] | Est | 2030 | 5.89
2.1 Biogas, Basic plant, large | Biogas plant, Basic plant, large [~ 6,000 Nm3 CH4/h] | Technology-specific data | Hourly gas output [k Nm3 CH4/h] | kNm3CH4/h |  |  | [1, 3] | Est | 2040 | 5.89
2.1 Biogas, Basic plant, large | Biogas plant, Basic plant, large [~ 6,000 Nm3 CH4/h] | Technology-specific data | Hourly gas output [k Nm3 CH4/h] | kNm3CH4/h |  |  | [1, 3] | Est | 2050 | 5.89
2.1 Biogas, Basic plant, large | Biogas plant, Basic plant, large [~ 6,000 Nm3 CH4/h] | Technology-specific data | Methane emission [% of output] | pct.ofoutput |  |  | [1, 4] | Est | 2020 | 0.009
2.1 Biogas, Basic plant, large | Biogas plant, Basic plant, large [~ 6,000 Nm3 CH4/h] | Technology-specific data | Methane emission [% of output] | pct.ofoutput |  |  | [1, 4] | Est | 2025 | 0.009
2.1 Biogas, Basic plant, large | Biogas plant, Basic plant, large [~ 6,000 Nm3 CH4/h] | Technology-specific data | Methane emission [% of output] | pct.ofoutput |  |  | [1, 4] | Est | 2030 | 0.009
2.1 Biogas, Basic plant, large | Biogas plant, Basic plant, large [~ 6,000 Nm3 CH4/h] | Technology-specific data | Methane emission [% of output] | pct.ofoutput |  |  | [1, 4] | Est | 2040 | 0.009
2.1 Biogas, Basic plant, large | Biogas plant, Basic plant, large [~ 6,000 Nm3 CH4/h] | Technology-specific data | Methane emission [% of output] | pct.ofoutput |  |  | [1, 4] | Est | 2050 | 0.009
2.1 Biogas, Basic plant, large | Biogas plant, Basic plant, large [~ 6,000 Nm3 CH4/h] | Technology-specific data | Yearly gas output [mill. Nm3 CH4/year] | mill.Nm3CH4/year |  |  | [1, 3] | Est | 2020 | 52.1228
2.1 Biogas, Basic plant, large | Biogas plant, Basic plant, large [~ 6,000 Nm3 CH4/h] | Technology-specific data | Yearly gas output [mill. Nm3 CH4/year] | mill.Nm3CH4/year |  |  | [1, 3] | Est | 2025 | 52.1228
2.1 Biogas, Basic plant, large | Biogas plant, Basic plant, large [~ 6,000 Nm3 CH4/h] | Technology-specific data | Yearly gas output [mill. Nm3 CH4/year] | mill.Nm3CH4/year |  |  | [1, 3] | Est | 2030 | 52.1228
2.1 Biogas, Basic plant, large | Biogas plant, Basic plant, large [~ 6,000 Nm3 CH4/h] | Technology-specific data | Yearly gas output [mill. Nm3 CH4/year] | mill.Nm3CH4/year |  |  | [1, 3] | Est | 2040 | 52.1228
2.1 Biogas, Basic plant, large | Biogas plant, Basic plant, large [~ 6,000 Nm3 CH4/h] | Technology-specific data | Yearly gas output [mill. Nm3 CH4/year] | mill.Nm3CH4/year |  |  | [1, 3] | Est | 2050 | 52.1228
2.1 Biogas, Scen. A, small | Biogas plant, Scenario A, small plant (~ 3,000 Nm3 CH4/h) | Energy/technical data | Aux. electricity [% of output energy] | pct.ofoutputenergy |  | C | 1 | Est | 2020 | 0.023856
2.1 Biogas, Scen. A, small | Biogas plant, Scenario A, small plant (~ 3,000 Nm3 CH4/h) | Energy/technical data | Aux. electricity [% of output energy] | pct.ofoutputenergy |  | C | 1 | Est | 2025 | 0.023856
2.1 Biogas, Scen. A, small | Biogas plant, Scenario A, small plant (~ 3,000 Nm3 CH4/h) | Energy/technical data | Aux. electricity [% of output energy] | pct.ofoutputenergy |  | C | 1 | Est | 2030 | 0.020755
2.1 Biogas, Scen. A, small | Biogas plant, Scenario A, small plant (~ 3,000 Nm3 CH4/h) | Energy/technical data | Aux. electricity [% of output energy] | pct.ofoutputenergy |  | C | 1 | Est | 2040 | 0.020039
2.1 Biogas, Scen. A, small | Biogas plant, Scenario A, small plant (~ 3,000 Nm3 CH4/h) | Energy/technical data | Aux. electricity [% of output energy] | pct.ofoutputenergy |  | C | 1 | Est | 2050 | 0.018846
2.1 Biogas, Scen. A, small | Biogas plant, Scenario A, small plant (~ 3,000 Nm3 CH4/h) | Energy/technical data | Aux. electricity [% of output energy] | pct.ofoutputenergy |  | C | 1 | Lower | 2025 | 0.017892
2.1 Biogas, Scen. A, small | Biogas plant, Scenario A, small plant (~ 3,000 Nm3 CH4/h) | Energy/technical data | Aux. electricity [% of output energy] | pct.ofoutputenergy |  | C | 1 | Lower | 2050 | 0.014135
2.1 Biogas, Scen. A, small | Biogas plant, Scenario A, small plant (~ 3,000 Nm3 CH4/h) | Energy/technical data | Aux. electricity [% of output energy] | pct.ofoutputenergy |  | C | 1 | Upper | 2025 | 0.02982
2.1 Biogas, Scen. A, small | Biogas plant, Scenario A, small plant (~ 3,000 Nm3 CH4/h) | Energy/technical data | Aux. electricity [% of output energy] | pct.ofoutputenergy |  | C | 1 | Upper | 2050 | 0.023558
2.1 Biogas, Scen. A, small | Biogas plant, Scenario A, small plant (~ 3,000 Nm3 CH4/h) | Energy/technical data | Aux. electricity [kWh/ton input] | kWh/toninput |  | C | 1 | Est | 2020 | 11.2442
2.1 Biogas, Scen. A, small | Biogas plant, Scenario A, small plant (~ 3,000 Nm3 CH4/h) | Energy/technical data | Aux. electricity [kWh/ton input] | kWh/toninput |  | C | 1 | Est | 2025 | 11.2442
2.1 Biogas, Scen. A, small | Biogas plant, Scenario A, small plant (~ 3,000 Nm3 CH4/h) | Energy/technical data | Aux. electricity [kWh/ton input] | kWh/toninput |  | C | 1 | Est | 2030 | 9.7824
2.1 Biogas, Scen. A, small | Biogas plant, Scenario A, small plant (~ 3,000 Nm3 CH4/h) | Energy/technical data | Aux. electricity [kWh/ton input] | kWh/toninput |  | C | 1 | Est | 2040 | 9.4451
2.1 Biogas, Scen. A, small | Biogas plant, Scenario A, small plant (~ 3,000 Nm3 CH4/h) | Energy/technical data | Aux. electricity [kWh/ton input] | kWh/toninput |  | C | 1 | Est | 2050 | 8.8829
2.1 Biogas, Scen. A, small | Biogas plant, Scenario A, small plant (~ 3,000 Nm3 CH4/h) | Energy/technical data | Aux. electricity [kWh/ton input] | kWh/toninput |  | C | 1 | Lower | 2025 | 8.4331
2.1 Biogas, Scen. A, small | Biogas plant, Scenario A, small plant (~ 3,000 Nm3 CH4/h) | Energy/technical data | Aux. electricity [kWh/ton input] | kWh/toninput |  | C | 1 | Lower | 2050 | 6.6622
2.1 Biogas, Scen. A, small | Biogas plant, Scenario A, small plant (~ 3,000 Nm3 CH4/h) | Energy/technical data | Aux. electricity [kWh/ton input] | kWh/toninput |  | C | 1 | Upper | 2025 | 14.0552
2.1 Biogas, Scen. A, small | Biogas plant, Scenario A, small plant (~ 3,000 Nm3 CH4/h) | Energy/technical data | Aux. electricity [kWh/ton input] | kWh/toninput |  | C | 1 | Upper | 2050 | 11.1036
2.1 Biogas, Scen. A, small | Biogas plant, Scenario A, small plant (~ 3,000 Nm3 CH4/h) | Energy/technical data | Aux. process heat [% of output energy] | pct.ofoutputenergy |  | D | 1 | Est | 2020 | 0.068669
2.1 Biogas, Scen. A, small | Biogas plant, Scenario A, small plant (~ 3,000 Nm3 CH4/h) | Energy/technical data | Aux. process heat [% of output energy] | pct.ofoutputenergy |  | D | 1 | Est | 2025 | 0.068669
2.1 Biogas, Scen. A, small | Biogas plant, Scenario A, small plant (~ 3,000 Nm3 CH4/h) | Energy/technical data | Aux. process heat [% of output energy] | pct.ofoutputenergy |  | D | 1 | Est | 2030 | 0.059742
2.1 Biogas, Scen. A, small | Biogas plant, Scenario A, small plant (~ 3,000 Nm3 CH4/h) | Energy/technical data | Aux. process heat [% of output energy] | pct.ofoutputenergy |  | D | 1 | Est | 2040 | 0.057682
2.1 Biogas, Scen. A, small | Biogas plant, Scenario A, small plant (~ 3,000 Nm3 CH4/h) | Energy/technical data | Aux. process heat [% of output energy] | pct.ofoutputenergy |  | D | 1 | Est | 2050 | 0.054249
2.1 Biogas, Scen. A, small | Biogas plant, Scenario A, small plant (~ 3,000 Nm3 CH4/h) | Energy/technical data | Aux. process heat [% of output energy] | pct.ofoutputenergy |  | D | 1 | Lower | 2025 | 0.058369
2.1 Biogas, Scen. A, small | Biogas plant, Scenario A, small plant (~ 3,000 Nm3 CH4/h) | Energy/technical data | Aux. process heat [% of output energy] | pct.ofoutputenergy |  | D | 1 | Lower | 2050 | 0.046111
2.1 Biogas, Scen. A, small | Biogas plant, Scenario A, small plant (~ 3,000 Nm3 CH4/h) | Energy/technical data | Aux. process heat [% of output energy] | pct.ofoutputenergy |  | D | 1 | Upper | 2025 | 0.07897
2.1 Biogas, Scen. A, small | Biogas plant, Scenario A, small plant (~ 3,000 Nm3 CH4/h) | Energy/technical data | Aux. process heat [% of output energy] | pct.ofoutputenergy |  | D | 1 | Upper | 2050 | 0.062386
2.1 Biogas, Scen. A, small | Biogas plant, Scenario A, small plant (~ 3,000 Nm3 CH4/h) | Energy/technical data | Aux. process heat [kWh/ton input] | kWh/toninput |  | D | 1 | Est | 2020 | 27.7322
2.1 Biogas, Scen. A, small | Biogas plant, Scenario A, small plant (~ 3,000 Nm3 CH4/h) | Energy/technical data | Aux. process heat [kWh/ton input] | kWh/toninput |  | D | 1 | Est | 2025 | 27.7322
2.1 Biogas, Scen. A, small | Biogas plant, Scenario A, small plant (~ 3,000 Nm3 CH4/h) | Energy/technical data | Aux. process heat [kWh/ton input] | kWh/toninput |  | D | 1 | Est | 2030 | 24.127
2.1 Biogas, Scen. A, small | Biogas plant, Scenario A, small plant (~ 3,000 Nm3 CH4/h) | Energy/technical data | Aux. process heat [kWh/ton input] | kWh/toninput |  | D | 1 | Est | 2040 | 23.2951
2.1 Biogas, Scen. A, small | Biogas plant, Scenario A, small plant (~ 3,000 Nm3 CH4/h) | Energy/technical data | Aux. process heat [kWh/ton input] | kWh/toninput |  | D | 1 | Est | 2050 | 21.9085
2.1 Biogas, Scen. A, small | Biogas plant, Scenario A, small plant (~ 3,000 Nm3 CH4/h) | Energy/technical data | Aux. process heat [kWh/ton input] | kWh/toninput |  | D | 1 | Lower | 2025 | 23.5724
2.1 Biogas, Scen. A, small | Biogas plant, Scenario A, small plant (~ 3,000 Nm3 CH4/h) | Energy/technical data | Aux. process heat [kWh/ton input] | kWh/toninput |  | D | 1 | Lower | 2050 | 18.6222
2.1 Biogas, Scen. A, small | Biogas plant, Scenario A, small plant (~ 3,000 Nm3 CH4/h) | Energy/technical data | Aux. process heat [kWh/ton input] | kWh/toninput |  | D | 1 | Upper | 2025 | 31.892
2.1 Biogas, Scen. A, small | Biogas plant, Scenario A, small plant (~ 3,000 Nm3 CH4/h) | Energy/technical data | Aux. process heat [kWh/ton input] | kWh/toninput |  | D | 1 | Upper | 2050 | 25.1947
2.1 Biogas, Scen. A, small | Biogas plant, Scenario A, small plant (~ 3,000 Nm3 CH4/h) | Energy/technical data | Biogas [%] | pct. |  |  | 1 | Est | 2020 | 1
2.1 Biogas, Scen. A, small | Biogas plant, Scenario A, small plant (~ 3,000 Nm3 CH4/h) | Energy/technical data | Biogas [%] | pct. |  |  | 1 | Est | 2025 | 1
2.1 Biogas, Scen. A, small | Biogas plant, Scenario A, small plant (~ 3,000 Nm3 CH4/h) | Energy/technical data | Biogas [%] | pct. |  |  | 1 | Est | 2030 | 1
2.1 Biogas, Scen. A, small | Biogas plant, Scenario A, small plant (~ 3,000 Nm3 CH4/h) | Energy/technical data | Biogas [%] | pct. |  |  | 1 | Est | 2040 | 1
2.1 Biogas, Scen. A, small | Biogas plant, Scenario A, small plant (~ 3,000 Nm3 CH4/h) | Energy/technical data | Biogas [%] | pct. |  |  | 1 | Est | 2050 | 1
2.1 Biogas, Scen. A, small | Biogas plant, Scenario A, small plant (~ 3,000 Nm3 CH4/h) | Energy/technical data | Biogas [GJ/ton input] | GJ/toninput |  | R | 1 | Est | 2020 | 1.67
2.1 Biogas, Scen. A, small | Biogas plant, Scenario A, small plant (~ 3,000 Nm3 CH4/h) | Energy/technical data | Biogas [GJ/ton input] | GJ/toninput |  | R | 1 | Est | 2025 | 1.67
2.1 Biogas, Scen. A, small | Biogas plant, Scenario A, small plant (~ 3,000 Nm3 CH4/h) | Energy/technical data | Biogas [GJ/ton input] | GJ/toninput |  | R | 1 | Est | 2030 | 1.67
2.1 Biogas, Scen. A, small | Biogas plant, Scenario A, small plant (~ 3,000 Nm3 CH4/h) | Energy/technical data | Biogas [GJ/ton input] | GJ/toninput |  | R | 1 | Est | 2040 | 1.67
2.1 Biogas, Scen. A, small | Biogas plant, Scenario A, small plant (~ 3,000 Nm3 CH4/h) | Energy/technical data | Biogas [GJ/ton input] | GJ/toninput |  | R | 1 | Est | 2050 | 1.67
2.1 Biogas, Scen. A, small | Biogas plant, Scenario A, small plant (~ 3,000 Nm3 CH4/h) | Energy/technical data | Biogas production, [MJ/s] | MJ/s |  |  | [1, 2] | Est | 2020 | 29.6263
2.1 Biogas, Scen. A, small | Biogas plant, Scenario A, small plant (~ 3,000 Nm3 CH4/h) | Energy/technical data | Biogas production, [MJ/s] | MJ/s |  |  | [1, 2] | Est | 2025 | 29.6263
2.1 Biogas, Scen. A, small | Biogas plant, Scenario A, small plant (~ 3,000 Nm3 CH4/h) | Energy/technical data | Biogas production, [MJ/s] | MJ/s |  |  | [1, 2] | Est | 2030 | 29.6263
2.1 Biogas, Scen. A, small | Biogas plant, Scenario A, small plant (~ 3,000 Nm3 CH4/h) | Energy/technical data | Biogas production, [MJ/s] | MJ/s |  |  | [1, 2] | Est | 2040 | 29.6263
2.1 Biogas, Scen. A, small | Biogas plant, Scenario A, small plant (~ 3,000 Nm3 CH4/h) | Energy/technical data | Biogas production, [MJ/s] | MJ/s |  |  | [1, 2] | Est | 2050 | 29.6263
2.1 Biogas, Scen. A, small | Biogas plant, Scenario A, small plant (~ 3,000 Nm3 CH4/h) | Energy/technical data | Biomass [mill. tons/year] | mill.tons/year |  | B | 1 | Est | 2020 | 0.5509
2.1 Biogas, Scen. A, small | Biogas plant, Scenario A, small plant (~ 3,000 Nm3 CH4/h) | Energy/technical data | Biomass [mill. tons/year] | mill.tons/year |  | B | 1 | Est | 2025 | 0.5509
2.1 Biogas, Scen. A, small | Biogas plant, Scenario A, small plant (~ 3,000 Nm3 CH4/h) | Energy/technical data | Biomass [mill. tons/year] | mill.tons/year |  | B | 1 | Est | 2030 | 0.5509
2.1 Biogas, Scen. A, small | Biogas plant, Scenario A, small plant (~ 3,000 Nm3 CH4/h) | Energy/technical data | Biomass [mill. tons/year] | mill.tons/year |  | B | 1 | Est | 2040 | 0.5509
2.1 Biogas, Scen. A, small | Biogas plant, Scenario A, small plant (~ 3,000 Nm3 CH4/h) | Energy/technical data | Biomass [mill. tons/year] | mill.tons/year |  | B | 1 | Est | 2050 | 0.5509
2.1 Biogas, Scen. A, small | Biogas plant, Scenario A, small plant (~ 3,000 Nm3 CH4/h) | Energy/technical data | Capacity [mill. tons biomass input/year] | mill.tonsbiomassinput/year |  | [A, B] | 1 | Est | 2020 | 0.5509
2.1 Biogas, Scen. A, small | Biogas plant, Scenario A, small plant (~ 3,000 Nm3 CH4/h) | Energy/technical data | Capacity [mill. tons biomass input/year] | mill.tonsbiomassinput/year |  | [A, B] | 1 | Est | 2025 | 0.5509
2.1 Biogas, Scen. A, small | Biogas plant, Scenario A, small plant (~ 3,000 Nm3 CH4/h) | Energy/technical data | Capacity [mill. tons biomass input/year] | mill.tonsbiomassinput/year |  | [A, B] | 1 | Est | 2030 | 0.5509
2.1 Biogas, Scen. A, small | Biogas plant, Scenario A, small plant (~ 3,000 Nm3 CH4/h) | Energy/technical data | Capacity [mill. tons biomass input/year] | mill.tonsbiomassinput/year |  | [A, B] | 1 | Est | 2040 | 0.5509
2.1 Biogas, Scen. A, small | Biogas plant, Scenario A, small plant (~ 3,000 Nm3 CH4/h) | Energy/technical data | Capacity [mill. tons biomass input/year] | mill.tonsbiomassinput/year |  | [A, B] | 1 | Est | 2050 | 0.5509
2.1 Biogas, Scen. A, small | Biogas plant, Scenario A, small plant (~ 3,000 Nm3 CH4/h) | Energy/technical data | Capacity [mill. tons biomass input/year] | mill.tonsbiomassinput/year |  | [A, B] | 1 | Lower | 2025 | 0.49581
2.1 Biogas, Scen. A, small | Biogas plant, Scenario A, small plant (~ 3,000 Nm3 CH4/h) | Energy/technical data | Capacity [mill. tons biomass input/year] | mill.tonsbiomassinput/year |  | [A, B] | 1 | Lower | 2050 | 0.49581
2.1 Biogas, Scen. A, small | Biogas plant, Scenario A, small plant (~ 3,000 Nm3 CH4/h) | Energy/technical data | Capacity [mill. tons biomass input/year] | mill.tonsbiomassinput/year |  | [A, B] | 1 | Upper | 2025 | 0.60599
2.1 Biogas, Scen. A, small | Biogas plant, Scenario A, small plant (~ 3,000 Nm3 CH4/h) | Energy/technical data | Capacity [mill. tons biomass input/year] | mill.tonsbiomassinput/year |  | [A, B] | 1 | Upper | 2050 | 0.60599
2.1 Biogas, Scen. A, small | Biogas plant, Scenario A, small plant (~ 3,000 Nm3 CH4/h) | Energy/technical data | Construction time [years] | years |  | [F, Q] |  | Est | 2020 | 2
2.1 Biogas, Scen. A, small | Biogas plant, Scenario A, small plant (~ 3,000 Nm3 CH4/h) | Energy/technical data | Construction time [years] | years |  | [F, Q] |  | Est | 2025 | 2
2.1 Biogas, Scen. A, small | Biogas plant, Scenario A, small plant (~ 3,000 Nm3 CH4/h) | Energy/technical data | Construction time [years] | years |  | [F, Q] |  | Est | 2030 | 2
2.1 Biogas, Scen. A, small | Biogas plant, Scenario A, small plant (~ 3,000 Nm3 CH4/h) | Energy/technical data | Construction time [years] | years |  | [F, Q] |  | Est | 2040 | 2
2.1 Biogas, Scen. A, small | Biogas plant, Scenario A, small plant (~ 3,000 Nm3 CH4/h) | Energy/technical data | Construction time [years] | years |  | [F, Q] |  | Est | 2050 | 2
2.1 Biogas, Scen. A, small | Biogas plant, Scenario A, small plant (~ 3,000 Nm3 CH4/h) | Energy/technical data | Construction time [years] | years |  | [F, Q] |  | Lower | 2025 | 1
2.1 Biogas, Scen. A, small | Biogas plant, Scenario A, small plant (~ 3,000 Nm3 CH4/h) | Energy/technical data | Construction time [years] | years |  | [F, Q] |  | Lower | 2050 | 1
2.1 Biogas, Scen. A, small | Biogas plant, Scenario A, small plant (~ 3,000 Nm3 CH4/h) | Energy/technical data | Construction time [years] | years |  | [F, Q] |  | Upper | 2025 | 3
2.1 Biogas, Scen. A, small | Biogas plant, Scenario A, small plant (~ 3,000 Nm3 CH4/h) | Energy/technical data | Construction time [years] | years |  | [F, Q] |  | Upper | 2050 | 3
2.1 Biogas, Scen. A, small | Biogas plant, Scenario A, small plant (~ 3,000 Nm3 CH4/h) | Energy/technical data | Forced outage [%] | pct. |  |  | 1 | Est | 2020 | -
2.1 Biogas, Scen. A, small | Biogas plant, Scenario A, small plant (~ 3,000 Nm3 CH4/h) | Energy/technical data | Forced outage [%] | pct. |  |  | 1 | Est | 2025 | -
2.1 Biogas, Scen. A, small | Biogas plant, Scenario A, small plant (~ 3,000 Nm3 CH4/h) | Energy/technical data | Forced outage [%] | pct. |  |  | 1 | Est | 2030 | -
2.1 Biogas, Scen. A, small | Biogas plant, Scenario A, small plant (~ 3,000 Nm3 CH4/h) | Energy/technical data | Forced outage [%] | pct. |  |  | 1 | Est | 2040 | -
2.1 Biogas, Scen. A, small | Biogas plant, Scenario A, small plant (~ 3,000 Nm3 CH4/h) | Energy/technical data | Forced outage [%] | pct. |  |  | 1 | Est | 2050 | -
2.1 Biogas, Scen. A, small | Biogas plant, Scenario A, small plant (~ 3,000 Nm3 CH4/h) | Energy/technical data | Planned outage [days per year] | days/year |  |  | 1 | Est | 2020 | -
2.1 Biogas, Scen. A, small | Biogas plant, Scenario A, small plant (~ 3,000 Nm3 CH4/h) | Energy/technical data | Planned outage [days per year] | days/year |  |  | 1 | Est | 2025 | -
2.1 Biogas, Scen. A, small | Biogas plant, Scenario A, small plant (~ 3,000 Nm3 CH4/h) | Energy/technical data | Planned outage [days per year] | days/year |  |  | 1 | Est | 2030 | -
2.1 Biogas, Scen. A, small | Biogas plant, Scenario A, small plant (~ 3,000 Nm3 CH4/h) | Energy/technical data | Planned outage [days per year] | days/year |  |  | 1 | Est | 2040 | -
2.1 Biogas, Scen. A, small | Biogas plant, Scenario A, small plant (~ 3,000 Nm3 CH4/h) | Energy/technical data | Planned outage [days per year] | days/year |  |  | 1 | Est | 2050 | -
2.1 Biogas, Scen. A, small | Biogas plant, Scenario A, small plant (~ 3,000 Nm3 CH4/h) | Energy/technical data | Technical lifetime [years] | years |  | E | 1 | Est | 2020 | 20
2.1 Biogas, Scen. A, small | Biogas plant, Scenario A, small plant (~ 3,000 Nm3 CH4/h) | Energy/technical data | Technical lifetime [years] | years |  | E | 1 | Est | 2025 | 20
2.1 Biogas, Scen. A, small | Biogas plant, Scenario A, small plant (~ 3,000 Nm3 CH4/h) | Energy/technical data | Technical lifetime [years] | years |  | E | 1 | Est | 2030 | 20
2.1 Biogas, Scen. A, small | Biogas plant, Scenario A, small plant (~ 3,000 Nm3 CH4/h) | Energy/technical data | Technical lifetime [years] | years |  | E | 1 | Est | 2040 | 20
2.1 Biogas, Scen. A, small | Biogas plant, Scenario A, small plant (~ 3,000 Nm3 CH4/h) | Energy/technical data | Technical lifetime [years] | years |  | E | 1 | Est | 2050 | 20
2.1 Biogas, Scen. A, small | Biogas plant, Scenario A, small plant (~ 3,000 Nm3 CH4/h) | Energy/technical data | Technical lifetime [years] | years |  | E | 1 | Lower | 2025 | 15
2.1 Biogas, Scen. A, small | Biogas plant, Scenario A, small plant (~ 3,000 Nm3 CH4/h) | Energy/technical data | Technical lifetime [years] | years |  | E | 1 | Lower | 2050 | 15
2.1 Biogas, Scen. A, small | Biogas plant, Scenario A, small plant (~ 3,000 Nm3 CH4/h) | Energy/technical data | Technical lifetime [years] | years |  | E | 1 | Upper | 2025 | 25
2.1 Biogas, Scen. A, small | Biogas plant, Scenario A, small plant (~ 3,000 Nm3 CH4/h) | Energy/technical data | Technical lifetime [years] | years |  | E | 1 | Upper | 2050 | 25
2.1 Biogas, Scen. A, small | Biogas plant, Scenario A, small plant (~ 3,000 Nm3 CH4/h) | Energy/technical data | Total plant size [MW output] | MWoutput |  | R | [1, 2] | Est | 2020 | 29.6263
2.1 Biogas, Scen. A, small | Biogas plant, Scenario A, small plant (~ 3,000 Nm3 CH4/h) | Energy/technical data | Total plant size [MW output] | MWoutput |  | R | [1, 2] | Est | 2025 | 29.6263
2.1 Biogas, Scen. A, small | Biogas plant, Scenario A, small plant (~ 3,000 Nm3 CH4/h) | Energy/technical data | Total plant size [MW output] | MWoutput |  | R | [1, 2] | Est | 2030 | 29.6263
2.1 Biogas, Scen. A, small | Biogas plant, Scenario A, small plant (~ 3,000 Nm3 CH4/h) | Energy/technical data | Total plant size [MW output] | MWoutput |  | R | [1, 2] | Est | 2040 | 29.6263
2.1 Biogas, Scen. A, small | Biogas plant, Scenario A, small plant (~ 3,000 Nm3 CH4/h) | Energy/technical data | Total plant size [MW output] | MWoutput |  | R | [1, 2] | Est | 2050 | 29.6263
2.1 Biogas, Scen. A, small | Biogas plant, Scenario A, small plant (~ 3,000 Nm3 CH4/h) | Financial data | - of which O&M, excl electricity and heat [€/(ton input/year)] | €/(toninput/year) |  | [G, H, I, K] | 1 | Est | 2020 | 2.7992
2.1 Biogas, Scen. A, small | Biogas plant, Scenario A, small plant (~ 3,000 Nm3 CH4/h) | Financial data | - of which O&M, excl electricity and heat [€/(ton input/year)] | €/(toninput/year) |  | [G, H, I, K] | 1 | Est | 2025 | 2.7992
2.1 Biogas, Scen. A, small | Biogas plant, Scenario A, small plant (~ 3,000 Nm3 CH4/h) | Financial data | - of which O&M, excl electricity and heat [€/(ton input/year)] | €/(toninput/year) |  | [G, H, I, K] | 1 | Est | 2030 | 2.4353
2.1 Biogas, Scen. A, small | Biogas plant, Scenario A, small plant (~ 3,000 Nm3 CH4/h) | Financial data | - of which O&M, excl electricity and heat [€/(ton input/year)] | €/(toninput/year) |  | [G, H, I, K] | 1 | Est | 2040 | 2.3513
2.1 Biogas, Scen. A, small | Biogas plant, Scenario A, small plant (~ 3,000 Nm3 CH4/h) | Financial data | - of which O&M, excl electricity and heat [€/(ton input/year)] | €/(toninput/year) |  | [G, H, I, K] | 1 | Est | 2050 | 2.2114
2.1 Biogas, Scen. A, small | Biogas plant, Scenario A, small plant (~ 3,000 Nm3 CH4/h) | Financial data | - of which O&M, excl electricity and heat [€/(ton input/year)] | €/(toninput/year) |  | [G, H, I, K] | 1 | Lower | 2025 | 2.3793
2.1 Biogas, Scen. A, small | Biogas plant, Scenario A, small plant (~ 3,000 Nm3 CH4/h) | Financial data | - of which O&M, excl electricity and heat [€/(ton input/year)] | €/(toninput/year) |  | [G, H, I, K] | 1 | Lower | 2050 | 1.9594
2.1 Biogas, Scen. A, small | Biogas plant, Scenario A, small plant (~ 3,000 Nm3 CH4/h) | Financial data | - of which O&M, excl electricity and heat [€/(ton input/year)] | €/(toninput/year) |  | [G, H, I, K] | 1 | Upper | 2025 | 3.2191
2.1 Biogas, Scen. A, small | Biogas plant, Scenario A, small plant (~ 3,000 Nm3 CH4/h) | Financial data | - of which O&M, excl electricity and heat [€/(ton input/year)] | €/(toninput/year) |  | [G, H, I, K] | 1 | Upper | 2050 | 2.4913
2.1 Biogas, Scen. A, small | Biogas plant, Scenario A, small plant (~ 3,000 Nm3 CH4/h) | Financial data | - of which electricity [€/(ton input/year)] | €/(toninput/year) |  | [G, H, I, P] | 1 | Est | 2020 | 0.75234
2.1 Biogas, Scen. A, small | Biogas plant, Scenario A, small plant (~ 3,000 Nm3 CH4/h) | Financial data | - of which electricity [€/(ton input/year)] | €/(toninput/year) |  | [G, H, I, P] | 1 | Est | 2025 | 0.75234
2.1 Biogas, Scen. A, small | Biogas plant, Scenario A, small plant (~ 3,000 Nm3 CH4/h) | Financial data | - of which electricity [€/(ton input/year)] | €/(toninput/year) |  | [G, H, I, P] | 1 | Est | 2030 | 0.65453
2.1 Biogas, Scen. A, small | Biogas plant, Scenario A, small plant (~ 3,000 Nm3 CH4/h) | Financial data | - of which electricity [€/(ton input/year)] | €/(toninput/year) |  | [G, H, I, P] | 1 | Est | 2040 | 0.63196
2.1 Biogas, Scen. A, small | Biogas plant, Scenario A, small plant (~ 3,000 Nm3 CH4/h) | Financial data | - of which electricity [€/(ton input/year)] | €/(toninput/year) |  | [G, H, I, P] | 1 | Est | 2050 | 0.59435
2.1 Biogas, Scen. A, small | Biogas plant, Scenario A, small plant (~ 3,000 Nm3 CH4/h) | Financial data | - of which electricity [€/(ton input/year)] | €/(toninput/year) |  | [G, H, I, P] | 1 | Lower | 2025 | 0.63949
2.1 Biogas, Scen. A, small | Biogas plant, Scenario A, small plant (~ 3,000 Nm3 CH4/h) | Financial data | - of which electricity [€/(ton input/year)] | €/(toninput/year) |  | [G, H, I, P] | 1 | Lower | 2050 | 0.52664
2.1 Biogas, Scen. A, small | Biogas plant, Scenario A, small plant (~ 3,000 Nm3 CH4/h) | Financial data | - of which electricity [€/(ton input/year)] | €/(toninput/year) |  | [G, H, I, P] | 1 | Upper | 2025 | 0.86519
2.1 Biogas, Scen. A, small | Biogas plant, Scenario A, small plant (~ 3,000 Nm3 CH4/h) | Financial data | - of which electricity [€/(ton input/year)] | €/(toninput/year) |  | [G, H, I, P] | 1 | Upper | 2050 | 0.66958
2.1 Biogas, Scen. A, small | Biogas plant, Scenario A, small plant (~ 3,000 Nm3 CH4/h) | Financial data | - of which equipment [M€/MWh Output] | M€/MWhOutput |  | [G, H, I, J] |  | Est | 2020 | 0.82978
2.1 Biogas, Scen. A, small | Biogas plant, Scenario A, small plant (~ 3,000 Nm3 CH4/h) | Financial data | - of which equipment [M€/MWh Output] | M€/MWhOutput |  | [G, H, I, J] |  | Est | 2025 | 0.82978
2.1 Biogas, Scen. A, small | Biogas plant, Scenario A, small plant (~ 3,000 Nm3 CH4/h) | Financial data | - of which equipment [M€/MWh Output] | M€/MWhOutput |  | [G, H, I, J] |  | Est | 2030 | 0.72191
2.1 Biogas, Scen. A, small | Biogas plant, Scenario A, small plant (~ 3,000 Nm3 CH4/h) | Financial data | - of which equipment [M€/MWh Output] | M€/MWhOutput |  | [G, H, I, J] |  | Est | 2040 | 0.69702
2.1 Biogas, Scen. A, small | Biogas plant, Scenario A, small plant (~ 3,000 Nm3 CH4/h) | Financial data | - of which equipment [M€/MWh Output] | M€/MWhOutput |  | [G, H, I, J] |  | Est | 2050 | 0.65553
2.1 Biogas, Scen. A, small | Biogas plant, Scenario A, small plant (~ 3,000 Nm3 CH4/h) | Financial data | - of which equipment [M€/MWh Output] | M€/MWhOutput |  | [G, H, I, J] |  | Lower | 2025 | 0.70532
2.1 Biogas, Scen. A, small | Biogas plant, Scenario A, small plant (~ 3,000 Nm3 CH4/h) | Financial data | - of which equipment [M€/MWh Output] | M€/MWhOutput |  | [G, H, I, J] |  | Lower | 2050 | 0.58085
2.1 Biogas, Scen. A, small | Biogas plant, Scenario A, small plant (~ 3,000 Nm3 CH4/h) | Financial data | - of which equipment [M€/MWh Output] | M€/MWhOutput |  | [G, H, I, J] |  | Upper | 2025 | 0.95425
2.1 Biogas, Scen. A, small | Biogas plant, Scenario A, small plant (~ 3,000 Nm3 CH4/h) | Financial data | - of which equipment [M€/MWh Output] | M€/MWhOutput |  | [G, H, I, J] |  | Upper | 2050 | 0.73851
2.1 Biogas, Scen. A, small | Biogas plant, Scenario A, small plant (~ 3,000 Nm3 CH4/h) | Financial data | - of which heat [€/(ton input/year)] | €/(toninput/year) |  | [G, H, I] | 1 | Est | 2020 | 0.78652
2.1 Biogas, Scen. A, small | Biogas plant, Scenario A, small plant (~ 3,000 Nm3 CH4/h) | Financial data | - of which heat [€/(ton input/year)] | €/(toninput/year) |  | [G, H, I] | 1 | Est | 2025 | 0.78652
2.1 Biogas, Scen. A, small | Biogas plant, Scenario A, small plant (~ 3,000 Nm3 CH4/h) | Financial data | - of which heat [€/(ton input/year)] | €/(toninput/year) |  | [G, H, I] | 1 | Est | 2030 | 0.68427
2.1 Biogas, Scen. A, small | Biogas plant, Scenario A, small plant (~ 3,000 Nm3 CH4/h) | Financial data | - of which heat [€/(ton input/year)] | €/(toninput/year) |  | [G, H, I] | 1 | Est | 2040 | 0.66068
2.1 Biogas, Scen. A, small | Biogas plant, Scenario A, small plant (~ 3,000 Nm3 CH4/h) | Financial data | - of which heat [€/(ton input/year)] | €/(toninput/year) |  | [G, H, I] | 1 | Est | 2050 | 0.62135
2.1 Biogas, Scen. A, small | Biogas plant, Scenario A, small plant (~ 3,000 Nm3 CH4/h) | Financial data | - of which installation [M€/MWh Output] | M€/MWhOutput |  | [G, H, I, J] |  | Est | 2020 | 0.20745
2.1 Biogas, Scen. A, small | Biogas plant, Scenario A, small plant (~ 3,000 Nm3 CH4/h) | Financial data | - of which installation [M€/MWh Output] | M€/MWhOutput |  | [G, H, I, J] |  | Est | 2025 | 0.20745
2.1 Biogas, Scen. A, small | Biogas plant, Scenario A, small plant (~ 3,000 Nm3 CH4/h) | Financial data | - of which installation [M€/MWh Output] | M€/MWhOutput |  | [G, H, I, J] |  | Est | 2030 | 0.18048
2.1 Biogas, Scen. A, small | Biogas plant, Scenario A, small plant (~ 3,000 Nm3 CH4/h) | Financial data | - of which installation [M€/MWh Output] | M€/MWhOutput |  | [G, H, I, J] |  | Est | 2040 | 0.17425
2.1 Biogas, Scen. A, small | Biogas plant, Scenario A, small plant (~ 3,000 Nm3 CH4/h) | Financial data | - of which installation [M€/MWh Output] | M€/MWhOutput |  | [G, H, I, J] |  | Est | 2050 | 0.16388
2.1 Biogas, Scen. A, small | Biogas plant, Scenario A, small plant (~ 3,000 Nm3 CH4/h) | Financial data | - of which installation [M€/MWh Output] | M€/MWhOutput |  | [G, H, I, J] |  | Lower | 2025 | 0.17633
2.1 Biogas, Scen. A, small | Biogas plant, Scenario A, small plant (~ 3,000 Nm3 CH4/h) | Financial data | - of which installation [M€/MWh Output] | M€/MWhOutput |  | [G, H, I, J] |  | Lower | 2050 | 0.14521
2.1 Biogas, Scen. A, small | Biogas plant, Scenario A, small plant (~ 3,000 Nm3 CH4/h) | Financial data | - of which installation [M€/MWh Output] | M€/MWhOutput |  | [G, H, I, J] |  | Upper | 2025 | 0.23856
2.1 Biogas, Scen. A, small | Biogas plant, Scenario A, small plant (~ 3,000 Nm3 CH4/h) | Financial data | - of which installation [M€/MWh Output] | M€/MWhOutput |  | [G, H, I, J] |  | Upper | 2050 | 0.18463
2.1 Biogas, Scen. A, small | Biogas plant, Scenario A, small plant (~ 3,000 Nm3 CH4/h) | Financial data | Specific investment [M€/MWh Output] | M€/MWhOutput |  | [G, H, I, J, N, O] | 1 | Est | 2020 | 1.0372
2.1 Biogas, Scen. A, small | Biogas plant, Scenario A, small plant (~ 3,000 Nm3 CH4/h) | Financial data | Specific investment [M€/MWh Output] | M€/MWhOutput |  | [G, H, I, J, N, O] | 1 | Est | 2025 | 1.0372
2.1 Biogas, Scen. A, small | Biogas plant, Scenario A, small plant (~ 3,000 Nm3 CH4/h) | Financial data | Specific investment [M€/MWh Output] | M€/MWhOutput |  | [G, H, I, J, N, O] | 1 | Est | 2030 | 0.90239
2.1 Biogas, Scen. A, small | Biogas plant, Scenario A, small plant (~ 3,000 Nm3 CH4/h) | Financial data | Specific investment [M€/MWh Output] | M€/MWhOutput |  | [G, H, I, J, N, O] | 1 | Est | 2040 | 0.87127
2.1 Biogas, Scen. A, small | Biogas plant, Scenario A, small plant (~ 3,000 Nm3 CH4/h) | Financial data | Specific investment [M€/MWh Output] | M€/MWhOutput |  | [G, H, I, J, N, O] | 1 | Est | 2050 | 0.81941
2.1 Biogas, Scen. A, small | Biogas plant, Scenario A, small plant (~ 3,000 Nm3 CH4/h) | Financial data | Specific investment [M€/MWh Output] | M€/MWhOutput |  | [G, H, I, J, N, O] | 1 | Lower | 2025 | 0.88164
2.1 Biogas, Scen. A, small | Biogas plant, Scenario A, small plant (~ 3,000 Nm3 CH4/h) | Financial data | Specific investment [M€/MWh Output] | M€/MWhOutput |  | [G, H, I, J, N, O] | 1 | Lower | 2050 | 0.72606
2.1 Biogas, Scen. A, small | Biogas plant, Scenario A, small plant (~ 3,000 Nm3 CH4/h) | Financial data | Specific investment [M€/MWh Output] | M€/MWhOutput |  | [G, H, I, J, N, O] | 1 | Upper | 2025 | 1.1928
2.1 Biogas, Scen. A, small | Biogas plant, Scenario A, small plant (~ 3,000 Nm3 CH4/h) | Financial data | Specific investment [M€/MWh Output] | M€/MWhOutput |  | [G, H, I, J, N, O] | 1 | Upper | 2050 | 0.92313
2.1 Biogas, Scen. A, small | Biogas plant, Scenario A, small plant (~ 3,000 Nm3 CH4/h) | Financial data | Total O&M [k€/MW/year] | k€/MW/year |  | [G, H, I, L] | 1 | Est | 2020 | 81.4398
2.1 Biogas, Scen. A, small | Biogas plant, Scenario A, small plant (~ 3,000 Nm3 CH4/h) | Financial data | Total O&M [k€/MW/year] | k€/MW/year |  | [G, H, I, L] | 1 | Est | 2025 | 81.4398
2.1 Biogas, Scen. A, small | Biogas plant, Scenario A, small plant (~ 3,000 Nm3 CH4/h) | Financial data | Total O&M [k€/MW/year] | k€/MW/year |  | [G, H, I, L] | 1 | Est | 2030 | 70.8526
2.1 Biogas, Scen. A, small | Biogas plant, Scenario A, small plant (~ 3,000 Nm3 CH4/h) | Financial data | Total O&M [k€/MW/year] | k€/MW/year |  | [G, H, I, L] | 1 | Est | 2040 | 68.4094
2.1 Biogas, Scen. A, small | Biogas plant, Scenario A, small plant (~ 3,000 Nm3 CH4/h) | Financial data | Total O&M [k€/MW/year] | k€/MW/year |  | [G, H, I, L] | 1 | Est | 2050 | 64.3374
2.1 Biogas, Scen. A, small | Biogas plant, Scenario A, small plant (~ 3,000 Nm3 CH4/h) | Financial data | Total O&M [k€/MW/year] | k€/MW/year |  | [G, H, I, L] | 1 | Lower | 2025 | 69.2238
2.1 Biogas, Scen. A, small | Biogas plant, Scenario A, small plant (~ 3,000 Nm3 CH4/h) | Financial data | Total O&M [k€/MW/year] | k€/MW/year |  | [G, H, I, L] | 1 | Lower | 2050 | 57.0078
2.1 Biogas, Scen. A, small | Biogas plant, Scenario A, small plant (~ 3,000 Nm3 CH4/h) | Financial data | Total O&M [k€/MW/year] | k€/MW/year |  | [G, H, I, L] | 1 | Upper | 2025 | 93.6558
2.1 Biogas, Scen. A, small | Biogas plant, Scenario A, small plant (~ 3,000 Nm3 CH4/h) | Financial data | Total O&M [k€/MW/year] | k€/MW/year |  | [G, H, I, L] | 1 | Upper | 2050 | 72.4814
2.1 Biogas, Scen. A, small | Biogas plant, Scenario A, small plant (~ 3,000 Nm3 CH4/h) | Financial data | Total O&M [€/(ton input/year)] | €/(toninput/year) |  | [G, H, I, K, P] | 1 | Est | 2020 | 4.3381
2.1 Biogas, Scen. A, small | Biogas plant, Scenario A, small plant (~ 3,000 Nm3 CH4/h) | Financial data | Total O&M [€/(ton input/year)] | €/(toninput/year) |  | [G, H, I, K, P] | 1 | Est | 2025 | 4.3381
2.1 Biogas, Scen. A, small | Biogas plant, Scenario A, small plant (~ 3,000 Nm3 CH4/h) | Financial data | Total O&M [€/(ton input/year)] | €/(toninput/year) |  | [G, H, I, K, P] | 1 | Est | 2030 | 3.7741
2.1 Biogas, Scen. A, small | Biogas plant, Scenario A, small plant (~ 3,000 Nm3 CH4/h) | Financial data | Total O&M [€/(ton input/year)] | €/(toninput/year) |  | [G, H, I, K, P] | 1 | Est | 2040 | 3.644
2.1 Biogas, Scen. A, small | Biogas plant, Scenario A, small plant (~ 3,000 Nm3 CH4/h) | Financial data | Total O&M [€/(ton input/year)] | €/(toninput/year) |  | [G, H, I, K, P] | 1 | Est | 2050 | 3.4271
2.1 Biogas, Scen. A, small | Biogas plant, Scenario A, small plant (~ 3,000 Nm3 CH4/h) | Financial data | Total O&M [€/(ton input/year)] | €/(toninput/year) |  | [G, H, I, K, P] | 1 | Lower | 2025 | 3.6873
2.1 Biogas, Scen. A, small | Biogas plant, Scenario A, small plant (~ 3,000 Nm3 CH4/h) | Financial data | Total O&M [€/(ton input/year)] | €/(toninput/year) |  | [G, H, I, K, P] | 1 | Lower | 2050 | 3.0366
2.1 Biogas, Scen. A, small | Biogas plant, Scenario A, small plant (~ 3,000 Nm3 CH4/h) | Financial data | Total O&M [€/(ton input/year)] | €/(toninput/year) |  | [G, H, I, K, P] | 1 | Upper | 2025 | 4.9888
2.1 Biogas, Scen. A, small | Biogas plant, Scenario A, small plant (~ 3,000 Nm3 CH4/h) | Financial data | Total O&M [€/(ton input/year)] | €/(toninput/year) |  | [G, H, I, K, P] | 1 | Upper | 2050 | 3.8609
2.1 Biogas, Scen. A, small | Biogas plant, Scenario A, small plant (~ 3,000 Nm3 CH4/h) | Technology-specific data | CO2 ressource [kton/year] | kton/year |  |  |  | Est | 2020 | 37.9555
2.1 Biogas, Scen. A, small | Biogas plant, Scenario A, small plant (~ 3,000 Nm3 CH4/h) | Technology-specific data | CO2 ressource [kton/year] | kton/year |  |  |  | Est | 2025 | 37.9555
2.1 Biogas, Scen. A, small | Biogas plant, Scenario A, small plant (~ 3,000 Nm3 CH4/h) | Technology-specific data | CO2 ressource [kton/year] | kton/year |  |  |  | Est | 2030 | 37.9555
2.1 Biogas, Scen. A, small | Biogas plant, Scenario A, small plant (~ 3,000 Nm3 CH4/h) | Technology-specific data | CO2 ressource [kton/year] | kton/year |  |  |  | Est | 2040 | 37.9555
2.1 Biogas, Scen. A, small | Biogas plant, Scenario A, small plant (~ 3,000 Nm3 CH4/h) | Technology-specific data | CO2 ressource [kton/year] | kton/year |  |  |  | Est | 2050 | 37.9555
2.1 Biogas, Scen. A, small | Biogas plant, Scenario A, small plant (~ 3,000 Nm3 CH4/h) | Technology-specific data | CO2 ressource [mill. Nm3 CO2/year] | mill.Nm3CO2/year |  |  | 1 | Est | 2020 | 19.2271
2.1 Biogas, Scen. A, small | Biogas plant, Scenario A, small plant (~ 3,000 Nm3 CH4/h) | Technology-specific data | CO2 ressource [mill. Nm3 CO2/year] | mill.Nm3CO2/year |  |  | 1 | Est | 2025 | 19.2271
2.1 Biogas, Scen. A, small | Biogas plant, Scenario A, small plant (~ 3,000 Nm3 CH4/h) | Technology-specific data | CO2 ressource [mill. Nm3 CO2/year] | mill.Nm3CO2/year |  |  | 1 | Est | 2030 | 19.2271
2.1 Biogas, Scen. A, small | Biogas plant, Scenario A, small plant (~ 3,000 Nm3 CH4/h) | Technology-specific data | CO2 ressource [mill. Nm3 CO2/year] | mill.Nm3CO2/year |  |  | 1 | Est | 2040 | 19.2271
2.1 Biogas, Scen. A, small | Biogas plant, Scenario A, small plant (~ 3,000 Nm3 CH4/h) | Technology-specific data | CO2 ressource [mill. Nm3 CO2/year] | mill.Nm3CO2/year |  |  | 1 | Est | 2050 | 19.2271
2.1 Biogas, Scen. A, small | Biogas plant, Scenario A, small plant (~ 3,000 Nm3 CH4/h) | Technology-specific data | DS% |  |  | N | [1, 2] | Est | 2020 | 0.173
2.1 Biogas, Scen. A, small | Biogas plant, Scenario A, small plant (~ 3,000 Nm3 CH4/h) | Technology-specific data | DS% |  |  | N | [1, 2] | Est | 2025 | 0.173
2.1 Biogas, Scen. A, small | Biogas plant, Scenario A, small plant (~ 3,000 Nm3 CH4/h) | Technology-specific data | DS% |  |  | N | [1, 2] | Est | 2030 | 0.173
2.1 Biogas, Scen. A, small | Biogas plant, Scenario A, small plant (~ 3,000 Nm3 CH4/h) | Technology-specific data | DS% |  |  | N | [1, 2] | Est | 2040 | 0.173
2.1 Biogas, Scen. A, small | Biogas plant, Scenario A, small plant (~ 3,000 Nm3 CH4/h) | Technology-specific data | DS% |  |  | N | [1, 2] | Est | 2050 | 0.173
2.1 Biogas, Scen. A, small | Biogas plant, Scenario A, small plant (~ 3,000 Nm3 CH4/h) | Technology-specific data | HRT [days] | days |  | M | [1, 2] | Est | 2020 | 65
2.1 Biogas, Scen. A, small | Biogas plant, Scenario A, small plant (~ 3,000 Nm3 CH4/h) | Technology-specific data | HRT [days] | days |  | M | [1, 2] | Est | 2025 | 65
2.1 Biogas, Scen. A, small | Biogas plant, Scenario A, small plant (~ 3,000 Nm3 CH4/h) | Technology-specific data | HRT [days] | days |  | M | [1, 2] | Est | 2030 | 65
2.1 Biogas, Scen. A, small | Biogas plant, Scenario A, small plant (~ 3,000 Nm3 CH4/h) | Technology-specific data | HRT [days] | days |  | M | [1, 2] | Est | 2040 | 65
2.1 Biogas, Scen. A, small | Biogas plant, Scenario A, small plant (~ 3,000 Nm3 CH4/h) | Technology-specific data | HRT [days] | days |  | M | [1, 2] | Est | 2050 | 65
2.1 Biogas, Scen. A, small | Biogas plant, Scenario A, small plant (~ 3,000 Nm3 CH4/h) | Technology-specific data | Hourly gas output [k Nm3 CH4/h] | kNm3CH4/h |  |  | [1, 3] | Est | 2020 | 2.9736
2.1 Biogas, Scen. A, small | Biogas plant, Scenario A, small plant (~ 3,000 Nm3 CH4/h) | Technology-specific data | Hourly gas output [k Nm3 CH4/h] | kNm3CH4/h |  |  | [1, 3] | Est | 2025 | 2.9736
2.1 Biogas, Scen. A, small | Biogas plant, Scenario A, small plant (~ 3,000 Nm3 CH4/h) | Technology-specific data | Hourly gas output [k Nm3 CH4/h] | kNm3CH4/h |  |  | [1, 3] | Est | 2030 | 2.9736
2.1 Biogas, Scen. A, small | Biogas plant, Scenario A, small plant (~ 3,000 Nm3 CH4/h) | Technology-specific data | Hourly gas output [k Nm3 CH4/h] | kNm3CH4/h |  |  | [1, 3] | Est | 2040 | 2.9736
2.1 Biogas, Scen. A, small | Biogas plant, Scenario A, small plant (~ 3,000 Nm3 CH4/h) | Technology-specific data | Hourly gas output [k Nm3 CH4/h] | kNm3CH4/h |  |  | [1, 3] | Est | 2050 | 2.9736
2.1 Biogas, Scen. A, small | Biogas plant, Scenario A, small plant (~ 3,000 Nm3 CH4/h) | Technology-specific data | Methane emission [% of output] | pct.ofoutput |  |  | [1, 4] | Est | 2020 | 0.009
2.1 Biogas, Scen. A, small | Biogas plant, Scenario A, small plant (~ 3,000 Nm3 CH4/h) | Technology-specific data | Methane emission [% of output] | pct.ofoutput |  |  | [1, 4] | Est | 2025 | 0.009
2.1 Biogas, Scen. A, small | Biogas plant, Scenario A, small plant (~ 3,000 Nm3 CH4/h) | Technology-specific data | Methane emission [% of output] | pct.ofoutput |  |  | [1, 4] | Est | 2030 | 0.009
2.1 Biogas, Scen. A, small | Biogas plant, Scenario A, small plant (~ 3,000 Nm3 CH4/h) | Technology-specific data | Methane emission [% of output] | pct.ofoutput |  |  | [1, 4] | Est | 2040 | 0.009
2.1 Biogas, Scen. A, small | Biogas plant, Scenario A, small plant (~ 3,000 Nm3 CH4/h) | Technology-specific data | Methane emission [% of output] | pct.ofoutput |  |  | [1, 4] | Est | 2050 | 0.009
2.1 Biogas, Scen. A, small | Biogas plant, Scenario A, small plant (~ 3,000 Nm3 CH4/h) | Technology-specific data | Yearly gas output [mill. Nm3 CH4/year] | mill.Nm3CH4/year |  |  | [1, 3] | Est | 2020 | 26.0485
2.1 Biogas, Scen. A, small | Biogas plant, Scenario A, small plant (~ 3,000 Nm3 CH4/h) | Technology-specific data | Yearly gas output [mill. Nm3 CH4/year] | mill.Nm3CH4/year |  |  | [1, 3] | Est | 2025 | 26.0485
2.1 Biogas, Scen. A, small | Biogas plant, Scenario A, small plant (~ 3,000 Nm3 CH4/h) | Technology-specific data | Yearly gas output [mill. Nm3 CH4/year] | mill.Nm3CH4/year |  |  | [1, 3] | Est | 2030 | 26.0485
2.1 Biogas, Scen. A, small | Biogas plant, Scenario A, small plant (~ 3,000 Nm3 CH4/h) | Technology-specific data | Yearly gas output [mill. Nm3 CH4/year] | mill.Nm3CH4/year |  |  | [1, 3] | Est | 2040 | 26.0485
2.1 Biogas, Scen. A, small | Biogas plant, Scenario A, small plant (~ 3,000 Nm3 CH4/h) | Technology-specific data | Yearly gas output [mill. Nm3 CH4/year] | mill.Nm3CH4/year |  |  | [1, 3] | Est | 2050 | 26.0485
2.1 Biogas, Scen. A, large | Biogas plant, Scenario A, large plant [~ 6,000 Nm3 CH4/h] | Energy/technical data | Aux. electricity [% of output energy] | pct.ofoutputenergy |  | C | 1 | Est | 2020 | 0.021629
2.1 Biogas, Scen. A, large | Biogas plant, Scenario A, large plant [~ 6,000 Nm3 CH4/h] | Energy/technical data | Aux. electricity [% of output energy] | pct.ofoutputenergy |  | C | 1 | Est | 2025 | 0.021629
2.1 Biogas, Scen. A, large | Biogas plant, Scenario A, large plant [~ 6,000 Nm3 CH4/h] | Energy/technical data | Aux. electricity [% of output energy] | pct.ofoutputenergy |  | C | 1 | Est | 2030 | 0.018817
2.1 Biogas, Scen. A, large | Biogas plant, Scenario A, large plant [~ 6,000 Nm3 CH4/h] | Energy/technical data | Aux. electricity [% of output energy] | pct.ofoutputenergy |  | C | 1 | Est | 2040 | 0.018168
2.1 Biogas, Scen. A, large | Biogas plant, Scenario A, large plant [~ 6,000 Nm3 CH4/h] | Energy/technical data | Aux. electricity [% of output energy] | pct.ofoutputenergy |  | C | 1 | Est | 2050 | 0.017087
2.1 Biogas, Scen. A, large | Biogas plant, Scenario A, large plant [~ 6,000 Nm3 CH4/h] | Energy/technical data | Aux. electricity [% of output energy] | pct.ofoutputenergy |  | C | 1 | Lower | 2025 | 0.016222
2.1 Biogas, Scen. A, large | Biogas plant, Scenario A, large plant [~ 6,000 Nm3 CH4/h] | Energy/technical data | Aux. electricity [% of output energy] | pct.ofoutputenergy |  | C | 1 | Lower | 2050 | 0.012815
2.1 Biogas, Scen. A, large | Biogas plant, Scenario A, large plant [~ 6,000 Nm3 CH4/h] | Energy/technical data | Aux. electricity [% of output energy] | pct.ofoutputenergy |  | C | 1 | Upper | 2025 | 0.027036
2.1 Biogas, Scen. A, large | Biogas plant, Scenario A, large plant [~ 6,000 Nm3 CH4/h] | Energy/technical data | Aux. electricity [% of output energy] | pct.ofoutputenergy |  | C | 1 | Upper | 2050 | 0.021359
2.1 Biogas, Scen. A, large | Biogas plant, Scenario A, large plant [~ 6,000 Nm3 CH4/h] | Energy/technical data | Aux. electricity [kWh/ton input] | kWh/toninput |  | C | 1 | Est | 2020 | 10.126
2.1 Biogas, Scen. A, large | Biogas plant, Scenario A, large plant [~ 6,000 Nm3 CH4/h] | Energy/technical data | Aux. electricity [kWh/ton input] | kWh/toninput |  | C | 1 | Est | 2025 | 10.126
2.1 Biogas, Scen. A, large | Biogas plant, Scenario A, large plant [~ 6,000 Nm3 CH4/h] | Energy/technical data | Aux. electricity [kWh/ton input] | kWh/toninput |  | C | 1 | Est | 2030 | 8.8097
2.1 Biogas, Scen. A, large | Biogas plant, Scenario A, large plant [~ 6,000 Nm3 CH4/h] | Energy/technical data | Aux. electricity [kWh/ton input] | kWh/toninput |  | C | 1 | Est | 2040 | 8.5059
2.1 Biogas, Scen. A, large | Biogas plant, Scenario A, large plant [~ 6,000 Nm3 CH4/h] | Energy/technical data | Aux. electricity [kWh/ton input] | kWh/toninput |  | C | 1 | Est | 2050 | 7.9996
2.1 Biogas, Scen. A, large | Biogas plant, Scenario A, large plant [~ 6,000 Nm3 CH4/h] | Energy/technical data | Aux. electricity [kWh/ton input] | kWh/toninput |  | C | 1 | Lower | 2025 | 7.5945
2.1 Biogas, Scen. A, large | Biogas plant, Scenario A, large plant [~ 6,000 Nm3 CH4/h] | Energy/technical data | Aux. electricity [kWh/ton input] | kWh/toninput |  | C | 1 | Lower | 2050 | 5.9997
2.1 Biogas, Scen. A, large | Biogas plant, Scenario A, large plant [~ 6,000 Nm3 CH4/h] | Energy/technical data | Aux. electricity [kWh/ton input] | kWh/toninput |  | C | 1 | Upper | 2025 | 12.6576
2.1 Biogas, Scen. A, large | Biogas plant, Scenario A, large plant [~ 6,000 Nm3 CH4/h] | Energy/technical data | Aux. electricity [kWh/ton input] | kWh/toninput |  | C | 1 | Upper | 2050 | 9.9995
2.1 Biogas, Scen. A, large | Biogas plant, Scenario A, large plant [~ 6,000 Nm3 CH4/h] | Energy/technical data | Aux. process heat [% of output energy] | pct.ofoutputenergy |  | D | 1 | Est | 2020 | 0.050539
2.1 Biogas, Scen. A, large | Biogas plant, Scenario A, large plant [~ 6,000 Nm3 CH4/h] | Energy/technical data | Aux. process heat [% of output energy] | pct.ofoutputenergy |  | D | 1 | Est | 2025 | 0.050539
2.1 Biogas, Scen. A, large | Biogas plant, Scenario A, large plant [~ 6,000 Nm3 CH4/h] | Energy/technical data | Aux. process heat [% of output energy] | pct.ofoutputenergy |  | D | 1 | Est | 2030 | 0.043969
2.1 Biogas, Scen. A, large | Biogas plant, Scenario A, large plant [~ 6,000 Nm3 CH4/h] | Energy/technical data | Aux. process heat [% of output energy] | pct.ofoutputenergy |  | D | 1 | Est | 2040 | 0.042452
2.1 Biogas, Scen. A, large | Biogas plant, Scenario A, large plant [~ 6,000 Nm3 CH4/h] | Energy/technical data | Aux. process heat [% of output energy] | pct.ofoutputenergy |  | D | 1 | Est | 2050 | 0.039925
2.1 Biogas, Scen. A, large | Biogas plant, Scenario A, large plant [~ 6,000 Nm3 CH4/h] | Energy/technical data | Aux. process heat [% of output energy] | pct.ofoutputenergy |  | D | 1 | Lower | 2025 | 0.042958
2.1 Biogas, Scen. A, large | Biogas plant, Scenario A, large plant [~ 6,000 Nm3 CH4/h] | Energy/technical data | Aux. process heat [% of output energy] | pct.ofoutputenergy |  | D | 1 | Lower | 2050 | 0.033937
2.1 Biogas, Scen. A, large | Biogas plant, Scenario A, large plant [~ 6,000 Nm3 CH4/h] | Energy/technical data | Aux. process heat [% of output energy] | pct.ofoutputenergy |  | D | 1 | Upper | 2025 | 0.058119
2.1 Biogas, Scen. A, large | Biogas plant, Scenario A, large plant [~ 6,000 Nm3 CH4/h] | Energy/technical data | Aux. process heat [% of output energy] | pct.ofoutputenergy |  | D | 1 | Upper | 2050 | 0.045914
2.1 Biogas, Scen. A, large | Biogas plant, Scenario A, large plant [~ 6,000 Nm3 CH4/h] | Energy/technical data | Aux. process heat [kWh/ton input] | kWh/toninput |  | D | 1 | Est | 2020 | 23.705
2.1 Biogas, Scen. A, large | Biogas plant, Scenario A, large plant [~ 6,000 Nm3 CH4/h] | Energy/technical data | Aux. process heat [kWh/ton input] | kWh/toninput |  | D | 1 | Est | 2025 | 23.705
2.1 Biogas, Scen. A, large | Biogas plant, Scenario A, large plant [~ 6,000 Nm3 CH4/h] | Energy/technical data | Aux. process heat [kWh/ton input] | kWh/toninput |  | D | 1 | Est | 2030 | 20.6233
2.1 Biogas, Scen. A, large | Biogas plant, Scenario A, large plant [~ 6,000 Nm3 CH4/h] | Energy/technical data | Aux. process heat [kWh/ton input] | kWh/toninput |  | D | 1 | Est | 2040 | 19.9122
2.1 Biogas, Scen. A, large | Biogas plant, Scenario A, large plant [~ 6,000 Nm3 CH4/h] | Energy/technical data | Aux. process heat [kWh/ton input] | kWh/toninput |  | D | 1 | Est | 2050 | 18.7269
2.1 Biogas, Scen. A, large | Biogas plant, Scenario A, large plant [~ 6,000 Nm3 CH4/h] | Energy/technical data | Aux. process heat [kWh/ton input] | kWh/toninput |  | D | 1 | Lower | 2025 | 20.1492
2.1 Biogas, Scen. A, large | Biogas plant, Scenario A, large plant [~ 6,000 Nm3 CH4/h] | Energy/technical data | Aux. process heat [kWh/ton input] | kWh/toninput |  | D | 1 | Lower | 2050 | 15.9179
2.1 Biogas, Scen. A, large | Biogas plant, Scenario A, large plant [~ 6,000 Nm3 CH4/h] | Energy/technical data | Aux. process heat [kWh/ton input] | kWh/toninput |  | D | 1 | Upper | 2025 | 27.2607
2.1 Biogas, Scen. A, large | Biogas plant, Scenario A, large plant [~ 6,000 Nm3 CH4/h] | Energy/technical data | Aux. process heat [kWh/ton input] | kWh/toninput |  | D | 1 | Upper | 2050 | 21.536
2.1 Biogas, Scen. A, large | Biogas plant, Scenario A, large plant [~ 6,000 Nm3 CH4/h] | Energy/technical data | Biogas [%] | pct. |  |  | 1 | Est | 2020 | 1
2.1 Biogas, Scen. A, large | Biogas plant, Scenario A, large plant [~ 6,000 Nm3 CH4/h] | Energy/technical data | Biogas [%] | pct. |  |  | 1 | Est | 2025 | 1
2.1 Biogas, Scen. A, large | Biogas plant, Scenario A, large plant [~ 6,000 Nm3 CH4/h] | Energy/technical data | Biogas [%] | pct. |  |  | 1 | Est | 2030 | 1
2.1 Biogas, Scen. A, large | Biogas plant, Scenario A, large plant [~ 6,000 Nm3 CH4/h] | Energy/technical data | Biogas [%] | pct. |  |  | 1 | Est | 2040 | 1
2.1 Biogas, Scen. A, large | Biogas plant, Scenario A, large plant [~ 6,000 Nm3 CH4/h] | Energy/technical data | Biogas [%] | pct. |  |  | 1 | Est | 2050 | 1
2.1 Biogas, Scen. A, large | Biogas plant, Scenario A, large plant [~ 6,000 Nm3 CH4/h] | Energy/technical data | Biogas [GJ/ton input] | GJ/toninput |  | R | 1 | Est | 2020 | 1.67
2.1 Biogas, Scen. A, large | Biogas plant, Scenario A, large plant [~ 6,000 Nm3 CH4/h] | Energy/technical data | Biogas [GJ/ton input] | GJ/toninput |  | R | 1 | Est | 2025 | 1.67
2.1 Biogas, Scen. A, large | Biogas plant, Scenario A, large plant [~ 6,000 Nm3 CH4/h] | Energy/technical data | Biogas [GJ/ton input] | GJ/toninput |  | R | 1 | Est | 2030 | 1.67
2.1 Biogas, Scen. A, large | Biogas plant, Scenario A, large plant [~ 6,000 Nm3 CH4/h] | Energy/technical data | Biogas [GJ/ton input] | GJ/toninput |  | R | 1 | Est | 2040 | 1.67
2.1 Biogas, Scen. A, large | Biogas plant, Scenario A, large plant [~ 6,000 Nm3 CH4/h] | Energy/technical data | Biogas [GJ/ton input] | GJ/toninput |  | R | 1 | Est | 2050 | 1.67
2.1 Biogas, Scen. A, large | Biogas plant, Scenario A, large plant [~ 6,000 Nm3 CH4/h] | Energy/technical data | Biogas production, [MJ/s] | MJ/s |  |  | [1, 2] | Est | 2020 | 59.2818
2.1 Biogas, Scen. A, large | Biogas plant, Scenario A, large plant [~ 6,000 Nm3 CH4/h] | Energy/technical data | Biogas production, [MJ/s] | MJ/s |  |  | [1, 2] | Est | 2025 | 59.2818
2.1 Biogas, Scen. A, large | Biogas plant, Scenario A, large plant [~ 6,000 Nm3 CH4/h] | Energy/technical data | Biogas production, [MJ/s] | MJ/s |  |  | [1, 2] | Est | 2030 | 59.2818
2.1 Biogas, Scen. A, large | Biogas plant, Scenario A, large plant [~ 6,000 Nm3 CH4/h] | Energy/technical data | Biogas production, [MJ/s] | MJ/s |  |  | [1, 2] | Est | 2040 | 59.2818
2.1 Biogas, Scen. A, large | Biogas plant, Scenario A, large plant [~ 6,000 Nm3 CH4/h] | Energy/technical data | Biogas production, [MJ/s] | MJ/s |  |  | [1, 2] | Est | 2050 | 59.2818
2.1 Biogas, Scen. A, large | Biogas plant, Scenario A, large plant [~ 6,000 Nm3 CH4/h] | Energy/technical data | Biomass [mill. tons/year] | mill.tons/year |  | B | 1 | Est | 2020 | 1.11
2.1 Biogas, Scen. A, large | Biogas plant, Scenario A, large plant [~ 6,000 Nm3 CH4/h] | Energy/technical data | Biomass [mill. tons/year] | mill.tons/year |  | B | 1 | Est | 2025 | 1.11
2.1 Biogas, Scen. A, large | Biogas plant, Scenario A, large plant [~ 6,000 Nm3 CH4/h] | Energy/technical data | Biomass [mill. tons/year] | mill.tons/year |  | B | 1 | Est | 2030 | 1.11
2.1 Biogas, Scen. A, large | Biogas plant, Scenario A, large plant [~ 6,000 Nm3 CH4/h] | Energy/technical data | Biomass [mill. tons/year] | mill.tons/year |  | B | 1 | Est | 2040 | 1.11
2.1 Biogas, Scen. A, large | Biogas plant, Scenario A, large plant [~ 6,000 Nm3 CH4/h] | Energy/technical data | Biomass [mill. tons/year] | mill.tons/year |  | B | 1 | Est | 2050 | 1.11
2.1 Biogas, Scen. A, large | Biogas plant, Scenario A, large plant [~ 6,000 Nm3 CH4/h] | Energy/technical data | Capacity [mill. tons biomass input/year] | mill.tonsbiomassinput/year |  | [A, B] | 1 | Est | 2020 | 1.1078
2.1 Biogas, Scen. A, large | Biogas plant, Scenario A, large plant [~ 6,000 Nm3 CH4/h] | Energy/technical data | Capacity [mill. tons biomass input/year] | mill.tonsbiomassinput/year |  | [A, B] | 1 | Est | 2025 | 1.1078
2.1 Biogas, Scen. A, large | Biogas plant, Scenario A, large plant [~ 6,000 Nm3 CH4/h] | Energy/technical data | Capacity [mill. tons biomass input/year] | mill.tonsbiomassinput/year |  | [A, B] | 1 | Est | 2030 | 1.1078
2.1 Biogas, Scen. A, large | Biogas plant, Scenario A, large plant [~ 6,000 Nm3 CH4/h] | Energy/technical data | Capacity [mill. tons biomass input/year] | mill.tonsbiomassinput/year |  | [A, B] | 1 | Est | 2040 | 1.1078
2.1 Biogas, Scen. A, large | Biogas plant, Scenario A, large plant [~ 6,000 Nm3 CH4/h] | Energy/technical data | Capacity [mill. tons biomass input/year] | mill.tonsbiomassinput/year |  | [A, B] | 1 | Est | 2050 | 1.1078
2.1 Biogas, Scen. A, large | Biogas plant, Scenario A, large plant [~ 6,000 Nm3 CH4/h] | Energy/technical data | Capacity [mill. tons biomass input/year] | mill.tonsbiomassinput/year |  | [A, B] | 1 | Lower | 2025 | 0.99701
2.1 Biogas, Scen. A, large | Biogas plant, Scenario A, large plant [~ 6,000 Nm3 CH4/h] | Energy/technical data | Capacity [mill. tons biomass input/year] | mill.tonsbiomassinput/year |  | [A, B] | 1 | Lower | 2050 | 0.99701
2.1 Biogas, Scen. A, large | Biogas plant, Scenario A, large plant [~ 6,000 Nm3 CH4/h] | Energy/technical data | Capacity [mill. tons biomass input/year] | mill.tonsbiomassinput/year |  | [A, B] | 1 | Upper | 2025 | 1.2186
2.1 Biogas, Scen. A, large | Biogas plant, Scenario A, large plant [~ 6,000 Nm3 CH4/h] | Energy/technical data | Capacity [mill. tons biomass input/year] | mill.tonsbiomassinput/year |  | [A, B] | 1 | Upper | 2050 | 1.2186
2.1 Biogas, Scen. A, large | Biogas plant, Scenario A, large plant [~ 6,000 Nm3 CH4/h] | Energy/technical data | Construction time [years] | years |  | [F, Q] |  | Est | 2020 | 2
2.1 Biogas, Scen. A, large | Biogas plant, Scenario A, large plant [~ 6,000 Nm3 CH4/h] | Energy/technical data | Construction time [years] | years |  | [F, Q] |  | Est | 2025 | 2
2.1 Biogas, Scen. A, large | Biogas plant, Scenario A, large plant [~ 6,000 Nm3 CH4/h] | Energy/technical data | Construction time [years] | years |  | [F, Q] |  | Est | 2030 | 2
2.1 Biogas, Scen. A, large | Biogas plant, Scenario A, large plant [~ 6,000 Nm3 CH4/h] | Energy/technical data | Construction time [years] | years |  | [F, Q] |  | Est | 2040 | 2
2.1 Biogas, Scen. A, large | Biogas plant, Scenario A, large plant [~ 6,000 Nm3 CH4/h] | Energy/technical data | Construction time [years] | years |  | [F, Q] |  | Est | 2050 | 2
2.1 Biogas, Scen. A, large | Biogas plant, Scenario A, large plant [~ 6,000 Nm3 CH4/h] | Energy/technical data | Construction time [years] | years |  | [F, Q] |  | Lower | 2025 | 1
2.1 Biogas, Scen. A, large | Biogas plant, Scenario A, large plant [~ 6,000 Nm3 CH4/h] | Energy/technical data | Construction time [years] | years |  | [F, Q] |  | Lower | 2050 | 1
2.1 Biogas, Scen. A, large | Biogas plant, Scenario A, large plant [~ 6,000 Nm3 CH4/h] | Energy/technical data | Construction time [years] | years |  | [F, Q] |  | Upper | 2025 | 3
2.1 Biogas, Scen. A, large | Biogas plant, Scenario A, large plant [~ 6,000 Nm3 CH4/h] | Energy/technical data | Construction time [years] | years |  | [F, Q] |  | Upper | 2050 | 3
2.1 Biogas, Scen. A, large | Biogas plant, Scenario A, large plant [~ 6,000 Nm3 CH4/h] | Energy/technical data | Forced outage [%] | pct. |  |  | 1 | Est | 2020 | -
2.1 Biogas, Scen. A, large | Biogas plant, Scenario A, large plant [~ 6,000 Nm3 CH4/h] | Energy/technical data | Forced outage [%] | pct. |  |  | 1 | Est | 2025 | -
2.1 Biogas, Scen. A, large | Biogas plant, Scenario A, large plant [~ 6,000 Nm3 CH4/h] | Energy/technical data | Forced outage [%] | pct. |  |  | 1 | Est | 2030 | -
2.1 Biogas, Scen. A, large | Biogas plant, Scenario A, large plant [~ 6,000 Nm3 CH4/h] | Energy/technical data | Forced outage [%] | pct. |  |  | 1 | Est | 2040 | -
2.1 Biogas, Scen. A, large | Biogas plant, Scenario A, large plant [~ 6,000 Nm3 CH4/h] | Energy/technical data | Forced outage [%] | pct. |  |  | 1 | Est | 2050 | -
2.1 Biogas, Scen. A, large | Biogas plant, Scenario A, large plant [~ 6,000 Nm3 CH4/h] | Energy/technical data | Planned outage [days per year] | days/year |  |  | 1 | Est | 2020 | -
2.1 Biogas, Scen. A, large | Biogas plant, Scenario A, large plant [~ 6,000 Nm3 CH4/h] | Energy/technical data | Planned outage [days per year] | days/year |  |  | 1 | Est | 2025 | -
2.1 Biogas, Scen. A, large | Biogas plant, Scenario A, large plant [~ 6,000 Nm3 CH4/h] | Energy/technical data | Planned outage [days per year] | days/year |  |  | 1 | Est | 2030 | -
2.1 Biogas, Scen. A, large | Biogas plant, Scenario A, large plant [~ 6,000 Nm3 CH4/h] | Energy/technical data | Planned outage [days per year] | days/year |  |  | 1 | Est | 2040 | -
2.1 Biogas, Scen. A, large | Biogas plant, Scenario A, large plant [~ 6,000 Nm3 CH4/h] | Energy/technical data | Planned outage [days per year] | days/year |  |  | 1 | Est | 2050 | -
2.1 Biogas, Scen. A, large | Biogas plant, Scenario A, large plant [~ 6,000 Nm3 CH4/h] | Energy/technical data | Technical lifetime [years] | years |  | E | 1 | Est | 2020 | 20
2.1 Biogas, Scen. A, large | Biogas plant, Scenario A, large plant [~ 6,000 Nm3 CH4/h] | Energy/technical data | Technical lifetime [years] | years |  | E | 1 | Est | 2025 | 20
2.1 Biogas, Scen. A, large | Biogas plant, Scenario A, large plant [~ 6,000 Nm3 CH4/h] | Energy/technical data | Technical lifetime [years] | years |  | E | 1 | Est | 2030 | 20
2.1 Biogas, Scen. A, large | Biogas plant, Scenario A, large plant [~ 6,000 Nm3 CH4/h] | Energy/technical data | Technical lifetime [years] | years |  | E | 1 | Est | 2040 | 20
2.1 Biogas, Scen. A, large | Biogas plant, Scenario A, large plant [~ 6,000 Nm3 CH4/h] | Energy/technical data | Technical lifetime [years] | years |  | E | 1 | Est | 2050 | 20
2.1 Biogas, Scen. A, large | Biogas plant, Scenario A, large plant [~ 6,000 Nm3 CH4/h] | Energy/technical data | Technical lifetime [years] | years |  | E | 1 | Lower | 2025 | 15
2.1 Biogas, Scen. A, large | Biogas plant, Scenario A, large plant [~ 6,000 Nm3 CH4/h] | Energy/technical data | Technical lifetime [years] | years |  | E | 1 | Lower | 2050 | 15
2.1 Biogas, Scen. A, large | Biogas plant, Scenario A, large plant [~ 6,000 Nm3 CH4/h] | Energy/technical data | Technical lifetime [years] | years |  | E | 1 | Upper | 2025 | 25
2.1 Biogas, Scen. A, large | Biogas plant, Scenario A, large plant [~ 6,000 Nm3 CH4/h] | Energy/technical data | Technical lifetime [years] | years |  | E | 1 | Upper | 2050 | 25
2.1 Biogas, Scen. A, large | Biogas plant, Scenario A, large plant [~ 6,000 Nm3 CH4/h] | Energy/technical data | Total plant size [MW output] | MWoutput |  | R | [1, 2] | Est | 2020 | 59.2818
2.1 Biogas, Scen. A, large | Biogas plant, Scenario A, large plant [~ 6,000 Nm3 CH4/h] | Energy/technical data | Total plant size [MW output] | MWoutput |  | R | [1, 2] | Est | 2025 | 59.2818
2.1 Biogas, Scen. A, large | Biogas plant, Scenario A, large plant [~ 6,000 Nm3 CH4/h] | Energy/technical data | Total plant size [MW output] | MWoutput |  | R | [1, 2] | Est | 2030 | 59.2818
2.1 Biogas, Scen. A, large | Biogas plant, Scenario A, large plant [~ 6,000 Nm3 CH4/h] | Energy/technical data | Total plant size [MW output] | MWoutput |  | R | [1, 2] | Est | 2040 | 59.2818
2.1 Biogas, Scen. A, large | Biogas plant, Scenario A, large plant [~ 6,000 Nm3 CH4/h] | Energy/technical data | Total plant size [MW output] | MWoutput |  | R | [1, 2] | Est | 2050 | 59.2818
2.1 Biogas, Scen. A, large | Biogas plant, Scenario A, large plant [~ 6,000 Nm3 CH4/h] | Financial data | - of which O&M, excl electricity and heat [€/(ton input/year)] | €/(toninput/year) |  | [G, H, I, K] | 1 | Est | 2020 | 2.42
2.1 Biogas, Scen. A, large | Biogas plant, Scenario A, large plant [~ 6,000 Nm3 CH4/h] | Financial data | - of which O&M, excl electricity and heat [€/(ton input/year)] | €/(toninput/year) |  | [G, H, I, K] | 1 | Est | 2025 | 2.42
2.1 Biogas, Scen. A, large | Biogas plant, Scenario A, large plant [~ 6,000 Nm3 CH4/h] | Financial data | - of which O&M, excl electricity and heat [€/(ton input/year)] | €/(toninput/year) |  | [G, H, I, K] | 1 | Est | 2030 | 2.1054
2.1 Biogas, Scen. A, large | Biogas plant, Scenario A, large plant [~ 6,000 Nm3 CH4/h] | Financial data | - of which O&M, excl electricity and heat [€/(ton input/year)] | €/(toninput/year) |  | [G, H, I, K] | 1 | Est | 2040 | 2.0328
2.1 Biogas, Scen. A, large | Biogas plant, Scenario A, large plant [~ 6,000 Nm3 CH4/h] | Financial data | - of which O&M, excl electricity and heat [€/(ton input/year)] | €/(toninput/year) |  | [G, H, I, K] | 1 | Est | 2050 | 1.9118
2.1 Biogas, Scen. A, large | Biogas plant, Scenario A, large plant [~ 6,000 Nm3 CH4/h] | Financial data | - of which O&M, excl electricity and heat [€/(ton input/year)] | €/(toninput/year) |  | [G, H, I, K] | 1 | Lower | 2025 | 2.057
2.1 Biogas, Scen. A, large | Biogas plant, Scenario A, large plant [~ 6,000 Nm3 CH4/h] | Financial data | - of which O&M, excl electricity and heat [€/(ton input/year)] | €/(toninput/year) |  | [G, H, I, K] | 1 | Lower | 2050 | 1.694
2.1 Biogas, Scen. A, large | Biogas plant, Scenario A, large plant [~ 6,000 Nm3 CH4/h] | Financial data | - of which O&M, excl electricity and heat [€/(ton input/year)] | €/(toninput/year) |  | [G, H, I, K] | 1 | Upper | 2025 | 2.783
2.1 Biogas, Scen. A, large | Biogas plant, Scenario A, large plant [~ 6,000 Nm3 CH4/h] | Financial data | - of which O&M, excl electricity and heat [€/(ton input/year)] | €/(toninput/year) |  | [G, H, I, K] | 1 | Upper | 2050 | 2.1538
2.1 Biogas, Scen. A, large | Biogas plant, Scenario A, large plant [~ 6,000 Nm3 CH4/h] | Financial data | - of which electricity [€/(ton input/year)] | €/(toninput/year) |  | [G, H, I, P] | 1 | Est | 2020 | 0.67752
2.1 Biogas, Scen. A, large | Biogas plant, Scenario A, large plant [~ 6,000 Nm3 CH4/h] | Financial data | - of which electricity [€/(ton input/year)] | €/(toninput/year) |  | [G, H, I, P] | 1 | Est | 2025 | 0.67752
2.1 Biogas, Scen. A, large | Biogas plant, Scenario A, large plant [~ 6,000 Nm3 CH4/h] | Financial data | - of which electricity [€/(ton input/year)] | €/(toninput/year) |  | [G, H, I, P] | 1 | Est | 2030 | 0.58945
2.1 Biogas, Scen. A, large | Biogas plant, Scenario A, large plant [~ 6,000 Nm3 CH4/h] | Financial data | - of which electricity [€/(ton input/year)] | €/(toninput/year) |  | [G, H, I, P] | 1 | Est | 2040 | 0.56912
2.1 Biogas, Scen. A, large | Biogas plant, Scenario A, large plant [~ 6,000 Nm3 CH4/h] | Financial data | - of which electricity [€/(ton input/year)] | €/(toninput/year) |  | [G, H, I, P] | 1 | Est | 2050 | 0.53524
2.1 Biogas, Scen. A, large | Biogas plant, Scenario A, large plant [~ 6,000 Nm3 CH4/h] | Financial data | - of which electricity [€/(ton input/year)] | €/(toninput/year) |  | [G, H, I, P] | 1 | Lower | 2025 | 0.5759
2.1 Biogas, Scen. A, large | Biogas plant, Scenario A, large plant [~ 6,000 Nm3 CH4/h] | Financial data | - of which electricity [€/(ton input/year)] | €/(toninput/year) |  | [G, H, I, P] | 1 | Lower | 2050 | 0.47427
2.1 Biogas, Scen. A, large | Biogas plant, Scenario A, large plant [~ 6,000 Nm3 CH4/h] | Financial data | - of which electricity [€/(ton input/year)] | €/(toninput/year) |  | [G, H, I, P] | 1 | Upper | 2025 | 0.77915
2.1 Biogas, Scen. A, large | Biogas plant, Scenario A, large plant [~ 6,000 Nm3 CH4/h] | Financial data | - of which electricity [€/(ton input/year)] | €/(toninput/year) |  | [G, H, I, P] | 1 | Upper | 2050 | 0.603
2.1 Biogas, Scen. A, large | Biogas plant, Scenario A, large plant [~ 6,000 Nm3 CH4/h] | Financial data | - of which equipment [M€/MWh Output] | M€/MWhOutput |  | [G, H, I, J] |  | Est | 2020 | 0.88144
2.1 Biogas, Scen. A, large | Biogas plant, Scenario A, large plant [~ 6,000 Nm3 CH4/h] | Financial data | - of which equipment [M€/MWh Output] | M€/MWhOutput |  | [G, H, I, J] |  | Est | 2025 | 0.88144
2.1 Biogas, Scen. A, large | Biogas plant, Scenario A, large plant [~ 6,000 Nm3 CH4/h] | Financial data | - of which equipment [M€/MWh Output] | M€/MWhOutput |  | [G, H, I, J] |  | Est | 2030 | 0.76685
2.1 Biogas, Scen. A, large | Biogas plant, Scenario A, large plant [~ 6,000 Nm3 CH4/h] | Financial data | - of which equipment [M€/MWh Output] | M€/MWhOutput |  | [G, H, I, J] |  | Est | 2040 | 0.74041
2.1 Biogas, Scen. A, large | Biogas plant, Scenario A, large plant [~ 6,000 Nm3 CH4/h] | Financial data | - of which equipment [M€/MWh Output] | M€/MWhOutput |  | [G, H, I, J] |  | Est | 2050 | 0.69634
2.1 Biogas, Scen. A, large | Biogas plant, Scenario A, large plant [~ 6,000 Nm3 CH4/h] | Financial data | - of which equipment [M€/MWh Output] | M€/MWhOutput |  | [G, H, I, J] |  | Lower | 2025 | 0.74923
2.1 Biogas, Scen. A, large | Biogas plant, Scenario A, large plant [~ 6,000 Nm3 CH4/h] | Financial data | - of which equipment [M€/MWh Output] | M€/MWhOutput |  | [G, H, I, J] |  | Lower | 2050 | 0.61701
2.1 Biogas, Scen. A, large | Biogas plant, Scenario A, large plant [~ 6,000 Nm3 CH4/h] | Financial data | - of which equipment [M€/MWh Output] | M€/MWhOutput |  | [G, H, I, J] |  | Upper | 2025 | 1.0137
2.1 Biogas, Scen. A, large | Biogas plant, Scenario A, large plant [~ 6,000 Nm3 CH4/h] | Financial data | - of which equipment [M€/MWh Output] | M€/MWhOutput |  | [G, H, I, J] |  | Upper | 2050 | 0.78448
2.1 Biogas, Scen. A, large | Biogas plant, Scenario A, large plant [~ 6,000 Nm3 CH4/h] | Financial data | - of which heat [€/(ton input/year)] | €/(toninput/year) |  | [G, H, I] | 1 | Est | 2020 | 0.53597
2.1 Biogas, Scen. A, large | Biogas plant, Scenario A, large plant [~ 6,000 Nm3 CH4/h] | Financial data | - of which heat [€/(ton input/year)] | €/(toninput/year) |  | [G, H, I] | 1 | Est | 2025 | 0.53597
2.1 Biogas, Scen. A, large | Biogas plant, Scenario A, large plant [~ 6,000 Nm3 CH4/h] | Financial data | - of which heat [€/(ton input/year)] | €/(toninput/year) |  | [G, H, I] | 1 | Est | 2030 | 0.4663
2.1 Biogas, Scen. A, large | Biogas plant, Scenario A, large plant [~ 6,000 Nm3 CH4/h] | Financial data | - of which heat [€/(ton input/year)] | €/(toninput/year) |  | [G, H, I] | 1 | Est | 2040 | 0.45022
2.1 Biogas, Scen. A, large | Biogas plant, Scenario A, large plant [~ 6,000 Nm3 CH4/h] | Financial data | - of which heat [€/(ton input/year)] | €/(toninput/year) |  | [G, H, I] | 1 | Est | 2050 | 0.42342
2.1 Biogas, Scen. A, large | Biogas plant, Scenario A, large plant [~ 6,000 Nm3 CH4/h] | Financial data | - of which heat [€/(ton input/year)] | €/(toninput/year) |  | [G, H, I] | 1 | Lower | 2025 | 0.45558
2.1 Biogas, Scen. A, large | Biogas plant, Scenario A, large plant [~ 6,000 Nm3 CH4/h] | Financial data | - of which heat [€/(ton input/year)] | €/(toninput/year) |  | [G, H, I] | 1 | Lower | 2050 | 0.37518
2.1 Biogas, Scen. A, large | Biogas plant, Scenario A, large plant [~ 6,000 Nm3 CH4/h] | Financial data | - of which heat [€/(ton input/year)] | €/(toninput/year) |  | [G, H, I] | 1 | Upper | 2025 | 0.61637
2.1 Biogas, Scen. A, large | Biogas plant, Scenario A, large plant [~ 6,000 Nm3 CH4/h] | Financial data | - of which heat [€/(ton input/year)] | €/(toninput/year) |  | [G, H, I] | 1 | Upper | 2050 | 0.47702
2.1 Biogas, Scen. A, large | Biogas plant, Scenario A, large plant [~ 6,000 Nm3 CH4/h] | Financial data | - of which installation [M€/MWh Output] | M€/MWhOutput |  | [G, H, I, J] |  | Est | 2020 | 0.22036
2.1 Biogas, Scen. A, large | Biogas plant, Scenario A, large plant [~ 6,000 Nm3 CH4/h] | Financial data | - of which installation [M€/MWh Output] | M€/MWhOutput |  | [G, H, I, J] |  | Est | 2025 | 0.22036
2.1 Biogas, Scen. A, large | Biogas plant, Scenario A, large plant [~ 6,000 Nm3 CH4/h] | Financial data | - of which installation [M€/MWh Output] | M€/MWhOutput |  | [G, H, I, J] |  | Est | 2030 | 0.19171
2.1 Biogas, Scen. A, large | Biogas plant, Scenario A, large plant [~ 6,000 Nm3 CH4/h] | Financial data | - of which installation [M€/MWh Output] | M€/MWhOutput |  | [G, H, I, J] |  | Est | 2040 | 0.1851
2.1 Biogas, Scen. A, large | Biogas plant, Scenario A, large plant [~ 6,000 Nm3 CH4/h] | Financial data | - of which installation [M€/MWh Output] | M€/MWhOutput |  | [G, H, I, J] |  | Est | 2050 | 0.17408
2.1 Biogas, Scen. A, large | Biogas plant, Scenario A, large plant [~ 6,000 Nm3 CH4/h] | Financial data | - of which installation [M€/MWh Output] | M€/MWhOutput |  | [G, H, I, J] |  | Lower | 2025 | 0.18731
2.1 Biogas, Scen. A, large | Biogas plant, Scenario A, large plant [~ 6,000 Nm3 CH4/h] | Financial data | - of which installation [M€/MWh Output] | M€/MWhOutput |  | [G, H, I, J] |  | Lower | 2050 | 0.15425
2.1 Biogas, Scen. A, large | Biogas plant, Scenario A, large plant [~ 6,000 Nm3 CH4/h] | Financial data | - of which installation [M€/MWh Output] | M€/MWhOutput |  | [G, H, I, J] |  | Upper | 2025 | 0.25341
2.1 Biogas, Scen. A, large | Biogas plant, Scenario A, large plant [~ 6,000 Nm3 CH4/h] | Financial data | - of which installation [M€/MWh Output] | M€/MWhOutput |  | [G, H, I, J] |  | Upper | 2050 | 0.19612
2.1 Biogas, Scen. A, large | Biogas plant, Scenario A, large plant [~ 6,000 Nm3 CH4/h] | Financial data | Specific investment [M€/MWh Output] | M€/MWhOutput |  | [G, H, I, J, N, O] | 1 | Est | 2020 | 1.1018
2.1 Biogas, Scen. A, large | Biogas plant, Scenario A, large plant [~ 6,000 Nm3 CH4/h] | Financial data | Specific investment [M€/MWh Output] | M€/MWhOutput |  | [G, H, I, J, N, O] | 1 | Est | 2025 | 1.1018
2.1 Biogas, Scen. A, large | Biogas plant, Scenario A, large plant [~ 6,000 Nm3 CH4/h] | Financial data | Specific investment [M€/MWh Output] | M€/MWhOutput |  | [G, H, I, J, N, O] | 1 | Est | 2030 | 0.95857
2.1 Biogas, Scen. A, large | Biogas plant, Scenario A, large plant [~ 6,000 Nm3 CH4/h] | Financial data | Specific investment [M€/MWh Output] | M€/MWhOutput |  | [G, H, I, J, N, O] | 1 | Est | 2040 | 0.92551
2.1 Biogas, Scen. A, large | Biogas plant, Scenario A, large plant [~ 6,000 Nm3 CH4/h] | Financial data | Specific investment [M€/MWh Output] | M€/MWhOutput |  | [G, H, I, J, N, O] | 1 | Est | 2050 | 0.87042
2.1 Biogas, Scen. A, large | Biogas plant, Scenario A, large plant [~ 6,000 Nm3 CH4/h] | Financial data | Specific investment [M€/MWh Output] | M€/MWhOutput |  | [G, H, I, J, N, O] | 1 | Lower | 2025 | 0.93653
2.1 Biogas, Scen. A, large | Biogas plant, Scenario A, large plant [~ 6,000 Nm3 CH4/h] | Financial data | Specific investment [M€/MWh Output] | M€/MWhOutput |  | [G, H, I, J, N, O] | 1 | Lower | 2050 | 0.77126
2.1 Biogas, Scen. A, large | Biogas plant, Scenario A, large plant [~ 6,000 Nm3 CH4/h] | Financial data | Specific investment [M€/MWh Output] | M€/MWhOutput |  | [G, H, I, J, N, O] | 1 | Upper | 2025 | 1.2671
2.1 Biogas, Scen. A, large | Biogas plant, Scenario A, large plant [~ 6,000 Nm3 CH4/h] | Financial data | Specific investment [M€/MWh Output] | M€/MWhOutput |  | [G, H, I, J, N, O] | 1 | Upper | 2050 | 0.9806
2.1 Biogas, Scen. A, large | Biogas plant, Scenario A, large plant [~ 6,000 Nm3 CH4/h] | Financial data | Total O&M [k€/MW/year] | k€/MW/year |  | [G, H, I, L] | 1 | Est | 2020 | 68.0342
2.1 Biogas, Scen. A, large | Biogas plant, Scenario A, large plant [~ 6,000 Nm3 CH4/h] | Financial data | Total O&M [k€/MW/year] | k€/MW/year |  | [G, H, I, L] | 1 | Est | 2025 | 68.0342
2.1 Biogas, Scen. A, large | Biogas plant, Scenario A, large plant [~ 6,000 Nm3 CH4/h] | Financial data | Total O&M [k€/MW/year] | k€/MW/year |  | [G, H, I, L] | 1 | Est | 2030 | 59.1898
2.1 Biogas, Scen. A, large | Biogas plant, Scenario A, large plant [~ 6,000 Nm3 CH4/h] | Financial data | Total O&M [k€/MW/year] | k€/MW/year |  | [G, H, I, L] | 1 | Est | 2040 | 57.1487
2.1 Biogas, Scen. A, large | Biogas plant, Scenario A, large plant [~ 6,000 Nm3 CH4/h] | Financial data | Total O&M [k€/MW/year] | k€/MW/year |  | [G, H, I, L] | 1 | Est | 2050 | 53.747
2.1 Biogas, Scen. A, large | Biogas plant, Scenario A, large plant [~ 6,000 Nm3 CH4/h] | Financial data | Total O&M [k€/MW/year] | k€/MW/year |  | [G, H, I, L] | 1 | Lower | 2025 | 57.8291
2.1 Biogas, Scen. A, large | Biogas plant, Scenario A, large plant [~ 6,000 Nm3 CH4/h] | Financial data | Total O&M [k€/MW/year] | k€/MW/year |  | [G, H, I, L] | 1 | Lower | 2050 | 47.6239
2.1 Biogas, Scen. A, large | Biogas plant, Scenario A, large plant [~ 6,000 Nm3 CH4/h] | Financial data | Total O&M [k€/MW/year] | k€/MW/year |  | [G, H, I, L] | 1 | Upper | 2025 | 78.2393
2.1 Biogas, Scen. A, large | Biogas plant, Scenario A, large plant [~ 6,000 Nm3 CH4/h] | Financial data | Total O&M [k€/MW/year] | k€/MW/year |  | [G, H, I, L] | 1 | Upper | 2050 | 60.5504
2.1 Biogas, Scen. A, large | Biogas plant, Scenario A, large plant [~ 6,000 Nm3 CH4/h] | Financial data | Total O&M [€/[ton input/year]] | €/[toninput/year |  | [G, H, I, K, P] | 1 | Est | 2020 | 3.6335
2.1 Biogas, Scen. A, large | Biogas plant, Scenario A, large plant [~ 6,000 Nm3 CH4/h] | Financial data | Total O&M [€/[ton input/year]] | €/[toninput/year |  | [G, H, I, K, P] | 1 | Est | 2025 | 3.6335
2.1 Biogas, Scen. A, large | Biogas plant, Scenario A, large plant [~ 6,000 Nm3 CH4/h] | Financial data | Total O&M [€/[ton input/year]] | €/[toninput/year |  | [G, H, I, K, P] | 1 | Est | 2030 | 3.1612
2.1 Biogas, Scen. A, large | Biogas plant, Scenario A, large plant [~ 6,000 Nm3 CH4/h] | Financial data | Total O&M [€/[ton input/year]] | €/[toninput/year |  | [G, H, I, K, P] | 1 | Est | 2040 | 3.0521
2.1 Biogas, Scen. A, large | Biogas plant, Scenario A, large plant [~ 6,000 Nm3 CH4/h] | Financial data | Total O&M [€/[ton input/year]] | €/[toninput/year |  | [G, H, I, K, P] | 1 | Est | 2050 | 2.8705
2.1 Biogas, Scen. A, large | Biogas plant, Scenario A, large plant [~ 6,000 Nm3 CH4/h] | Financial data | Total O&M [€/[ton input/year]] | €/[toninput/year |  | [G, H, I, K, P] | 1 | Lower | 2025 | 3.0885
2.1 Biogas, Scen. A, large | Biogas plant, Scenario A, large plant [~ 6,000 Nm3 CH4/h] | Financial data | Total O&M [€/[ton input/year]] | €/[toninput/year |  | [G, H, I, K, P] | 1 | Lower | 2050 | 2.5435
2.1 Biogas, Scen. A, large | Biogas plant, Scenario A, large plant [~ 6,000 Nm3 CH4/h] | Financial data | Total O&M [€/[ton input/year]] | €/[toninput/year |  | [G, H, I, K, P] | 1 | Upper | 2025 | 4.1785
2.1 Biogas, Scen. A, large | Biogas plant, Scenario A, large plant [~ 6,000 Nm3 CH4/h] | Financial data | Total O&M [€/[ton input/year]] | €/[toninput/year |  | [G, H, I, K, P] | 1 | Upper | 2050 | 3.2338
2.1 Biogas, Scen. A, large | Biogas plant, Scenario A, large plant [~ 6,000 Nm3 CH4/h] | Technology-specific data | CO2 ressource [kton/year] | kton/year |  |  |  | Est | 2020 | 86.4767
2.1 Biogas, Scen. A, large | Biogas plant, Scenario A, large plant [~ 6,000 Nm3 CH4/h] | Technology-specific data | CO2 ressource [kton/year] | kton/year |  |  |  | Est | 2025 | 86.4767
2.1 Biogas, Scen. A, large | Biogas plant, Scenario A, large plant [~ 6,000 Nm3 CH4/h] | Technology-specific data | CO2 ressource [kton/year] | kton/year |  |  |  | Est | 2030 | 86.4767
2.1 Biogas, Scen. A, large | Biogas plant, Scenario A, large plant [~ 6,000 Nm3 CH4/h] | Technology-specific data | CO2 ressource [kton/year] | kton/year |  |  |  | Est | 2040 | 86.4767
2.1 Biogas, Scen. A, large | Biogas plant, Scenario A, large plant [~ 6,000 Nm3 CH4/h] | Technology-specific data | CO2 ressource [kton/year] | kton/year |  |  |  | Est | 2050 | 86.4767
2.1 Biogas, Scen. A, large | Biogas plant, Scenario A, large plant [~ 6,000 Nm3 CH4/h] | Technology-specific data | CO2 ressource [mill. Nm3 CO2/year] | mill.Nm3CO2/year |  |  | 1 | Est | 2020 | 43.8065
2.1 Biogas, Scen. A, large | Biogas plant, Scenario A, large plant [~ 6,000 Nm3 CH4/h] | Technology-specific data | CO2 ressource [mill. Nm3 CO2/year] | mill.Nm3CO2/year |  |  | 1 | Est | 2025 | 43.8065
2.1 Biogas, Scen. A, large | Biogas plant, Scenario A, large plant [~ 6,000 Nm3 CH4/h] | Technology-specific data | CO2 ressource [mill. Nm3 CO2/year] | mill.Nm3CO2/year |  |  | 1 | Est | 2030 | 43.8065
2.1 Biogas, Scen. A, large | Biogas plant, Scenario A, large plant [~ 6,000 Nm3 CH4/h] | Technology-specific data | CO2 ressource [mill. Nm3 CO2/year] | mill.Nm3CO2/year |  |  | 1 | Est | 2040 | 43.8065
2.1 Biogas, Scen. A, large | Biogas plant, Scenario A, large plant [~ 6,000 Nm3 CH4/h] | Technology-specific data | CO2 ressource [mill. Nm3 CO2/year] | mill.Nm3CO2/year |  |  | 1 | Est | 2050 | 43.8065
2.1 Biogas, Scen. A, large | Biogas plant, Scenario A, large plant [~ 6,000 Nm3 CH4/h] | Technology-specific data | DS% |  |  | N | [1, 2] | Est | 2020 | 0.173
2.1 Biogas, Scen. A, large | Biogas plant, Scenario A, large plant [~ 6,000 Nm3 CH4/h] | Technology-specific data | DS% |  |  | N | [1, 2] | Est | 2025 | 0.173
2.1 Biogas, Scen. A, large | Biogas plant, Scenario A, large plant [~ 6,000 Nm3 CH4/h] | Technology-specific data | DS% |  |  | N | [1, 2] | Est | 2030 | 0.173
2.1 Biogas, Scen. A, large | Biogas plant, Scenario A, large plant [~ 6,000 Nm3 CH4/h] | Technology-specific data | DS% |  |  | N | [1, 2] | Est | 2040 | 0.173
2.1 Biogas, Scen. A, large | Biogas plant, Scenario A, large plant [~ 6,000 Nm3 CH4/h] | Technology-specific data | DS% |  |  | N | [1, 2] | Est | 2050 | 0.173
2.1 Biogas, Scen. A, large | Biogas plant, Scenario A, large plant [~ 6,000 Nm3 CH4/h] | Technology-specific data | HRT [days] | days |  | M | [1, 2] | Est | 2020 | 65
2.1 Biogas, Scen. A, large | Biogas plant, Scenario A, large plant [~ 6,000 Nm3 CH4/h] | Technology-specific data | HRT [days] | days |  | M | [1, 2] | Est | 2025 | 65
2.1 Biogas, Scen. A, large | Biogas plant, Scenario A, large plant [~ 6,000 Nm3 CH4/h] | Technology-specific data | HRT [days] | days |  | M | [1, 2] | Est | 2030 | 65
2.1 Biogas, Scen. A, large | Biogas plant, Scenario A, large plant [~ 6,000 Nm3 CH4/h] | Technology-specific data | HRT [days] | days |  | M | [1, 2] | Est | 2040 | 65
2.1 Biogas, Scen. A, large | Biogas plant, Scenario A, large plant [~ 6,000 Nm3 CH4/h] | Technology-specific data | HRT [days] | days |  | M | [1, 2] | Est | 2050 | 65
2.1 Biogas, Scen. A, large | Biogas plant, Scenario A, large plant [~ 6,000 Nm3 CH4/h] | Technology-specific data | Hourly gas output [k Nm3 CH4/h] | kNm3CH4/h |  |  | [1, 3] | Est | 2020 | 5.8864
2.1 Biogas, Scen. A, large | Biogas plant, Scenario A, large plant [~ 6,000 Nm3 CH4/h] | Technology-specific data | Hourly gas output [k Nm3 CH4/h] | kNm3CH4/h |  |  | [1, 3] | Est | 2025 | 5.8864
2.1 Biogas, Scen. A, large | Biogas plant, Scenario A, large plant [~ 6,000 Nm3 CH4/h] | Technology-specific data | Hourly gas output [k Nm3 CH4/h] | kNm3CH4/h |  |  | [1, 3] | Est | 2030 | 5.8864
2.1 Biogas, Scen. A, large | Biogas plant, Scenario A, large plant [~ 6,000 Nm3 CH4/h] | Technology-specific data | Hourly gas output [k Nm3 CH4/h] | kNm3CH4/h |  |  | [1, 3] | Est | 2040 | 5.8864
2.1 Biogas, Scen. A, large | Biogas plant, Scenario A, large plant [~ 6,000 Nm3 CH4/h] | Technology-specific data | Hourly gas output [k Nm3 CH4/h] | kNm3CH4/h |  |  | [1, 3] | Est | 2050 | 5.8864
2.1 Biogas, Scen. A, large | Biogas plant, Scenario A, large plant [~ 6,000 Nm3 CH4/h] | Technology-specific data | Methane emission [% of output] | pct.ofoutput |  |  | [1, 4] | Est | 2020 | 0.009
2.1 Biogas, Scen. A, large | Biogas plant, Scenario A, large plant [~ 6,000 Nm3 CH4/h] | Technology-specific data | Methane emission [% of output] | pct.ofoutput |  |  | [1, 4] | Est | 2025 | 0.009
2.1 Biogas, Scen. A, large | Biogas plant, Scenario A, large plant [~ 6,000 Nm3 CH4/h] | Technology-specific data | Methane emission [% of output] | pct.ofoutput |  |  | [1, 4] | Est | 2030 | 0.009
2.1 Biogas, Scen. A, large | Biogas plant, Scenario A, large plant [~ 6,000 Nm3 CH4/h] | Technology-specific data | Methane emission [% of output] | pct.ofoutput |  |  | [1, 4] | Est | 2040 | 0.009
2.1 Biogas, Scen. A, large | Biogas plant, Scenario A, large plant [~ 6,000 Nm3 CH4/h] | Technology-specific data | Methane emission [% of output] | pct.ofoutput |  |  | [1, 4] | Est | 2050 | 0.009
2.1 Biogas, Scen. A, large | Biogas plant, Scenario A, large plant [~ 6,000 Nm3 CH4/h] | Technology-specific data | Yearly gas output [mill. Nm3 CH4/year] | mill.Nm3CH4/year |  |  | [1, 3] | Est | 2020 | 52.1228
2.1 Biogas, Scen. A, large | Biogas plant, Scenario A, large plant [~ 6,000 Nm3 CH4/h] | Technology-specific data | Yearly gas output [mill. Nm3 CH4/year] | mill.Nm3CH4/year |  |  | [1, 3] | Est | 2025 | 52.1228
2.1 Biogas, Scen. A, large | Biogas plant, Scenario A, large plant [~ 6,000 Nm3 CH4/h] | Technology-specific data | Yearly gas output [mill. Nm3 CH4/year] | mill.Nm3CH4/year |  |  | [1, 3] | Est | 2030 | 52.1228
2.1 Biogas, Scen. A, large | Biogas plant, Scenario A, large plant [~ 6,000 Nm3 CH4/h] | Technology-specific data | Yearly gas output [mill. Nm3 CH4/year] | mill.Nm3CH4/year |  |  | [1, 3] | Est | 2040 | 52.1228
2.1 Biogas, Scen. A, large | Biogas plant, Scenario A, large plant [~ 6,000 Nm3 CH4/h] | Technology-specific data | Yearly gas output [mill. Nm3 CH4/year] | mill.Nm3CH4/year |  |  | [1, 3] | Est | 2050 | 52.1228
2.1 Biogas, Scen. B, small | Biogas plant, Scenario B, small plant (~ 3,000 Nm3 CH4/h) | Energy/technical data | Aux. electricity [% of output energy] | pct.ofoutputenergy |  | C | 1 | Est | 2020 | 0.024595
2.1 Biogas, Scen. B, small | Biogas plant, Scenario B, small plant (~ 3,000 Nm3 CH4/h) | Energy/technical data | Aux. electricity [% of output energy] | pct.ofoutputenergy |  | C | 1 | Est | 2025 | 0.024595
2.1 Biogas, Scen. B, small | Biogas plant, Scenario B, small plant (~ 3,000 Nm3 CH4/h) | Energy/technical data | Aux. electricity [% of output energy] | pct.ofoutputenergy |  | C | 1 | Est | 2030 | 0.021398
2.1 Biogas, Scen. B, small | Biogas plant, Scenario B, small plant (~ 3,000 Nm3 CH4/h) | Energy/technical data | Aux. electricity [% of output energy] | pct.ofoutputenergy |  | C | 1 | Est | 2040 | 0.02066
2.1 Biogas, Scen. B, small | Biogas plant, Scenario B, small plant (~ 3,000 Nm3 CH4/h) | Energy/technical data | Aux. electricity [% of output energy] | pct.ofoutputenergy |  | C | 1 | Est | 2050 | 0.01943
2.1 Biogas, Scen. B, small | Biogas plant, Scenario B, small plant (~ 3,000 Nm3 CH4/h) | Energy/technical data | Aux. electricity [% of output energy] | pct.ofoutputenergy |  | C | 1 | Lower | 2025 | 0.018446
2.1 Biogas, Scen. B, small | Biogas plant, Scenario B, small plant (~ 3,000 Nm3 CH4/h) | Energy/technical data | Aux. electricity [% of output energy] | pct.ofoutputenergy |  | C | 1 | Lower | 2050 | 0.014573
2.1 Biogas, Scen. B, small | Biogas plant, Scenario B, small plant (~ 3,000 Nm3 CH4/h) | Energy/technical data | Aux. electricity [% of output energy] | pct.ofoutputenergy |  | C | 1 | Upper | 2025 | 0.030744
2.1 Biogas, Scen. B, small | Biogas plant, Scenario B, small plant (~ 3,000 Nm3 CH4/h) | Energy/technical data | Aux. electricity [% of output energy] | pct.ofoutputenergy |  | C | 1 | Upper | 2050 | 0.024288
2.1 Biogas, Scen. B, small | Biogas plant, Scenario B, small plant (~ 3,000 Nm3 CH4/h) | Energy/technical data | Aux. electricity [kWh/ton input] | kWh/toninput |  | C | 1 | Est | 2020 | 13.8859
2.1 Biogas, Scen. B, small | Biogas plant, Scenario B, small plant (~ 3,000 Nm3 CH4/h) | Energy/technical data | Aux. electricity [kWh/ton input] | kWh/toninput |  | C | 1 | Est | 2025 | 13.8859
2.1 Biogas, Scen. B, small | Biogas plant, Scenario B, small plant (~ 3,000 Nm3 CH4/h) | Energy/technical data | Aux. electricity [kWh/ton input] | kWh/toninput |  | C | 1 | Est | 2030 | 12.0807
2.1 Biogas, Scen. B, small | Biogas plant, Scenario B, small plant (~ 3,000 Nm3 CH4/h) | Energy/technical data | Aux. electricity [kWh/ton input] | kWh/toninput |  | C | 1 | Est | 2040 | 11.6641
2.1 Biogas, Scen. B, small | Biogas plant, Scenario B, small plant (~ 3,000 Nm3 CH4/h) | Energy/technical data | Aux. electricity [kWh/ton input] | kWh/toninput |  | C | 1 | Est | 2050 | 10.9698
2.1 Biogas, Scen. B, small | Biogas plant, Scenario B, small plant (~ 3,000 Nm3 CH4/h) | Energy/technical data | Aux. electricity [kWh/ton input] | kWh/toninput |  | C | 1 | Lower | 2025 | 10.4144
2.1 Biogas, Scen. B, small | Biogas plant, Scenario B, small plant (~ 3,000 Nm3 CH4/h) | Energy/technical data | Aux. electricity [kWh/ton input] | kWh/toninput |  | C | 1 | Lower | 2050 | 8.2274
2.1 Biogas, Scen. B, small | Biogas plant, Scenario B, small plant (~ 3,000 Nm3 CH4/h) | Energy/technical data | Aux. electricity [kWh/ton input] | kWh/toninput |  | C | 1 | Upper | 2025 | 17.3573
2.1 Biogas, Scen. B, small | Biogas plant, Scenario B, small plant (~ 3,000 Nm3 CH4/h) | Energy/technical data | Aux. electricity [kWh/ton input] | kWh/toninput |  | C | 1 | Upper | 2050 | 13.7123
2.1 Biogas, Scen. B, small | Biogas plant, Scenario B, small plant (~ 3,000 Nm3 CH4/h) | Energy/technical data | Aux. process heat [% of output energy] | pct.ofoutputenergy |  | D | 1 | Est | 2020 | 0.068669
2.1 Biogas, Scen. B, small | Biogas plant, Scenario B, small plant (~ 3,000 Nm3 CH4/h) | Energy/technical data | Aux. process heat [% of output energy] | pct.ofoutputenergy |  | D | 1 | Est | 2025 | 0.068669
2.1 Biogas, Scen. B, small | Biogas plant, Scenario B, small plant (~ 3,000 Nm3 CH4/h) | Energy/technical data | Aux. process heat [% of output energy] | pct.ofoutputenergy |  | D | 1 | Est | 2030 | 0.059742
2.1 Biogas, Scen. B, small | Biogas plant, Scenario B, small plant (~ 3,000 Nm3 CH4/h) | Energy/technical data | Aux. process heat [% of output energy] | pct.ofoutputenergy |  | D | 1 | Est | 2040 | 0.057682
2.1 Biogas, Scen. B, small | Biogas plant, Scenario B, small plant (~ 3,000 Nm3 CH4/h) | Energy/technical data | Aux. process heat [% of output energy] | pct.ofoutputenergy |  | D | 1 | Est | 2050 | 0.054249
2.1 Biogas, Scen. B, small | Biogas plant, Scenario B, small plant (~ 3,000 Nm3 CH4/h) | Energy/technical data | Aux. process heat [% of output energy] | pct.ofoutputenergy |  | D | 1 | Lower | 2025 | 0.058369
2.1 Biogas, Scen. B, small | Biogas plant, Scenario B, small plant (~ 3,000 Nm3 CH4/h) | Energy/technical data | Aux. process heat [% of output energy] | pct.ofoutputenergy |  | D | 1 | Lower | 2050 | 0.046111
2.1 Biogas, Scen. B, small | Biogas plant, Scenario B, small plant (~ 3,000 Nm3 CH4/h) | Energy/technical data | Aux. process heat [% of output energy] | pct.ofoutputenergy |  | D | 1 | Upper | 2025 | 0.07897
2.1 Biogas, Scen. B, small | Biogas plant, Scenario B, small plant (~ 3,000 Nm3 CH4/h) | Energy/technical data | Aux. process heat [% of output energy] | pct.ofoutputenergy |  | D | 1 | Upper | 2050 | 0.062386
2.1 Biogas, Scen. B, small | Biogas plant, Scenario B, small plant (~ 3,000 Nm3 CH4/h) | Energy/technical data | Aux. process heat [kWh/ton input] | kWh/toninput |  | D | 1 | Est | 2020 | 23.1564
2.1 Biogas, Scen. B, small | Biogas plant, Scenario B, small plant (~ 3,000 Nm3 CH4/h) | Energy/technical data | Aux. process heat [kWh/ton input] | kWh/toninput |  | D | 1 | Est | 2025 | 23.1564
2.1 Biogas, Scen. B, small | Biogas plant, Scenario B, small plant (~ 3,000 Nm3 CH4/h) | Energy/technical data | Aux. process heat [kWh/ton input] | kWh/toninput |  | D | 1 | Est | 2030 | 20.1461
2.1 Biogas, Scen. B, small | Biogas plant, Scenario B, small plant (~ 3,000 Nm3 CH4/h) | Energy/technical data | Aux. process heat [kWh/ton input] | kWh/toninput |  | D | 1 | Est | 2040 | 19.4514
2.1 Biogas, Scen. B, small | Biogas plant, Scenario B, small plant (~ 3,000 Nm3 CH4/h) | Energy/technical data | Aux. process heat [kWh/ton input] | kWh/toninput |  | D | 1 | Est | 2050 | 18.2936
2.1 Biogas, Scen. B, small | Biogas plant, Scenario B, small plant (~ 3,000 Nm3 CH4/h) | Energy/technical data | Aux. process heat [kWh/ton input] | kWh/toninput |  | D | 1 | Lower | 2025 | 19.6829
2.1 Biogas, Scen. B, small | Biogas plant, Scenario B, small plant (~ 3,000 Nm3 CH4/h) | Energy/technical data | Aux. process heat [kWh/ton input] | kWh/toninput |  | D | 1 | Lower | 2050 | 15.5495
2.1 Biogas, Scen. B, small | Biogas plant, Scenario B, small plant (~ 3,000 Nm3 CH4/h) | Energy/technical data | Aux. process heat [kWh/ton input] | kWh/toninput |  | D | 1 | Upper | 2025 | 26.6299
2.1 Biogas, Scen. B, small | Biogas plant, Scenario B, small plant (~ 3,000 Nm3 CH4/h) | Energy/technical data | Aux. process heat [kWh/ton input] | kWh/toninput |  | D | 1 | Upper | 2050 | 21.0376
2.1 Biogas, Scen. B, small | Biogas plant, Scenario B, small plant (~ 3,000 Nm3 CH4/h) | Energy/technical data | Biogas [%] | pct. |  |  | 1 | Est | 2020 | 1
2.1 Biogas, Scen. B, small | Biogas plant, Scenario B, small plant (~ 3,000 Nm3 CH4/h) | Energy/technical data | Biogas [%] | pct. |  |  | 1 | Est | 2025 | 1
2.1 Biogas, Scen. B, small | Biogas plant, Scenario B, small plant (~ 3,000 Nm3 CH4/h) | Energy/technical data | Biogas [%] | pct. |  |  | 1 | Est | 2030 | 1
2.1 Biogas, Scen. B, small | Biogas plant, Scenario B, small plant (~ 3,000 Nm3 CH4/h) | Energy/technical data | Biogas [%] | pct. |  |  | 1 | Est | 2040 | 1
2.1 Biogas, Scen. B, small | Biogas plant, Scenario B, small plant (~ 3,000 Nm3 CH4/h) | Energy/technical data | Biogas [%] | pct. |  |  | 1 | Est | 2050 | 1
2.1 Biogas, Scen. B, small | Biogas plant, Scenario B, small plant (~ 3,000 Nm3 CH4/h) | Energy/technical data | Biogas [GJ/ton input] | GJ/toninput |  | R | 1 | Est | 2020 | 2
2.1 Biogas, Scen. B, small | Biogas plant, Scenario B, small plant (~ 3,000 Nm3 CH4/h) | Energy/technical data | Biogas [GJ/ton input] | GJ/toninput |  | R | 1 | Est | 2025 | 2
2.1 Biogas, Scen. B, small | Biogas plant, Scenario B, small plant (~ 3,000 Nm3 CH4/h) | Energy/technical data | Biogas [GJ/ton input] | GJ/toninput |  | R | 1 | Est | 2030 | 2
2.1 Biogas, Scen. B, small | Biogas plant, Scenario B, small plant (~ 3,000 Nm3 CH4/h) | Energy/technical data | Biogas [GJ/ton input] | GJ/toninput |  | R | 1 | Est | 2040 | 2
2.1 Biogas, Scen. B, small | Biogas plant, Scenario B, small plant (~ 3,000 Nm3 CH4/h) | Energy/technical data | Biogas [GJ/ton input] | GJ/toninput |  | R | 1 | Est | 2050 | 2
2.1 Biogas, Scen. B, small | Biogas plant, Scenario B, small plant (~ 3,000 Nm3 CH4/h) | Energy/technical data | Biogas production, [MJ/s] | MJ/s |  |  | [1, 2] | Est | 2020 | 29.6263
2.1 Biogas, Scen. B, small | Biogas plant, Scenario B, small plant (~ 3,000 Nm3 CH4/h) | Energy/technical data | Biogas production, [MJ/s] | MJ/s |  |  | [1, 2] | Est | 2025 | 29.6263
2.1 Biogas, Scen. B, small | Biogas plant, Scenario B, small plant (~ 3,000 Nm3 CH4/h) | Energy/technical data | Biogas production, [MJ/s] | MJ/s |  |  | [1, 2] | Est | 2030 | 29.6263
2.1 Biogas, Scen. B, small | Biogas plant, Scenario B, small plant (~ 3,000 Nm3 CH4/h) | Energy/technical data | Biogas production, [MJ/s] | MJ/s |  |  | [1, 2] | Est | 2040 | 29.6263
2.1 Biogas, Scen. B, small | Biogas plant, Scenario B, small plant (~ 3,000 Nm3 CH4/h) | Energy/technical data | Biogas production, [MJ/s] | MJ/s |  |  | [1, 2] | Est | 2050 | 29.6263
2.1 Biogas, Scen. B, small | Biogas plant, Scenario B, small plant (~ 3,000 Nm3 CH4/h) | Energy/technical data | Biomass [mill. tons/year] | mill.tons/year |  | B | 1 | Est | 2020 | 0.46
2.1 Biogas, Scen. B, small | Biogas plant, Scenario B, small plant (~ 3,000 Nm3 CH4/h) | Energy/technical data | Biomass [mill. tons/year] | mill.tons/year |  | B | 1 | Est | 2025 | 0.46
2.1 Biogas, Scen. B, small | Biogas plant, Scenario B, small plant (~ 3,000 Nm3 CH4/h) | Energy/technical data | Biomass [mill. tons/year] | mill.tons/year |  | B | 1 | Est | 2030 | 0.46
2.1 Biogas, Scen. B, small | Biogas plant, Scenario B, small plant (~ 3,000 Nm3 CH4/h) | Energy/technical data | Biomass [mill. tons/year] | mill.tons/year |  | B | 1 | Est | 2040 | 0.46
2.1 Biogas, Scen. B, small | Biogas plant, Scenario B, small plant (~ 3,000 Nm3 CH4/h) | Energy/technical data | Biomass [mill. tons/year] | mill.tons/year |  | B | 1 | Est | 2050 | 0.46
2.1 Biogas, Scen. B, small | Biogas plant, Scenario B, small plant (~ 3,000 Nm3 CH4/h) | Energy/technical data | Capacity [mill. tons biomass input/year] | mill.tonsbiomassinput/year |  | [A, B] | 1 | Est | 2020 | 0.46
2.1 Biogas, Scen. B, small | Biogas plant, Scenario B, small plant (~ 3,000 Nm3 CH4/h) | Energy/technical data | Capacity [mill. tons biomass input/year] | mill.tonsbiomassinput/year |  | [A, B] | 1 | Est | 2025 | 0.46
2.1 Biogas, Scen. B, small | Biogas plant, Scenario B, small plant (~ 3,000 Nm3 CH4/h) | Energy/technical data | Capacity [mill. tons biomass input/year] | mill.tonsbiomassinput/year |  | [A, B] | 1 | Est | 2030 | 0.46
2.1 Biogas, Scen. B, small | Biogas plant, Scenario B, small plant (~ 3,000 Nm3 CH4/h) | Energy/technical data | Capacity [mill. tons biomass input/year] | mill.tonsbiomassinput/year |  | [A, B] | 1 | Est | 2040 | 0.46
2.1 Biogas, Scen. B, small | Biogas plant, Scenario B, small plant (~ 3,000 Nm3 CH4/h) | Energy/technical data | Capacity [mill. tons biomass input/year] | mill.tonsbiomassinput/year |  | [A, B] | 1 | Est | 2050 | 0.46
2.1 Biogas, Scen. B, small | Biogas plant, Scenario B, small plant (~ 3,000 Nm3 CH4/h) | Energy/technical data | Capacity [mill. tons biomass input/year] | mill.tonsbiomassinput/year |  | [A, B] | 1 | Lower | 2025 | 0.414
2.1 Biogas, Scen. B, small | Biogas plant, Scenario B, small plant (~ 3,000 Nm3 CH4/h) | Energy/technical data | Capacity [mill. tons biomass input/year] | mill.tonsbiomassinput/year |  | [A, B] | 1 | Lower | 2050 | 0.414
2.1 Biogas, Scen. B, small | Biogas plant, Scenario B, small plant (~ 3,000 Nm3 CH4/h) | Energy/technical data | Capacity [mill. tons biomass input/year] | mill.tonsbiomassinput/year |  | [A, B] | 1 | Upper | 2025 | 0.506
2.1 Biogas, Scen. B, small | Biogas plant, Scenario B, small plant (~ 3,000 Nm3 CH4/h) | Energy/technical data | Capacity [mill. tons biomass input/year] | mill.tonsbiomassinput/year |  | [A, B] | 1 | Upper | 2050 | 0.506
2.1 Biogas, Scen. B, small | Biogas plant, Scenario B, small plant (~ 3,000 Nm3 CH4/h) | Energy/technical data | Construction time [years] | years |  | [F, Q] |  | Est | 2020 | 2
2.1 Biogas, Scen. B, small | Biogas plant, Scenario B, small plant (~ 3,000 Nm3 CH4/h) | Energy/technical data | Construction time [years] | years |  | [F, Q] |  | Est | 2025 | 2
2.1 Biogas, Scen. B, small | Biogas plant, Scenario B, small plant (~ 3,000 Nm3 CH4/h) | Energy/technical data | Construction time [years] | years |  | [F, Q] |  | Est | 2030 | 2
2.1 Biogas, Scen. B, small | Biogas plant, Scenario B, small plant (~ 3,000 Nm3 CH4/h) | Energy/technical data | Construction time [years] | years |  | [F, Q] |  | Est | 2040 | 2
2.1 Biogas, Scen. B, small | Biogas plant, Scenario B, small plant (~ 3,000 Nm3 CH4/h) | Energy/technical data | Construction time [years] | years |  | [F, Q] |  | Est | 2050 | 2
2.1 Biogas, Scen. B, small | Biogas plant, Scenario B, small plant (~ 3,000 Nm3 CH4/h) | Energy/technical data | Construction time [years] | years |  | [F, Q] |  | Lower | 2025 | 1
2.1 Biogas, Scen. B, small | Biogas plant, Scenario B, small plant (~ 3,000 Nm3 CH4/h) | Energy/technical data | Construction time [years] | years |  | [F, Q] |  | Lower | 2050 | 1
2.1 Biogas, Scen. B, small | Biogas plant, Scenario B, small plant (~ 3,000 Nm3 CH4/h) | Energy/technical data | Construction time [years] | years |  | [F, Q] |  | Upper | 2025 | 3
2.1 Biogas, Scen. B, small | Biogas plant, Scenario B, small plant (~ 3,000 Nm3 CH4/h) | Energy/technical data | Construction time [years] | years |  | [F, Q] |  | Upper | 2050 | 3
2.1 Biogas, Scen. B, small | Biogas plant, Scenario B, small plant (~ 3,000 Nm3 CH4/h) | Energy/technical data | Forced outage [%] | pct. |  |  | 1 | Est | 2020 | -
2.1 Biogas, Scen. B, small | Biogas plant, Scenario B, small plant (~ 3,000 Nm3 CH4/h) | Energy/technical data | Forced outage [%] | pct. |  |  | 1 | Est | 2025 | -
2.1 Biogas, Scen. B, small | Biogas plant, Scenario B, small plant (~ 3,000 Nm3 CH4/h) | Energy/technical data | Forced outage [%] | pct. |  |  | 1 | Est | 2030 | -
2.1 Biogas, Scen. B, small | Biogas plant, Scenario B, small plant (~ 3,000 Nm3 CH4/h) | Energy/technical data | Forced outage [%] | pct. |  |  | 1 | Est | 2040 | -
2.1 Biogas, Scen. B, small | Biogas plant, Scenario B, small plant (~ 3,000 Nm3 CH4/h) | Energy/technical data | Forced outage [%] | pct. |  |  | 1 | Est | 2050 | -
2.1 Biogas, Scen. B, small | Biogas plant, Scenario B, small plant (~ 3,000 Nm3 CH4/h) | Energy/technical data | Planned outage [days per year] | days/year |  |  | 1 | Est | 2020 | -
2.1 Biogas, Scen. B, small | Biogas plant, Scenario B, small plant (~ 3,000 Nm3 CH4/h) | Energy/technical data | Planned outage [days per year] | days/year |  |  | 1 | Est | 2025 | -
2.1 Biogas, Scen. B, small | Biogas plant, Scenario B, small plant (~ 3,000 Nm3 CH4/h) | Energy/technical data | Planned outage [days per year] | days/year |  |  | 1 | Est | 2030 | -
2.1 Biogas, Scen. B, small | Biogas plant, Scenario B, small plant (~ 3,000 Nm3 CH4/h) | Energy/technical data | Planned outage [days per year] | days/year |  |  | 1 | Est | 2040 | -
2.1 Biogas, Scen. B, small | Biogas plant, Scenario B, small plant (~ 3,000 Nm3 CH4/h) | Energy/technical data | Planned outage [days per year] | days/year |  |  | 1 | Est | 2050 | -
2.1 Biogas, Scen. B, small | Biogas plant, Scenario B, small plant (~ 3,000 Nm3 CH4/h) | Energy/technical data | Technical lifetime [years] | years |  | E | 1 | Est | 2020 | 20
2.1 Biogas, Scen. B, small | Biogas plant, Scenario B, small plant (~ 3,000 Nm3 CH4/h) | Energy/technical data | Technical lifetime [years] | years |  | E | 1 | Est | 2025 | 20
2.1 Biogas, Scen. B, small | Biogas plant, Scenario B, small plant (~ 3,000 Nm3 CH4/h) | Energy/technical data | Technical lifetime [years] | years |  | E | 1 | Est | 2030 | 20
2.1 Biogas, Scen. B, small | Biogas plant, Scenario B, small plant (~ 3,000 Nm3 CH4/h) | Energy/technical data | Technical lifetime [years] | years |  | E | 1 | Est | 2040 | 20
2.1 Biogas, Scen. B, small | Biogas plant, Scenario B, small plant (~ 3,000 Nm3 CH4/h) | Energy/technical data | Technical lifetime [years] | years |  | E | 1 | Est | 2050 | 20
2.1 Biogas, Scen. B, small | Biogas plant, Scenario B, small plant (~ 3,000 Nm3 CH4/h) | Energy/technical data | Technical lifetime [years] | years |  | E | 1 | Lower | 2025 | 15
2.1 Biogas, Scen. B, small | Biogas plant, Scenario B, small plant (~ 3,000 Nm3 CH4/h) | Energy/technical data | Technical lifetime [years] | years |  | E | 1 | Lower | 2050 | 15
2.1 Biogas, Scen. B, small | Biogas plant, Scenario B, small plant (~ 3,000 Nm3 CH4/h) | Energy/technical data | Technical lifetime [years] | years |  | E | 1 | Upper | 2025 | 25
2.1 Biogas, Scen. B, small | Biogas plant, Scenario B, small plant (~ 3,000 Nm3 CH4/h) | Energy/technical data | Technical lifetime [years] | years |  | E | 1 | Upper | 2050 | 25
2.1 Biogas, Scen. B, small | Biogas plant, Scenario B, small plant (~ 3,000 Nm3 CH4/h) | Energy/technical data | Total plant size [MW output] | MWoutput |  | R | [1, 2] | Est | 2020 | 29.6263
2.1 Biogas, Scen. B, small | Biogas plant, Scenario B, small plant (~ 3,000 Nm3 CH4/h) | Energy/technical data | Total plant size [MW output] | MWoutput |  | R | [1, 2] | Est | 2025 | 29.6263
2.1 Biogas, Scen. B, small | Biogas plant, Scenario B, small plant (~ 3,000 Nm3 CH4/h) | Energy/technical data | Total plant size [MW output] | MWoutput |  | R | [1, 2] | Est | 2030 | 29.6263
2.1 Biogas, Scen. B, small | Biogas plant, Scenario B, small plant (~ 3,000 Nm3 CH4/h) | Energy/technical data | Total plant size [MW output] | MWoutput |  | R | [1, 2] | Est | 2040 | 29.6263
2.1 Biogas, Scen. B, small | Biogas plant, Scenario B, small plant (~ 3,000 Nm3 CH4/h) | Energy/technical data | Total plant size [MW output] | MWoutput |  | R | [1, 2] | Est | 2050 | 29.6263
2.1 Biogas, Scen. B, small | Biogas plant, Scenario B, small plant (~ 3,000 Nm3 CH4/h) | Financial data | - of which O&M, excl electricity and heat [€/(ton input/year)] | €/(toninput/year) |  | [G, H, I, K] | 1 | Est | 2020 | 3.4257
2.1 Biogas, Scen. B, small | Biogas plant, Scenario B, small plant (~ 3,000 Nm3 CH4/h) | Financial data | - of which O&M, excl electricity and heat [€/(ton input/year)] | €/(toninput/year) |  | [G, H, I, K] | 1 | Est | 2025 | 3.4257
2.1 Biogas, Scen. B, small | Biogas plant, Scenario B, small plant (~ 3,000 Nm3 CH4/h) | Financial data | - of which O&M, excl electricity and heat [€/(ton input/year)] | €/(toninput/year) |  | [G, H, I, K] | 1 | Est | 2030 | 2.9804
2.1 Biogas, Scen. B, small | Biogas plant, Scenario B, small plant (~ 3,000 Nm3 CH4/h) | Financial data | - of which O&M, excl electricity and heat [€/(ton input/year)] | €/(toninput/year) |  | [G, H, I, K] | 1 | Est | 2040 | 2.8776
2.1 Biogas, Scen. B, small | Biogas plant, Scenario B, small plant (~ 3,000 Nm3 CH4/h) | Financial data | - of which O&M, excl electricity and heat [€/(ton input/year)] | €/(toninput/year) |  | [G, H, I, K] | 1 | Est | 2050 | 2.7063
2.1 Biogas, Scen. B, small | Biogas plant, Scenario B, small plant (~ 3,000 Nm3 CH4/h) | Financial data | - of which O&M, excl electricity and heat [€/(ton input/year)] | €/(toninput/year) |  | [G, H, I, K] | 1 | Lower | 2025 | 2.9119
2.1 Biogas, Scen. B, small | Biogas plant, Scenario B, small plant (~ 3,000 Nm3 CH4/h) | Financial data | - of which O&M, excl electricity and heat [€/(ton input/year)] | €/(toninput/year) |  | [G, H, I, K] | 1 | Lower | 2050 | 2.398
2.1 Biogas, Scen. B, small | Biogas plant, Scenario B, small plant (~ 3,000 Nm3 CH4/h) | Financial data | - of which O&M, excl electricity and heat [€/(ton input/year)] | €/(toninput/year) |  | [G, H, I, K] | 1 | Upper | 2025 | 3.9396
2.1 Biogas, Scen. B, small | Biogas plant, Scenario B, small plant (~ 3,000 Nm3 CH4/h) | Financial data | - of which O&M, excl electricity and heat [€/(ton input/year)] | €/(toninput/year) |  | [G, H, I, K] | 1 | Upper | 2050 | 3.0489
2.1 Biogas, Scen. B, small | Biogas plant, Scenario B, small plant (~ 3,000 Nm3 CH4/h) | Financial data | - of which electricity [€/(ton input/year)] | €/(toninput/year) |  | [G, H, I, P] | 1 | Est | 2020 | 0.92909
2.1 Biogas, Scen. B, small | Biogas plant, Scenario B, small plant (~ 3,000 Nm3 CH4/h) | Financial data | - of which electricity [€/(ton input/year)] | €/(toninput/year) |  | [G, H, I, P] | 1 | Est | 2025 | 0.92909
2.1 Biogas, Scen. B, small | Biogas plant, Scenario B, small plant (~ 3,000 Nm3 CH4/h) | Financial data | - of which electricity [€/(ton input/year)] | €/(toninput/year) |  | [G, H, I, P] | 1 | Est | 2030 | 0.80831
2.1 Biogas, Scen. B, small | Biogas plant, Scenario B, small plant (~ 3,000 Nm3 CH4/h) | Financial data | - of which electricity [€/(ton input/year)] | €/(toninput/year) |  | [G, H, I, P] | 1 | Est | 2040 | 0.78044
2.1 Biogas, Scen. B, small | Biogas plant, Scenario B, small plant (~ 3,000 Nm3 CH4/h) | Financial data | - of which electricity [€/(ton input/year)] | €/(toninput/year) |  | [G, H, I, P] | 1 | Est | 2050 | 0.73398
2.1 Biogas, Scen. B, small | Biogas plant, Scenario B, small plant (~ 3,000 Nm3 CH4/h) | Financial data | - of which electricity [€/(ton input/year)] | €/(toninput/year) |  | [G, H, I, P] | 1 | Lower | 2025 | 0.78973
2.1 Biogas, Scen. B, small | Biogas plant, Scenario B, small plant (~ 3,000 Nm3 CH4/h) | Financial data | - of which electricity [€/(ton input/year)] | €/(toninput/year) |  | [G, H, I, P] | 1 | Lower | 2050 | 0.65036
2.1 Biogas, Scen. B, small | Biogas plant, Scenario B, small plant (~ 3,000 Nm3 CH4/h) | Financial data | - of which electricity [€/(ton input/year)] | €/(toninput/year) |  | [G, H, I, P] | 1 | Upper | 2025 | 1.0685
2.1 Biogas, Scen. B, small | Biogas plant, Scenario B, small plant (~ 3,000 Nm3 CH4/h) | Financial data | - of which electricity [€/(ton input/year)] | €/(toninput/year) |  | [G, H, I, P] | 1 | Upper | 2050 | 0.82689
2.1 Biogas, Scen. B, small | Biogas plant, Scenario B, small plant (~ 3,000 Nm3 CH4/h) | Financial data | - of which equipment [M€/MWh Output] | M€/MWhOutput |  | [G, H, I, J] |  | Est | 2020 | 0.82987
2.1 Biogas, Scen. B, small | Biogas plant, Scenario B, small plant (~ 3,000 Nm3 CH4/h) | Financial data | - of which equipment [M€/MWh Output] | M€/MWhOutput |  | [G, H, I, J] |  | Est | 2025 | 0.82987
2.1 Biogas, Scen. B, small | Biogas plant, Scenario B, small plant (~ 3,000 Nm3 CH4/h) | Financial data | - of which equipment [M€/MWh Output] | M€/MWhOutput |  | [G, H, I, J] |  | Est | 2030 | 0.72198
2.1 Biogas, Scen. B, small | Biogas plant, Scenario B, small plant (~ 3,000 Nm3 CH4/h) | Financial data | - of which equipment [M€/MWh Output] | M€/MWhOutput |  | [G, H, I, J] |  | Est | 2040 | 0.69709
2.1 Biogas, Scen. B, small | Biogas plant, Scenario B, small plant (~ 3,000 Nm3 CH4/h) | Financial data | - of which equipment [M€/MWh Output] | M€/MWhOutput |  | [G, H, I, J] |  | Est | 2050 | 0.65559
2.1 Biogas, Scen. B, small | Biogas plant, Scenario B, small plant (~ 3,000 Nm3 CH4/h) | Financial data | - of which equipment [M€/MWh Output] | M€/MWhOutput |  | [G, H, I, J] |  | Lower | 2025 | 0.70539
2.1 Biogas, Scen. B, small | Biogas plant, Scenario B, small plant (~ 3,000 Nm3 CH4/h) | Financial data | - of which equipment [M€/MWh Output] | M€/MWhOutput |  | [G, H, I, J] |  | Lower | 2050 | 0.58091
2.1 Biogas, Scen. B, small | Biogas plant, Scenario B, small plant (~ 3,000 Nm3 CH4/h) | Financial data | - of which equipment [M€/MWh Output] | M€/MWhOutput |  | [G, H, I, J] |  | Upper | 2025 | 0.95435
2.1 Biogas, Scen. B, small | Biogas plant, Scenario B, small plant (~ 3,000 Nm3 CH4/h) | Financial data | - of which equipment [M€/MWh Output] | M€/MWhOutput |  | [G, H, I, J] |  | Upper | 2050 | 0.73858
2.1 Biogas, Scen. B, small | Biogas plant, Scenario B, small plant (~ 3,000 Nm3 CH4/h) | Financial data | - of which heat [€/(ton input/year)] | €/(toninput/year) |  | [G, H, I] | 1 | Est | 2020 | 0.94177
2.1 Biogas, Scen. B, small | Biogas plant, Scenario B, small plant (~ 3,000 Nm3 CH4/h) | Financial data | - of which heat [€/(ton input/year)] | €/(toninput/year) |  | [G, H, I] | 1 | Est | 2025 | 0.94177
2.1 Biogas, Scen. B, small | Biogas plant, Scenario B, small plant (~ 3,000 Nm3 CH4/h) | Financial data | - of which heat [€/(ton input/year)] | €/(toninput/year) |  | [G, H, I] | 1 | Est | 2030 | 0.81934
2.1 Biogas, Scen. B, small | Biogas plant, Scenario B, small plant (~ 3,000 Nm3 CH4/h) | Financial data | - of which heat [€/(ton input/year)] | €/(toninput/year) |  | [G, H, I] | 1 | Est | 2040 | 0.79109
2.1 Biogas, Scen. B, small | Biogas plant, Scenario B, small plant (~ 3,000 Nm3 CH4/h) | Financial data | - of which heat [€/(ton input/year)] | €/(toninput/year) |  | [G, H, I] | 1 | Est | 2050 | 0.744
2.1 Biogas, Scen. B, small | Biogas plant, Scenario B, small plant (~ 3,000 Nm3 CH4/h) | Financial data | - of which installation [M€/MWh Output] | M€/MWhOutput |  | [G, H, I, J] |  | Est | 2020 | 0.20747
2.1 Biogas, Scen. B, small | Biogas plant, Scenario B, small plant (~ 3,000 Nm3 CH4/h) | Financial data | - of which installation [M€/MWh Output] | M€/MWhOutput |  | [G, H, I, J] |  | Est | 2025 | 0.20747
2.1 Biogas, Scen. B, small | Biogas plant, Scenario B, small plant (~ 3,000 Nm3 CH4/h) | Financial data | - of which installation [M€/MWh Output] | M€/MWhOutput |  | [G, H, I, J] |  | Est | 2030 | 0.1805
2.1 Biogas, Scen. B, small | Biogas plant, Scenario B, small plant (~ 3,000 Nm3 CH4/h) | Financial data | - of which installation [M€/MWh Output] | M€/MWhOutput |  | [G, H, I, J] |  | Est | 2040 | 0.17427
2.1 Biogas, Scen. B, small | Biogas plant, Scenario B, small plant (~ 3,000 Nm3 CH4/h) | Financial data | - of which installation [M€/MWh Output] | M€/MWhOutput |  | [G, H, I, J] |  | Est | 2050 | 0.1639
2.1 Biogas, Scen. B, small | Biogas plant, Scenario B, small plant (~ 3,000 Nm3 CH4/h) | Financial data | - of which installation [M€/MWh Output] | M€/MWhOutput |  | [G, H, I, J] |  | Lower | 2025 | 0.17635
2.1 Biogas, Scen. B, small | Biogas plant, Scenario B, small plant (~ 3,000 Nm3 CH4/h) | Financial data | - of which installation [M€/MWh Output] | M€/MWhOutput |  | [G, H, I, J] |  | Lower | 2050 | 0.14523
2.1 Biogas, Scen. B, small | Biogas plant, Scenario B, small plant (~ 3,000 Nm3 CH4/h) | Financial data | - of which installation [M€/MWh Output] | M€/MWhOutput |  | [G, H, I, J] |  | Upper | 2025 | 0.23859
2.1 Biogas, Scen. B, small | Biogas plant, Scenario B, small plant (~ 3,000 Nm3 CH4/h) | Financial data | - of which installation [M€/MWh Output] | M€/MWhOutput |  | [G, H, I, J] |  | Upper | 2050 | 0.18465
2.1 Biogas, Scen. B, small | Biogas plant, Scenario B, small plant (~ 3,000 Nm3 CH4/h) | Financial data | Specific investment [M€/MWh Output] | M€/MWhOutput |  | [G, H, I, J, N, O] | 1 | Est | 2020 | 1.0373
2.1 Biogas, Scen. B, small | Biogas plant, Scenario B, small plant (~ 3,000 Nm3 CH4/h) | Financial data | Specific investment [M€/MWh Output] | M€/MWhOutput |  | [G, H, I, J, N, O] | 1 | Est | 2025 | 1.0373
2.1 Biogas, Scen. B, small | Biogas plant, Scenario B, small plant (~ 3,000 Nm3 CH4/h) | Financial data | Specific investment [M€/MWh Output] | M€/MWhOutput |  | [G, H, I, J, N, O] | 1 | Est | 2030 | 0.90248
2.1 Biogas, Scen. B, small | Biogas plant, Scenario B, small plant (~ 3,000 Nm3 CH4/h) | Financial data | Specific investment [M€/MWh Output] | M€/MWhOutput |  | [G, H, I, J, N, O] | 1 | Est | 2040 | 0.87136
2.1 Biogas, Scen. B, small | Biogas plant, Scenario B, small plant (~ 3,000 Nm3 CH4/h) | Financial data | Specific investment [M€/MWh Output] | M€/MWhOutput |  | [G, H, I, J, N, O] | 1 | Est | 2050 | 0.81949
2.1 Biogas, Scen. B, small | Biogas plant, Scenario B, small plant (~ 3,000 Nm3 CH4/h) | Financial data | Specific investment [M€/MWh Output] | M€/MWhOutput |  | [G, H, I, J, N, O] | 1 | Lower | 2025 | 0.88173
2.1 Biogas, Scen. B, small | Biogas plant, Scenario B, small plant (~ 3,000 Nm3 CH4/h) | Financial data | Specific investment [M€/MWh Output] | M€/MWhOutput |  | [G, H, I, J, N, O] | 1 | Lower | 2050 | 0.72613
2.1 Biogas, Scen. B, small | Biogas plant, Scenario B, small plant (~ 3,000 Nm3 CH4/h) | Financial data | Specific investment [M€/MWh Output] | M€/MWhOutput |  | [G, H, I, J, N, O] | 1 | Upper | 2025 | 1.1929
2.1 Biogas, Scen. B, small | Biogas plant, Scenario B, small plant (~ 3,000 Nm3 CH4/h) | Financial data | Specific investment [M€/MWh Output] | M€/MWhOutput |  | [G, H, I, J, N, O] | 1 | Upper | 2050 | 0.92323
2.1 Biogas, Scen. B, small | Biogas plant, Scenario B, small plant (~ 3,000 Nm3 CH4/h) | Financial data | Total O&M [k€/MW/year] | k€/MW/year |  | [G, H, I, L] | 1 | Est | 2020 | 83.0123
2.1 Biogas, Scen. B, small | Biogas plant, Scenario B, small plant (~ 3,000 Nm3 CH4/h) | Financial data | Total O&M [k€/MW/year] | k€/MW/year |  | [G, H, I, L] | 1 | Est | 2025 | 83.0123
2.1 Biogas, Scen. B, small | Biogas plant, Scenario B, small plant (~ 3,000 Nm3 CH4/h) | Financial data | Total O&M [k€/MW/year] | k€/MW/year |  | [G, H, I, L] | 1 | Est | 2030 | 72.2207
2.1 Biogas, Scen. B, small | Biogas plant, Scenario B, small plant (~ 3,000 Nm3 CH4/h) | Financial data | Total O&M [k€/MW/year] | k€/MW/year |  | [G, H, I, L] | 1 | Est | 2040 | 69.7303
2.1 Biogas, Scen. B, small | Biogas plant, Scenario B, small plant (~ 3,000 Nm3 CH4/h) | Financial data | Total O&M [k€/MW/year] | k€/MW/year |  | [G, H, I, L] | 1 | Est | 2050 | 65.5797
2.1 Biogas, Scen. B, small | Biogas plant, Scenario B, small plant (~ 3,000 Nm3 CH4/h) | Financial data | Total O&M [k€/MW/year] | k€/MW/year |  | [G, H, I, L] | 1 | Lower | 2025 | 70.5604
2.1 Biogas, Scen. B, small | Biogas plant, Scenario B, small plant (~ 3,000 Nm3 CH4/h) | Financial data | Total O&M [k€/MW/year] | k€/MW/year |  | [G, H, I, L] | 1 | Lower | 2050 | 58.1086
2.1 Biogas, Scen. B, small | Biogas plant, Scenario B, small plant (~ 3,000 Nm3 CH4/h) | Financial data | Total O&M [k€/MW/year] | k€/MW/year |  | [G, H, I, L] | 1 | Upper | 2025 | 95.4641
2.1 Biogas, Scen. B, small | Biogas plant, Scenario B, small plant (~ 3,000 Nm3 CH4/h) | Financial data | Total O&M [k€/MW/year] | k€/MW/year |  | [G, H, I, L] | 1 | Upper | 2050 | 73.8809
2.1 Biogas, Scen. B, small | Biogas plant, Scenario B, small plant (~ 3,000 Nm3 CH4/h) | Financial data | Total O&M [€/(ton input/year)] | €/(toninput/year) |  | [G, H, I, K, P] | 1 | Est | 2020 | 5.2966
2.1 Biogas, Scen. B, small | Biogas plant, Scenario B, small plant (~ 3,000 Nm3 CH4/h) | Financial data | Total O&M [€/(ton input/year)] | €/(toninput/year) |  | [G, H, I, K, P] | 1 | Est | 2025 | 5.2966
2.1 Biogas, Scen. B, small | Biogas plant, Scenario B, small plant (~ 3,000 Nm3 CH4/h) | Financial data | Total O&M [€/(ton input/year)] | €/(toninput/year) |  | [G, H, I, K, P] | 1 | Est | 2030 | 4.608
2.1 Biogas, Scen. B, small | Biogas plant, Scenario B, small plant (~ 3,000 Nm3 CH4/h) | Financial data | Total O&M [€/(ton input/year)] | €/(toninput/year) |  | [G, H, I, K, P] | 1 | Est | 2040 | 4.4491
2.1 Biogas, Scen. B, small | Biogas plant, Scenario B, small plant (~ 3,000 Nm3 CH4/h) | Financial data | Total O&M [€/(ton input/year)] | €/(toninput/year) |  | [G, H, I, K, P] | 1 | Est | 2050 | 4.1843
2.1 Biogas, Scen. B, small | Biogas plant, Scenario B, small plant (~ 3,000 Nm3 CH4/h) | Financial data | Total O&M [€/(ton input/year)] | €/(toninput/year) |  | [G, H, I, K, P] | 1 | Lower | 2025 | 4.5021
2.1 Biogas, Scen. B, small | Biogas plant, Scenario B, small plant (~ 3,000 Nm3 CH4/h) | Financial data | Total O&M [€/(ton input/year)] | €/(toninput/year) |  | [G, H, I, K, P] | 1 | Lower | 2050 | 3.7076
2.1 Biogas, Scen. B, small | Biogas plant, Scenario B, small plant (~ 3,000 Nm3 CH4/h) | Financial data | Total O&M [€/(ton input/year)] | €/(toninput/year) |  | [G, H, I, K, P] | 1 | Upper | 2025 | 6.0911
2.1 Biogas, Scen. B, small | Biogas plant, Scenario B, small plant (~ 3,000 Nm3 CH4/h) | Financial data | Total O&M [€/(ton input/year)] | €/(toninput/year) |  | [G, H, I, K, P] | 1 | Upper | 2050 | 4.7139
2.1 Biogas, Scen. B, small | Biogas plant, Scenario B, small plant (~ 3,000 Nm3 CH4/h) | Technology-specific data | CO2 ressource [kton/year] | kton/year |  |  |  | Est | 2020 | 37.9555
2.1 Biogas, Scen. B, small | Biogas plant, Scenario B, small plant (~ 3,000 Nm3 CH4/h) | Technology-specific data | CO2 ressource [kton/year] | kton/year |  |  |  | Est | 2025 | 37.9555
2.1 Biogas, Scen. B, small | Biogas plant, Scenario B, small plant (~ 3,000 Nm3 CH4/h) | Technology-specific data | CO2 ressource [kton/year] | kton/year |  |  |  | Est | 2030 | 37.9555
2.1 Biogas, Scen. B, small | Biogas plant, Scenario B, small plant (~ 3,000 Nm3 CH4/h) | Technology-specific data | CO2 ressource [kton/year] | kton/year |  |  |  | Est | 2040 | 37.9555
2.1 Biogas, Scen. B, small | Biogas plant, Scenario B, small plant (~ 3,000 Nm3 CH4/h) | Technology-specific data | CO2 ressource [kton/year] | kton/year |  |  |  | Est | 2050 | 37.9555
2.1 Biogas, Scen. B, small | Biogas plant, Scenario B, small plant (~ 3,000 Nm3 CH4/h) | Technology-specific data | CO2 ressource [mill. Nm3 CO2/year] | mill.Nm3CO2/year |  |  | 1 | Est | 2020 | 19.2271
2.1 Biogas, Scen. B, small | Biogas plant, Scenario B, small plant (~ 3,000 Nm3 CH4/h) | Technology-specific data | CO2 ressource [mill. Nm3 CO2/year] | mill.Nm3CO2/year |  |  | 1 | Est | 2025 | 19.2271
2.1 Biogas, Scen. B, small | Biogas plant, Scenario B, small plant (~ 3,000 Nm3 CH4/h) | Technology-specific data | CO2 ressource [mill. Nm3 CO2/year] | mill.Nm3CO2/year |  |  | 1 | Est | 2030 | 19.2271
2.1 Biogas, Scen. B, small | Biogas plant, Scenario B, small plant (~ 3,000 Nm3 CH4/h) | Technology-specific data | CO2 ressource [mill. Nm3 CO2/year] | mill.Nm3CO2/year |  |  | 1 | Est | 2040 | 19.2271
2.1 Biogas, Scen. B, small | Biogas plant, Scenario B, small plant (~ 3,000 Nm3 CH4/h) | Technology-specific data | CO2 ressource [mill. Nm3 CO2/year] | mill.Nm3CO2/year |  |  | 1 | Est | 2050 | 19.2271
2.1 Biogas, Scen. B, small | Biogas plant, Scenario B, small plant (~ 3,000 Nm3 CH4/h) | Technology-specific data | DS% |  |  | N | [1, 2] | Est | 2020 | 0.21
2.1 Biogas, Scen. B, small | Biogas plant, Scenario B, small plant (~ 3,000 Nm3 CH4/h) | Technology-specific data | DS% |  |  | N | [1, 2] | Est | 2025 | 0.21
2.1 Biogas, Scen. B, small | Biogas plant, Scenario B, small plant (~ 3,000 Nm3 CH4/h) | Technology-specific data | DS% |  |  | N | [1, 2] | Est | 2030 | 0.21
2.1 Biogas, Scen. B, small | Biogas plant, Scenario B, small plant (~ 3,000 Nm3 CH4/h) | Technology-specific data | DS% |  |  | N | [1, 2] | Est | 2040 | 0.21
2.1 Biogas, Scen. B, small | Biogas plant, Scenario B, small plant (~ 3,000 Nm3 CH4/h) | Technology-specific data | DS% |  |  | N | [1, 2] | Est | 2050 | 0.21
2.1 Biogas, Scen. B, small | Biogas plant, Scenario B, small plant (~ 3,000 Nm3 CH4/h) | Technology-specific data | HRT [days] | days |  | M | [1, 2] | Est | 2020 | 65
2.1 Biogas, Scen. B, small | Biogas plant, Scenario B, small plant (~ 3,000 Nm3 CH4/h) | Technology-specific data | HRT [days] | days |  | M | [1, 2] | Est | 2025 | 65
2.1 Biogas, Scen. B, small | Biogas plant, Scenario B, small plant (~ 3,000 Nm3 CH4/h) | Technology-specific data | HRT [days] | days |  | M | [1, 2] | Est | 2030 | 65
2.1 Biogas, Scen. B, small | Biogas plant, Scenario B, small plant (~ 3,000 Nm3 CH4/h) | Technology-specific data | HRT [days] | days |  | M | [1, 2] | Est | 2040 | 65
2.1 Biogas, Scen. B, small | Biogas plant, Scenario B, small plant (~ 3,000 Nm3 CH4/h) | Technology-specific data | HRT [days] | days |  | M | [1, 2] | Est | 2050 | 65
2.1 Biogas, Scen. B, small | Biogas plant, Scenario B, small plant (~ 3,000 Nm3 CH4/h) | Technology-specific data | Hourly gas output [k Nm3 CH4/h] | kNm3CH4/h |  |  | [1, 3] | Est | 2020 | 2.9736
2.1 Biogas, Scen. B, small | Biogas plant, Scenario B, small plant (~ 3,000 Nm3 CH4/h) | Technology-specific data | Hourly gas output [k Nm3 CH4/h] | kNm3CH4/h |  |  | [1, 3] | Est | 2025 | 2.9736
2.1 Biogas, Scen. B, small | Biogas plant, Scenario B, small plant (~ 3,000 Nm3 CH4/h) | Technology-specific data | Hourly gas output [k Nm3 CH4/h] | kNm3CH4/h |  |  | [1, 3] | Est | 2030 | 2.9736
2.1 Biogas, Scen. B, small | Biogas plant, Scenario B, small plant (~ 3,000 Nm3 CH4/h) | Technology-specific data | Hourly gas output [k Nm3 CH4/h] | kNm3CH4/h |  |  | [1, 3] | Est | 2040 | 2.9736
2.1 Biogas, Scen. B, small | Biogas plant, Scenario B, small plant (~ 3,000 Nm3 CH4/h) | Technology-specific data | Hourly gas output [k Nm3 CH4/h] | kNm3CH4/h |  |  | [1, 3] | Est | 2050 | 2.9736
2.1 Biogas, Scen. B, small | Biogas plant, Scenario B, small plant (~ 3,000 Nm3 CH4/h) | Technology-specific data | Methane emission [% of output] | pct.ofoutput |  |  | [1, 4] | Est | 2020 | 0.009
2.1 Biogas, Scen. B, small | Biogas plant, Scenario B, small plant (~ 3,000 Nm3 CH4/h) | Technology-specific data | Methane emission [% of output] | pct.ofoutput |  |  | [1, 4] | Est | 2025 | 0.009
2.1 Biogas, Scen. B, small | Biogas plant, Scenario B, small plant (~ 3,000 Nm3 CH4/h) | Technology-specific data | Methane emission [% of output] | pct.ofoutput |  |  | [1, 4] | Est | 2030 | 0.009
2.1 Biogas, Scen. B, small | Biogas plant, Scenario B, small plant (~ 3,000 Nm3 CH4/h) | Technology-specific data | Methane emission [% of output] | pct.ofoutput |  |  | [1, 4] | Est | 2040 | 0.009
2.1 Biogas, Scen. B, small | Biogas plant, Scenario B, small plant (~ 3,000 Nm3 CH4/h) | Technology-specific data | Methane emission [% of output] | pct.ofoutput |  |  | [1, 4] | Est | 2050 | 0.009
2.1 Biogas, Scen. B, small | Biogas plant, Scenario B, small plant (~ 3,000 Nm3 CH4/h) | Technology-specific data | Yearly gas output [mill. Nm3 CH4/year] | mill.Nm3CH4/year |  |  | [1, 3] | Est | 2020 | 26.0485
2.1 Biogas, Scen. B, small | Biogas plant, Scenario B, small plant (~ 3,000 Nm3 CH4/h) | Technology-specific data | Yearly gas output [mill. Nm3 CH4/year] | mill.Nm3CH4/year |  |  | [1, 3] | Est | 2025 | 26.0485
2.1 Biogas, Scen. B, small | Biogas plant, Scenario B, small plant (~ 3,000 Nm3 CH4/h) | Technology-specific data | Yearly gas output [mill. Nm3 CH4/year] | mill.Nm3CH4/year |  |  | [1, 3] | Est | 2030 | 26.0485
2.1 Biogas, Scen. B, small | Biogas plant, Scenario B, small plant (~ 3,000 Nm3 CH4/h) | Technology-specific data | Yearly gas output [mill. Nm3 CH4/year] | mill.Nm3CH4/year |  |  | [1, 3] | Est | 2040 | 26.0485
2.1 Biogas, Scen. B, small | Biogas plant, Scenario B, small plant (~ 3,000 Nm3 CH4/h) | Technology-specific data | Yearly gas output [mill. Nm3 CH4/year] | mill.Nm3CH4/year |  |  | [1, 3] | Est | 2050 | 26.0485
2.1 Biogas, Scen. B, large | Biogas plant, Scenario B, large plant [~ 6,000 Nm3 CH4/h] | Energy/technical data | Aux. electricity [% of output energy] | pct.ofoutputenergy |  | C | 1 | Est | 2020 | 0.022365
2.1 Biogas, Scen. B, large | Biogas plant, Scenario B, large plant [~ 6,000 Nm3 CH4/h] | Energy/technical data | Aux. electricity [% of output energy] | pct.ofoutputenergy |  | C | 1 | Est | 2025 | 0.022365
2.1 Biogas, Scen. B, large | Biogas plant, Scenario B, large plant [~ 6,000 Nm3 CH4/h] | Energy/technical data | Aux. electricity [% of output energy] | pct.ofoutputenergy |  | C | 1 | Est | 2030 | 0.019458
2.1 Biogas, Scen. B, large | Biogas plant, Scenario B, large plant [~ 6,000 Nm3 CH4/h] | Energy/technical data | Aux. electricity [% of output energy] | pct.ofoutputenergy |  | C | 1 | Est | 2040 | 0.018787
2.1 Biogas, Scen. B, large | Biogas plant, Scenario B, large plant [~ 6,000 Nm3 CH4/h] | Energy/technical data | Aux. electricity [% of output energy] | pct.ofoutputenergy |  | C | 1 | Est | 2050 | 0.017668
2.1 Biogas, Scen. B, large | Biogas plant, Scenario B, large plant [~ 6,000 Nm3 CH4/h] | Energy/technical data | Aux. electricity [% of output energy] | pct.ofoutputenergy |  | C | 1 | Lower | 2025 | 0.016774
2.1 Biogas, Scen. B, large | Biogas plant, Scenario B, large plant [~ 6,000 Nm3 CH4/h] | Energy/technical data | Aux. electricity [% of output energy] | pct.ofoutputenergy |  | C | 1 | Lower | 2050 | 0.013251
2.1 Biogas, Scen. B, large | Biogas plant, Scenario B, large plant [~ 6,000 Nm3 CH4/h] | Energy/technical data | Aux. electricity [% of output energy] | pct.ofoutputenergy |  | C | 1 | Upper | 2025 | 0.027956
2.1 Biogas, Scen. B, large | Biogas plant, Scenario B, large plant [~ 6,000 Nm3 CH4/h] | Energy/technical data | Aux. electricity [% of output energy] | pct.ofoutputenergy |  | C | 1 | Upper | 2050 | 0.022086
2.1 Biogas, Scen. B, large | Biogas plant, Scenario B, large plant [~ 6,000 Nm3 CH4/h] | Energy/technical data | Aux. electricity [kWh/ton input] | kWh/toninput |  | C | 1 | Est | 2020 | 12.4972
2.1 Biogas, Scen. B, large | Biogas plant, Scenario B, large plant [~ 6,000 Nm3 CH4/h] | Energy/technical data | Aux. electricity [kWh/ton input] | kWh/toninput |  | C | 1 | Est | 2025 | 12.4972
2.1 Biogas, Scen. B, large | Biogas plant, Scenario B, large plant [~ 6,000 Nm3 CH4/h] | Energy/technical data | Aux. electricity [kWh/ton input] | kWh/toninput |  | C | 1 | Est | 2030 | 10.8725
2.1 Biogas, Scen. B, large | Biogas plant, Scenario B, large plant [~ 6,000 Nm3 CH4/h] | Energy/technical data | Aux. electricity [kWh/ton input] | kWh/toninput |  | C | 1 | Est | 2040 | 10.4976
2.1 Biogas, Scen. B, large | Biogas plant, Scenario B, large plant [~ 6,000 Nm3 CH4/h] | Energy/technical data | Aux. electricity [kWh/ton input] | kWh/toninput |  | C | 1 | Est | 2050 | 9.8728
2.1 Biogas, Scen. B, large | Biogas plant, Scenario B, large plant [~ 6,000 Nm3 CH4/h] | Energy/technical data | Aux. electricity [kWh/ton input] | kWh/toninput |  | C | 1 | Lower | 2025 | 9.3729
2.1 Biogas, Scen. B, large | Biogas plant, Scenario B, large plant [~ 6,000 Nm3 CH4/h] | Energy/technical data | Aux. electricity [kWh/ton input] | kWh/toninput |  | C | 1 | Lower | 2050 | 7.4046
2.1 Biogas, Scen. B, large | Biogas plant, Scenario B, large plant [~ 6,000 Nm3 CH4/h] | Energy/technical data | Aux. electricity [kWh/ton input] | kWh/toninput |  | C | 1 | Upper | 2025 | 15.6215
2.1 Biogas, Scen. B, large | Biogas plant, Scenario B, large plant [~ 6,000 Nm3 CH4/h] | Energy/technical data | Aux. electricity [kWh/ton input] | kWh/toninput |  | C | 1 | Upper | 2050 | 12.341
2.1 Biogas, Scen. B, large | Biogas plant, Scenario B, large plant [~ 6,000 Nm3 CH4/h] | Energy/technical data | Aux. process heat [% of output energy] | pct.ofoutputenergy |  | D | 1 | Est | 2020 | 0.050539
2.1 Biogas, Scen. B, large | Biogas plant, Scenario B, large plant [~ 6,000 Nm3 CH4/h] | Energy/technical data | Aux. process heat [% of output energy] | pct.ofoutputenergy |  | D | 1 | Est | 2025 | 0.050539
2.1 Biogas, Scen. B, large | Biogas plant, Scenario B, large plant [~ 6,000 Nm3 CH4/h] | Energy/technical data | Aux. process heat [% of output energy] | pct.ofoutputenergy |  | D | 1 | Est | 2030 | 0.043969
2.1 Biogas, Scen. B, large | Biogas plant, Scenario B, large plant [~ 6,000 Nm3 CH4/h] | Energy/technical data | Aux. process heat [% of output energy] | pct.ofoutputenergy |  | D | 1 | Est | 2040 | 0.042452
2.1 Biogas, Scen. B, large | Biogas plant, Scenario B, large plant [~ 6,000 Nm3 CH4/h] | Energy/technical data | Aux. process heat [% of output energy] | pct.ofoutputenergy |  | D | 1 | Est | 2050 | 0.039925
2.1 Biogas, Scen. B, large | Biogas plant, Scenario B, large plant [~ 6,000 Nm3 CH4/h] | Energy/technical data | Aux. process heat [% of output energy] | pct.ofoutputenergy |  | D | 1 | Lower | 2025 | 0.042958
2.1 Biogas, Scen. B, large | Biogas plant, Scenario B, large plant [~ 6,000 Nm3 CH4/h] | Energy/technical data | Aux. process heat [% of output energy] | pct.ofoutputenergy |  | D | 1 | Lower | 2050 | 0.033937
2.1 Biogas, Scen. B, large | Biogas plant, Scenario B, large plant [~ 6,000 Nm3 CH4/h] | Energy/technical data | Aux. process heat [% of output energy] | pct.ofoutputenergy |  | D | 1 | Upper | 2025 | 0.058119
2.1 Biogas, Scen. B, large | Biogas plant, Scenario B, large plant [~ 6,000 Nm3 CH4/h] | Energy/technical data | Aux. process heat [% of output energy] | pct.ofoutputenergy |  | D | 1 | Upper | 2050 | 0.045914
2.1 Biogas, Scen. B, large | Biogas plant, Scenario B, large plant [~ 6,000 Nm3 CH4/h] | Energy/technical data | Aux. process heat [kWh/ton input] | kWh/toninput |  | D | 1 | Est | 2020 | 28.2366
2.1 Biogas, Scen. B, large | Biogas plant, Scenario B, large plant [~ 6,000 Nm3 CH4/h] | Energy/technical data | Aux. process heat [kWh/ton input] | kWh/toninput |  | D | 1 | Est | 2025 | 28.2366
2.1 Biogas, Scen. B, large | Biogas plant, Scenario B, large plant [~ 6,000 Nm3 CH4/h] | Energy/technical data | Aux. process heat [kWh/ton input] | kWh/toninput |  | D | 1 | Est | 2030 | 24.5658
2.1 Biogas, Scen. B, large | Biogas plant, Scenario B, large plant [~ 6,000 Nm3 CH4/h] | Energy/technical data | Aux. process heat [kWh/ton input] | kWh/toninput |  | D | 1 | Est | 2040 | 23.7187
2.1 Biogas, Scen. B, large | Biogas plant, Scenario B, large plant [~ 6,000 Nm3 CH4/h] | Energy/technical data | Aux. process heat [kWh/ton input] | kWh/toninput |  | D | 1 | Est | 2050 | 22.3069
2.1 Biogas, Scen. B, large | Biogas plant, Scenario B, large plant [~ 6,000 Nm3 CH4/h] | Energy/technical data | Aux. process heat [kWh/ton input] | kWh/toninput |  | D | 1 | Lower | 2025 | 24.0011
2.1 Biogas, Scen. B, large | Biogas plant, Scenario B, large plant [~ 6,000 Nm3 CH4/h] | Energy/technical data | Aux. process heat [kWh/ton input] | kWh/toninput |  | D | 1 | Lower | 2050 | 18.9608
2.1 Biogas, Scen. B, large | Biogas plant, Scenario B, large plant [~ 6,000 Nm3 CH4/h] | Energy/technical data | Aux. process heat [kWh/ton input] | kWh/toninput |  | D | 1 | Upper | 2025 | 32.472
2.1 Biogas, Scen. B, large | Biogas plant, Scenario B, large plant [~ 6,000 Nm3 CH4/h] | Energy/technical data | Aux. process heat [kWh/ton input] | kWh/toninput |  | D | 1 | Upper | 2050 | 25.6529
2.1 Biogas, Scen. B, large | Biogas plant, Scenario B, large plant [~ 6,000 Nm3 CH4/h] | Energy/technical data | Biogas [%] | pct. |  |  | 1 | Est | 2020 | 1
2.1 Biogas, Scen. B, large | Biogas plant, Scenario B, large plant [~ 6,000 Nm3 CH4/h] | Energy/technical data | Biogas [%] | pct. |  |  | 1 | Est | 2025 | 1
2.1 Biogas, Scen. B, large | Biogas plant, Scenario B, large plant [~ 6,000 Nm3 CH4/h] | Energy/technical data | Biogas [%] | pct. |  |  | 1 | Est | 2030 | 1
2.1 Biogas, Scen. B, large | Biogas plant, Scenario B, large plant [~ 6,000 Nm3 CH4/h] | Energy/technical data | Biogas [%] | pct. |  |  | 1 | Est | 2040 | 1
2.1 Biogas, Scen. B, large | Biogas plant, Scenario B, large plant [~ 6,000 Nm3 CH4/h] | Energy/technical data | Biogas [%] | pct. |  |  | 1 | Est | 2050 | 1
2.1 Biogas, Scen. B, large | Biogas plant, Scenario B, large plant [~ 6,000 Nm3 CH4/h] | Energy/technical data | Biogas [GJ/ton input] | GJ/toninput |  | R | 1 | Est | 2020 | 2
2.1 Biogas, Scen. B, large | Biogas plant, Scenario B, large plant [~ 6,000 Nm3 CH4/h] | Energy/technical data | Biogas [GJ/ton input] | GJ/toninput |  | R | 1 | Est | 2025 | 2
2.1 Biogas, Scen. B, large | Biogas plant, Scenario B, large plant [~ 6,000 Nm3 CH4/h] | Energy/technical data | Biogas [GJ/ton input] | GJ/toninput |  | R | 1 | Est | 2030 | 2
2.1 Biogas, Scen. B, large | Biogas plant, Scenario B, large plant [~ 6,000 Nm3 CH4/h] | Energy/technical data | Biogas [GJ/ton input] | GJ/toninput |  | R | 1 | Est | 2040 | 2
2.1 Biogas, Scen. B, large | Biogas plant, Scenario B, large plant [~ 6,000 Nm3 CH4/h] | Energy/technical data | Biogas [GJ/ton input] | GJ/toninput |  | R | 1 | Est | 2050 | 2
2.1 Biogas, Scen. B, large | Biogas plant, Scenario B, large plant [~ 6,000 Nm3 CH4/h] | Energy/technical data | Biogas production, [MJ/s] | MJ/s |  |  | [1, 2] | Est | 2020 | 59.2818
2.1 Biogas, Scen. B, large | Biogas plant, Scenario B, large plant [~ 6,000 Nm3 CH4/h] | Energy/technical data | Biogas production, [MJ/s] | MJ/s |  |  | [1, 2] | Est | 2025 | 59.2818
2.1 Biogas, Scen. B, large | Biogas plant, Scenario B, large plant [~ 6,000 Nm3 CH4/h] | Energy/technical data | Biogas production, [MJ/s] | MJ/s |  |  | [1, 2] | Est | 2030 | 59.2818
2.1 Biogas, Scen. B, large | Biogas plant, Scenario B, large plant [~ 6,000 Nm3 CH4/h] | Energy/technical data | Biogas production, [MJ/s] | MJ/s |  |  | [1, 2] | Est | 2040 | 59.2818
2.1 Biogas, Scen. B, large | Biogas plant, Scenario B, large plant [~ 6,000 Nm3 CH4/h] | Energy/technical data | Biogas production, [MJ/s] | MJ/s |  |  | [1, 2] | Est | 2050 | 59.2818
2.1 Biogas, Scen. B, large | Biogas plant, Scenario B, large plant [~ 6,000 Nm3 CH4/h] | Energy/technical data | Biomass [mill. tons/year] | mill.tons/year |  | B | 1 | Est | 2020 | 0.925
2.1 Biogas, Scen. B, large | Biogas plant, Scenario B, large plant [~ 6,000 Nm3 CH4/h] | Energy/technical data | Biomass [mill. tons/year] | mill.tons/year |  | B | 1 | Est | 2025 | 0.925
2.1 Biogas, Scen. B, large | Biogas plant, Scenario B, large plant [~ 6,000 Nm3 CH4/h] | Energy/technical data | Biomass [mill. tons/year] | mill.tons/year |  | B | 1 | Est | 2030 | 0.925
2.1 Biogas, Scen. B, large | Biogas plant, Scenario B, large plant [~ 6,000 Nm3 CH4/h] | Energy/technical data | Biomass [mill. tons/year] | mill.tons/year |  | B | 1 | Est | 2040 | 0.925
2.1 Biogas, Scen. B, large | Biogas plant, Scenario B, large plant [~ 6,000 Nm3 CH4/h] | Energy/technical data | Biomass [mill. tons/year] | mill.tons/year |  | B | 1 | Est | 2050 | 0.925
2.1 Biogas, Scen. B, large | Biogas plant, Scenario B, large plant [~ 6,000 Nm3 CH4/h] | Energy/technical data | Capacity [mill. tons biomass input/year] | mill.tonsbiomassinput/year |  | [A, B] | 1 | Est | 2020 | 0.93
2.1 Biogas, Scen. B, large | Biogas plant, Scenario B, large plant [~ 6,000 Nm3 CH4/h] | Energy/technical data | Capacity [mill. tons biomass input/year] | mill.tonsbiomassinput/year |  | [A, B] | 1 | Est | 2025 | 0.93
2.1 Biogas, Scen. B, large | Biogas plant, Scenario B, large plant [~ 6,000 Nm3 CH4/h] | Energy/technical data | Capacity [mill. tons biomass input/year] | mill.tonsbiomassinput/year |  | [A, B] | 1 | Est | 2030 | 0.93
2.1 Biogas, Scen. B, large | Biogas plant, Scenario B, large plant [~ 6,000 Nm3 CH4/h] | Energy/technical data | Capacity [mill. tons biomass input/year] | mill.tonsbiomassinput/year |  | [A, B] | 1 | Est | 2040 | 0.93
2.1 Biogas, Scen. B, large | Biogas plant, Scenario B, large plant [~ 6,000 Nm3 CH4/h] | Energy/technical data | Capacity [mill. tons biomass input/year] | mill.tonsbiomassinput/year |  | [A, B] | 1 | Est | 2050 | 0.93
2.1 Biogas, Scen. B, large | Biogas plant, Scenario B, large plant [~ 6,000 Nm3 CH4/h] | Energy/technical data | Capacity [mill. tons biomass input/year] | mill.tonsbiomassinput/year |  | [A, B] | 1 | Lower | 2025 | 0.837
2.1 Biogas, Scen. B, large | Biogas plant, Scenario B, large plant [~ 6,000 Nm3 CH4/h] | Energy/technical data | Capacity [mill. tons biomass input/year] | mill.tonsbiomassinput/year |  | [A, B] | 1 | Lower | 2050 | 0.837
2.1 Biogas, Scen. B, large | Biogas plant, Scenario B, large plant [~ 6,000 Nm3 CH4/h] | Energy/technical data | Capacity [mill. tons biomass input/year] | mill.tonsbiomassinput/year |  | [A, B] | 1 | Upper | 2025 | 1.023
2.1 Biogas, Scen. B, large | Biogas plant, Scenario B, large plant [~ 6,000 Nm3 CH4/h] | Energy/technical data | Capacity [mill. tons biomass input/year] | mill.tonsbiomassinput/year |  | [A, B] | 1 | Upper | 2050 | 1.023
2.1 Biogas, Scen. B, large | Biogas plant, Scenario B, large plant [~ 6,000 Nm3 CH4/h] | Energy/technical data | Construction time [years] | years |  | [F, Q] |  | Est | 2020 | 2
2.1 Biogas, Scen. B, large | Biogas plant, Scenario B, large plant [~ 6,000 Nm3 CH4/h] | Energy/technical data | Construction time [years] | years |  | [F, Q] |  | Est | 2025 | 2
2.1 Biogas, Scen. B, large | Biogas plant, Scenario B, large plant [~ 6,000 Nm3 CH4/h] | Energy/technical data | Construction time [years] | years |  | [F, Q] |  | Est | 2030 | 2
2.1 Biogas, Scen. B, large | Biogas plant, Scenario B, large plant [~ 6,000 Nm3 CH4/h] | Energy/technical data | Construction time [years] | years |  | [F, Q] |  | Est | 2040 | 2
2.1 Biogas, Scen. B, large | Biogas plant, Scenario B, large plant [~ 6,000 Nm3 CH4/h] | Energy/technical data | Construction time [years] | years |  | [F, Q] |  | Est | 2050 | 2
2.1 Biogas, Scen. B, large | Biogas plant, Scenario B, large plant [~ 6,000 Nm3 CH4/h] | Energy/technical data | Construction time [years] | years |  | [F, Q] |  | Lower | 2025 | 1
2.1 Biogas, Scen. B, large | Biogas plant, Scenario B, large plant [~ 6,000 Nm3 CH4/h] | Energy/technical data | Construction time [years] | years |  | [F, Q] |  | Lower | 2050 | 1
2.1 Biogas, Scen. B, large | Biogas plant, Scenario B, large plant [~ 6,000 Nm3 CH4/h] | Energy/technical data | Construction time [years] | years |  | [F, Q] |  | Upper | 2025 | 3
2.1 Biogas, Scen. B, large | Biogas plant, Scenario B, large plant [~ 6,000 Nm3 CH4/h] | Energy/technical data | Construction time [years] | years |  | [F, Q] |  | Upper | 2050 | 3
2.1 Biogas, Scen. B, large | Biogas plant, Scenario B, large plant [~ 6,000 Nm3 CH4/h] | Energy/technical data | Forced outage [%] | pct. |  |  | 1 | Est | 2020 | -
2.1 Biogas, Scen. B, large | Biogas plant, Scenario B, large plant [~ 6,000 Nm3 CH4/h] | Energy/technical data | Forced outage [%] | pct. |  |  | 1 | Est | 2025 | -
2.1 Biogas, Scen. B, large | Biogas plant, Scenario B, large plant [~ 6,000 Nm3 CH4/h] | Energy/technical data | Forced outage [%] | pct. |  |  | 1 | Est | 2030 | -
2.1 Biogas, Scen. B, large | Biogas plant, Scenario B, large plant [~ 6,000 Nm3 CH4/h] | Energy/technical data | Forced outage [%] | pct. |  |  | 1 | Est | 2040 | -
2.1 Biogas, Scen. B, large | Biogas plant, Scenario B, large plant [~ 6,000 Nm3 CH4/h] | Energy/technical data | Forced outage [%] | pct. |  |  | 1 | Est | 2050 | -
2.1 Biogas, Scen. B, large | Biogas plant, Scenario B, large plant [~ 6,000 Nm3 CH4/h] | Energy/technical data | Planned outage [days per year] | days/year |  |  | 1 | Est | 2020 | -
2.1 Biogas, Scen. B, large | Biogas plant, Scenario B, large plant [~ 6,000 Nm3 CH4/h] | Energy/technical data | Planned outage [days per year] | days/year |  |  | 1 | Est | 2025 | -
2.1 Biogas, Scen. B, large | Biogas plant, Scenario B, large plant [~ 6,000 Nm3 CH4/h] | Energy/technical data | Planned outage [days per year] | days/year |  |  | 1 | Est | 2030 | -
2.1 Biogas, Scen. B, large | Biogas plant, Scenario B, large plant [~ 6,000 Nm3 CH4/h] | Energy/technical data | Planned outage [days per year] | days/year |  |  | 1 | Est | 2040 | -
2.1 Biogas, Scen. B, large | Biogas plant, Scenario B, large plant [~ 6,000 Nm3 CH4/h] | Energy/technical data | Planned outage [days per year] | days/year |  |  | 1 | Est | 2050 | -
2.1 Biogas, Scen. B, large | Biogas plant, Scenario B, large plant [~ 6,000 Nm3 CH4/h] | Energy/technical data | Technical lifetime [years] | years |  | E | 1 | Est | 2020 | 20
2.1 Biogas, Scen. B, large | Biogas plant, Scenario B, large plant [~ 6,000 Nm3 CH4/h] | Energy/technical data | Technical lifetime [years] | years |  | E | 1 | Est | 2025 | 20
2.1 Biogas, Scen. B, large | Biogas plant, Scenario B, large plant [~ 6,000 Nm3 CH4/h] | Energy/technical data | Technical lifetime [years] | years |  | E | 1 | Est | 2030 | 20
2.1 Biogas, Scen. B, large | Biogas plant, Scenario B, large plant [~ 6,000 Nm3 CH4/h] | Energy/technical data | Technical lifetime [years] | years |  | E | 1 | Est | 2040 | 20
2.1 Biogas, Scen. B, large | Biogas plant, Scenario B, large plant [~ 6,000 Nm3 CH4/h] | Energy/technical data | Technical lifetime [years] | years |  | E | 1 | Est | 2050 | 20
2.1 Biogas, Scen. B, large | Biogas plant, Scenario B, large plant [~ 6,000 Nm3 CH4/h] | Energy/technical data | Technical lifetime [years] | years |  | E | 1 | Lower | 2025 | 15
2.1 Biogas, Scen. B, large | Biogas plant, Scenario B, large plant [~ 6,000 Nm3 CH4/h] | Energy/technical data | Technical lifetime [years] | years |  | E | 1 | Lower | 2050 | 15
2.1 Biogas, Scen. B, large | Biogas plant, Scenario B, large plant [~ 6,000 Nm3 CH4/h] | Energy/technical data | Technical lifetime [years] | years |  | E | 1 | Upper | 2025 | 25
2.1 Biogas, Scen. B, large | Biogas plant, Scenario B, large plant [~ 6,000 Nm3 CH4/h] | Energy/technical data | Technical lifetime [years] | years |  | E | 1 | Upper | 2050 | 25
2.1 Biogas, Scen. B, large | Biogas plant, Scenario B, large plant [~ 6,000 Nm3 CH4/h] | Energy/technical data | Total plant size [MW output] | MWoutput |  | R | [1, 2] | Est | 2020 | 59.2818
2.1 Biogas, Scen. B, large | Biogas plant, Scenario B, large plant [~ 6,000 Nm3 CH4/h] | Energy/technical data | Total plant size [MW output] | MWoutput |  | R | [1, 2] | Est | 2025 | 59.2818
2.1 Biogas, Scen. B, large | Biogas plant, Scenario B, large plant [~ 6,000 Nm3 CH4/h] | Energy/technical data | Total plant size [MW output] | MWoutput |  | R | [1, 2] | Est | 2030 | 59.2818
2.1 Biogas, Scen. B, large | Biogas plant, Scenario B, large plant [~ 6,000 Nm3 CH4/h] | Energy/technical data | Total plant size [MW output] | MWoutput |  | R | [1, 2] | Est | 2040 | 59.2818
2.1 Biogas, Scen. B, large | Biogas plant, Scenario B, large plant [~ 6,000 Nm3 CH4/h] | Energy/technical data | Total plant size [MW output] | MWoutput |  | R | [1, 2] | Est | 2050 | 59.2818
2.1 Biogas, Scen. B, large | Biogas plant, Scenario B, large plant [~ 6,000 Nm3 CH4/h] | Financial data | - of which O&M, excl electricity and heat [€/(ton input/year)] | €/(toninput/year) |  | [G, H, I, K] | 1 | Est | 2020 | 2.9626
2.1 Biogas, Scen. B, large | Biogas plant, Scenario B, large plant [~ 6,000 Nm3 CH4/h] | Financial data | - of which O&M, excl electricity and heat [€/(ton input/year)] | €/(toninput/year) |  | [G, H, I, K] | 1 | Est | 2025 | 2.9626
2.1 Biogas, Scen. B, large | Biogas plant, Scenario B, large plant [~ 6,000 Nm3 CH4/h] | Financial data | - of which O&M, excl electricity and heat [€/(ton input/year)] | €/(toninput/year) |  | [G, H, I, K] | 1 | Est | 2030 | 2.5775
2.1 Biogas, Scen. B, large | Biogas plant, Scenario B, large plant [~ 6,000 Nm3 CH4/h] | Financial data | - of which O&M, excl electricity and heat [€/(ton input/year)] | €/(toninput/year) |  | [G, H, I, K] | 1 | Est | 2040 | 2.4886
2.1 Biogas, Scen. B, large | Biogas plant, Scenario B, large plant [~ 6,000 Nm3 CH4/h] | Financial data | - of which O&M, excl electricity and heat [€/(ton input/year)] | €/(toninput/year) |  | [G, H, I, K] | 1 | Est | 2050 | 2.3405
2.1 Biogas, Scen. B, large | Biogas plant, Scenario B, large plant [~ 6,000 Nm3 CH4/h] | Financial data | - of which O&M, excl electricity and heat [€/(ton input/year)] | €/(toninput/year) |  | [G, H, I, K] | 1 | Lower | 2025 | 2.5182
2.1 Biogas, Scen. B, large | Biogas plant, Scenario B, large plant [~ 6,000 Nm3 CH4/h] | Financial data | - of which O&M, excl electricity and heat [€/(ton input/year)] | €/(toninput/year) |  | [G, H, I, K] | 1 | Lower | 2050 | 2.0738
2.1 Biogas, Scen. B, large | Biogas plant, Scenario B, large plant [~ 6,000 Nm3 CH4/h] | Financial data | - of which O&M, excl electricity and heat [€/(ton input/year)] | €/(toninput/year) |  | [G, H, I, K] | 1 | Upper | 2025 | 3.407
2.1 Biogas, Scen. B, large | Biogas plant, Scenario B, large plant [~ 6,000 Nm3 CH4/h] | Financial data | - of which O&M, excl electricity and heat [€/(ton input/year)] | €/(toninput/year) |  | [G, H, I, K] | 1 | Upper | 2050 | 2.083
2.1 Biogas, Scen. B, large | Biogas plant, Scenario B, large plant [~ 6,000 Nm3 CH4/h] | Financial data | - of which electricity [€/(ton input/year)] | €/(toninput/year) |  | [G, H, I, P] | 1 | Est | 2020 | 0.83618
2.1 Biogas, Scen. B, large | Biogas plant, Scenario B, large plant [~ 6,000 Nm3 CH4/h] | Financial data | - of which electricity [€/(ton input/year)] | €/(toninput/year) |  | [G, H, I, P] | 1 | Est | 2025 | 0.83618
2.1 Biogas, Scen. B, large | Biogas plant, Scenario B, large plant [~ 6,000 Nm3 CH4/h] | Financial data | - of which electricity [€/(ton input/year)] | €/(toninput/year) |  | [G, H, I, P] | 1 | Est | 2030 | 0.72747
2.1 Biogas, Scen. B, large | Biogas plant, Scenario B, large plant [~ 6,000 Nm3 CH4/h] | Financial data | - of which electricity [€/(ton input/year)] | €/(toninput/year) |  | [G, H, I, P] | 1 | Est | 2040 | 0.70239
2.1 Biogas, Scen. B, large | Biogas plant, Scenario B, large plant [~ 6,000 Nm3 CH4/h] | Financial data | - of which electricity [€/(ton input/year)] | €/(toninput/year) |  | [G, H, I, P] | 1 | Est | 2050 | 0.66058
2.1 Biogas, Scen. B, large | Biogas plant, Scenario B, large plant [~ 6,000 Nm3 CH4/h] | Financial data | - of which electricity [€/(ton input/year)] | €/(toninput/year) |  | [G, H, I, P] | 1 | Lower | 2025 | 0.71075
2.1 Biogas, Scen. B, large | Biogas plant, Scenario B, large plant [~ 6,000 Nm3 CH4/h] | Financial data | - of which electricity [€/(ton input/year)] | €/(toninput/year) |  | [G, H, I, P] | 1 | Lower | 2050 | 0.58532
2.1 Biogas, Scen. B, large | Biogas plant, Scenario B, large plant [~ 6,000 Nm3 CH4/h] | Financial data | - of which electricity [€/(ton input/year)] | €/(toninput/year) |  | [G, H, I, P] | 1 | Upper | 2025 | 0.9616
2.1 Biogas, Scen. B, large | Biogas plant, Scenario B, large plant [~ 6,000 Nm3 CH4/h] | Financial data | - of which electricity [€/(ton input/year)] | €/(toninput/year) |  | [G, H, I, P] | 1 | Upper | 2050 | 0.58791
2.1 Biogas, Scen. B, large | Biogas plant, Scenario B, large plant [~ 6,000 Nm3 CH4/h] | Financial data | - of which equipment [M€/MWh Output] | M€/MWhOutput |  | [G, H, I, J] |  | Est | 2020 | 0.89026
2.1 Biogas, Scen. B, large | Biogas plant, Scenario B, large plant [~ 6,000 Nm3 CH4/h] | Financial data | - of which equipment [M€/MWh Output] | M€/MWhOutput |  | [G, H, I, J] |  | Est | 2025 | 0.89026
2.1 Biogas, Scen. B, large | Biogas plant, Scenario B, large plant [~ 6,000 Nm3 CH4/h] | Financial data | - of which equipment [M€/MWh Output] | M€/MWhOutput |  | [G, H, I, J] |  | Est | 2030 | 0.77453
2.1 Biogas, Scen. B, large | Biogas plant, Scenario B, large plant [~ 6,000 Nm3 CH4/h] | Financial data | - of which equipment [M€/MWh Output] | M€/MWhOutput |  | [G, H, I, J] |  | Est | 2040 | 0.74782
2.1 Biogas, Scen. B, large | Biogas plant, Scenario B, large plant [~ 6,000 Nm3 CH4/h] | Financial data | - of which equipment [M€/MWh Output] | M€/MWhOutput |  | [G, H, I, J] |  | Est | 2050 | 0.70331
2.1 Biogas, Scen. B, large | Biogas plant, Scenario B, large plant [~ 6,000 Nm3 CH4/h] | Financial data | - of which equipment [M€/MWh Output] | M€/MWhOutput |  | [G, H, I, J] |  | Lower | 2025 | 0.75672
2.1 Biogas, Scen. B, large | Biogas plant, Scenario B, large plant [~ 6,000 Nm3 CH4/h] | Financial data | - of which equipment [M€/MWh Output] | M€/MWhOutput |  | [G, H, I, J] |  | Lower | 2050 | 0.62318
2.1 Biogas, Scen. B, large | Biogas plant, Scenario B, large plant [~ 6,000 Nm3 CH4/h] | Financial data | - of which equipment [M€/MWh Output] | M€/MWhOutput |  | [G, H, I, J] |  | Upper | 2025 | 1.0238
2.1 Biogas, Scen. B, large | Biogas plant, Scenario B, large plant [~ 6,000 Nm3 CH4/h] | Financial data | - of which equipment [M€/MWh Output] | M€/MWhOutput |  | [G, H, I, J] |  | Upper | 2050 | 0.62594
2.1 Biogas, Scen. B, large | Biogas plant, Scenario B, large plant [~ 6,000 Nm3 CH4/h] | Financial data | - of which heat [€/(ton input/year)] | €/(toninput/year) |  | [G, H, I] | 1 | Est | 2020 | 0.55099
2.1 Biogas, Scen. B, large | Biogas plant, Scenario B, large plant [~ 6,000 Nm3 CH4/h] | Financial data | - of which heat [€/(ton input/year)] | €/(toninput/year) |  | [G, H, I] | 1 | Est | 2025 | 0.55099
2.1 Biogas, Scen. B, large | Biogas plant, Scenario B, large plant [~ 6,000 Nm3 CH4/h] | Financial data | - of which heat [€/(ton input/year)] | €/(toninput/year) |  | [G, H, I] | 1 | Est | 2030 | 0.47936
2.1 Biogas, Scen. B, large | Biogas plant, Scenario B, large plant [~ 6,000 Nm3 CH4/h] | Financial data | - of which heat [€/(ton input/year)] | €/(toninput/year) |  | [G, H, I] | 1 | Est | 2040 | 0.46283
2.1 Biogas, Scen. B, large | Biogas plant, Scenario B, large plant [~ 6,000 Nm3 CH4/h] | Financial data | - of which heat [€/(ton input/year)] | €/(toninput/year) |  | [G, H, I] | 1 | Est | 2050 | 0.43528
2.1 Biogas, Scen. B, large | Biogas plant, Scenario B, large plant [~ 6,000 Nm3 CH4/h] | Financial data | - of which heat [€/(ton input/year)] | €/(toninput/year) |  | [G, H, I] | 1 | Lower | 2025 | 0.46834
2.1 Biogas, Scen. B, large | Biogas plant, Scenario B, large plant [~ 6,000 Nm3 CH4/h] | Financial data | - of which heat [€/(ton input/year)] | €/(toninput/year) |  | [G, H, I] | 1 | Lower | 2050 | 0.38569
2.1 Biogas, Scen. B, large | Biogas plant, Scenario B, large plant [~ 6,000 Nm3 CH4/h] | Financial data | - of which heat [€/(ton input/year)] | €/(toninput/year) |  | [G, H, I] | 1 | Upper | 2025 | 0.63364
2.1 Biogas, Scen. B, large | Biogas plant, Scenario B, large plant [~ 6,000 Nm3 CH4/h] | Financial data | - of which heat [€/(ton input/year)] | €/(toninput/year) |  | [G, H, I] | 1 | Upper | 2050 | 0.3874
2.1 Biogas, Scen. B, large | Biogas plant, Scenario B, large plant [~ 6,000 Nm3 CH4/h] | Financial data | - of which installation [M€/MWh Output] | M€/MWhOutput |  | [G, H, I, J] |  | Est | 2020 | 0.22256
2.1 Biogas, Scen. B, large | Biogas plant, Scenario B, large plant [~ 6,000 Nm3 CH4/h] | Financial data | - of which installation [M€/MWh Output] | M€/MWhOutput |  | [G, H, I, J] |  | Est | 2025 | 0.22256
2.1 Biogas, Scen. B, large | Biogas plant, Scenario B, large plant [~ 6,000 Nm3 CH4/h] | Financial data | - of which installation [M€/MWh Output] | M€/MWhOutput |  | [G, H, I, J] |  | Est | 2030 | 0.19363
2.1 Biogas, Scen. B, large | Biogas plant, Scenario B, large plant [~ 6,000 Nm3 CH4/h] | Financial data | - of which installation [M€/MWh Output] | M€/MWhOutput |  | [G, H, I, J] |  | Est | 2040 | 0.18695
2.1 Biogas, Scen. B, large | Biogas plant, Scenario B, large plant [~ 6,000 Nm3 CH4/h] | Financial data | - of which installation [M€/MWh Output] | M€/MWhOutput |  | [G, H, I, J] |  | Est | 2050 | 0.17583
2.1 Biogas, Scen. B, large | Biogas plant, Scenario B, large plant [~ 6,000 Nm3 CH4/h] | Financial data | - of which installation [M€/MWh Output] | M€/MWhOutput |  | [G, H, I, J] |  | Lower | 2025 | 0.18918
2.1 Biogas, Scen. B, large | Biogas plant, Scenario B, large plant [~ 6,000 Nm3 CH4/h] | Financial data | - of which installation [M€/MWh Output] | M€/MWhOutput |  | [G, H, I, J] |  | Lower | 2050 | 0.1558
2.1 Biogas, Scen. B, large | Biogas plant, Scenario B, large plant [~ 6,000 Nm3 CH4/h] | Financial data | - of which installation [M€/MWh Output] | M€/MWhOutput |  | [G, H, I, J] |  | Upper | 2025 | 0.25595
2.1 Biogas, Scen. B, large | Biogas plant, Scenario B, large plant [~ 6,000 Nm3 CH4/h] | Financial data | - of which installation [M€/MWh Output] | M€/MWhOutput |  | [G, H, I, J] |  | Upper | 2050 | 0.15649
2.1 Biogas, Scen. B, large | Biogas plant, Scenario B, large plant [~ 6,000 Nm3 CH4/h] | Financial data | Specific investment [M€/MWh Output] | M€/MWhOutput |  | [G, H, I, J, N, O] | 1 | Est | 2020 | 1.1128
2.1 Biogas, Scen. B, large | Biogas plant, Scenario B, large plant [~ 6,000 Nm3 CH4/h] | Financial data | Specific investment [M€/MWh Output] | M€/MWhOutput |  | [G, H, I, J, N, O] | 1 | Est | 2025 | 1.1128
2.1 Biogas, Scen. B, large | Biogas plant, Scenario B, large plant [~ 6,000 Nm3 CH4/h] | Financial data | Specific investment [M€/MWh Output] | M€/MWhOutput |  | [G, H, I, J, N, O] | 1 | Est | 2030 | 0.96816
2.1 Biogas, Scen. B, large | Biogas plant, Scenario B, large plant [~ 6,000 Nm3 CH4/h] | Financial data | Specific investment [M€/MWh Output] | M€/MWhOutput |  | [G, H, I, J, N, O] | 1 | Est | 2040 | 0.93477
2.1 Biogas, Scen. B, large | Biogas plant, Scenario B, large plant [~ 6,000 Nm3 CH4/h] | Financial data | Specific investment [M€/MWh Output] | M€/MWhOutput |  | [G, H, I, J, N, O] | 1 | Est | 2050 | 0.87913
2.1 Biogas, Scen. B, large | Biogas plant, Scenario B, large plant [~ 6,000 Nm3 CH4/h] | Financial data | Specific investment [M€/MWh Output] | M€/MWhOutput |  | [G, H, I, J, N, O] | 1 | Lower | 2025 | 0.9459
2.1 Biogas, Scen. B, large | Biogas plant, Scenario B, large plant [~ 6,000 Nm3 CH4/h] | Financial data | Specific investment [M€/MWh Output] | M€/MWhOutput |  | [G, H, I, J, N, O] | 1 | Lower | 2050 | 0.77898
2.1 Biogas, Scen. B, large | Biogas plant, Scenario B, large plant [~ 6,000 Nm3 CH4/h] | Financial data | Specific investment [M€/MWh Output] | M€/MWhOutput |  | [G, H, I, J, N, O] | 1 | Upper | 2025 | 1.2797
2.1 Biogas, Scen. B, large | Biogas plant, Scenario B, large plant [~ 6,000 Nm3 CH4/h] | Financial data | Specific investment [M€/MWh Output] | M€/MWhOutput |  | [G, H, I, J, N, O] | 1 | Upper | 2050 | 0.99041
2.1 Biogas, Scen. B, large | Biogas plant, Scenario B, large plant [~ 6,000 Nm3 CH4/h] | Financial data | Total O&M [k€/MW/year] | k€/MW/year |  | [G, H, I, L] | 1 | Est | 2020 | 68.9147
2.1 Biogas, Scen. B, large | Biogas plant, Scenario B, large plant [~ 6,000 Nm3 CH4/h] | Financial data | Total O&M [k€/MW/year] | k€/MW/year |  | [G, H, I, L] | 1 | Est | 2025 | 68.9147
2.1 Biogas, Scen. B, large | Biogas plant, Scenario B, large plant [~ 6,000 Nm3 CH4/h] | Financial data | Total O&M [k€/MW/year] | k€/MW/year |  | [G, H, I, L] | 1 | Est | 2030 | 59.9558
2.1 Biogas, Scen. B, large | Biogas plant, Scenario B, large plant [~ 6,000 Nm3 CH4/h] | Financial data | Total O&M [k€/MW/year] | k€/MW/year |  | [G, H, I, L] | 1 | Est | 2040 | 57.8883
2.1 Biogas, Scen. B, large | Biogas plant, Scenario B, large plant [~ 6,000 Nm3 CH4/h] | Financial data | Total O&M [k€/MW/year] | k€/MW/year |  | [G, H, I, L] | 1 | Est | 2050 | 54.4426
2.1 Biogas, Scen. B, large | Biogas plant, Scenario B, large plant [~ 6,000 Nm3 CH4/h] | Financial data | Total O&M [k€/MW/year] | k€/MW/year |  | [G, H, I, L] | 1 | Lower | 2025 | 58.5775
2.1 Biogas, Scen. B, large | Biogas plant, Scenario B, large plant [~ 6,000 Nm3 CH4/h] | Financial data | Total O&M [k€/MW/year] | k€/MW/year |  | [G, H, I, L] | 1 | Lower | 2050 | 48.2403
2.1 Biogas, Scen. B, large | Biogas plant, Scenario B, large plant [~ 6,000 Nm3 CH4/h] | Financial data | Total O&M [k€/MW/year] | k€/MW/year |  | [G, H, I, L] | 1 | Upper | 2025 | 79.2519
2.1 Biogas, Scen. B, large | Biogas plant, Scenario B, large plant [~ 6,000 Nm3 CH4/h] | Financial data | Total O&M [k€/MW/year] | k€/MW/year |  | [G, H, I, L] | 1 | Upper | 2050 | 48.4539
2.1 Biogas, Scen. B, large | Biogas plant, Scenario B, large plant [~ 6,000 Nm3 CH4/h] | Financial data | Total O&M [€/(ton input/year)] | €/(toninput/year) |  | [G, H, I, K, P] | 1 | Est | 2020 | 4.3498
2.1 Biogas, Scen. B, large | Biogas plant, Scenario B, large plant [~ 6,000 Nm3 CH4/h] | Financial data | Total O&M [€/(ton input/year)] | €/(toninput/year) |  | [G, H, I, K, P] | 1 | Est | 2025 | 4.3498
2.1 Biogas, Scen. B, large | Biogas plant, Scenario B, large plant [~ 6,000 Nm3 CH4/h] | Financial data | Total O&M [€/(ton input/year)] | €/(toninput/year) |  | [G, H, I, K, P] | 1 | Est | 2030 | 3.7843
2.1 Biogas, Scen. B, large | Biogas plant, Scenario B, large plant [~ 6,000 Nm3 CH4/h] | Financial data | Total O&M [€/(ton input/year)] | €/(toninput/year) |  | [G, H, I, K, P] | 1 | Est | 2040 | 3.6538
2.1 Biogas, Scen. B, large | Biogas plant, Scenario B, large plant [~ 6,000 Nm3 CH4/h] | Financial data | Total O&M [€/(ton input/year)] | €/(toninput/year) |  | [G, H, I, K, P] | 1 | Est | 2050 | 3.4363
2.1 Biogas, Scen. B, large | Biogas plant, Scenario B, large plant [~ 6,000 Nm3 CH4/h] | Financial data | Total O&M [€/(ton input/year)] | €/(toninput/year) |  | [G, H, I, K, P] | 1 | Lower | 2025 | 3.6973
2.1 Biogas, Scen. B, large | Biogas plant, Scenario B, large plant [~ 6,000 Nm3 CH4/h] | Financial data | Total O&M [€/(ton input/year)] | €/(toninput/year) |  | [G, H, I, K, P] | 1 | Lower | 2050 | 3.0449
2.1 Biogas, Scen. B, large | Biogas plant, Scenario B, large plant [~ 6,000 Nm3 CH4/h] | Financial data | Total O&M [€/(ton input/year)] | €/(toninput/year) |  | [G, H, I, K, P] | 1 | Upper | 2025 | 5.0023
2.1 Biogas, Scen. B, large | Biogas plant, Scenario B, large plant [~ 6,000 Nm3 CH4/h] | Financial data | Total O&M [€/(ton input/year)] | €/(toninput/year) |  | [G, H, I, K, P] | 1 | Upper | 2050 | 3.0583
2.1 Biogas, Scen. B, large | Biogas plant, Scenario B, large plant [~ 6,000 Nm3 CH4/h] | Technology-specific data | CO2 ressource [kton/year] | kton/year |  |  |  | Est | 2020 | 86.4767
2.1 Biogas, Scen. B, large | Biogas plant, Scenario B, large plant [~ 6,000 Nm3 CH4/h] | Technology-specific data | CO2 ressource [kton/year] | kton/year |  |  |  | Est | 2025 | 86.4767
2.1 Biogas, Scen. B, large | Biogas plant, Scenario B, large plant [~ 6,000 Nm3 CH4/h] | Technology-specific data | CO2 ressource [kton/year] | kton/year |  |  |  | Est | 2030 | 86.4767
2.1 Biogas, Scen. B, large | Biogas plant, Scenario B, large plant [~ 6,000 Nm3 CH4/h] | Technology-specific data | CO2 ressource [kton/year] | kton/year |  |  |  | Est | 2040 | 86.4767
2.1 Biogas, Scen. B, large | Biogas plant, Scenario B, large plant [~ 6,000 Nm3 CH4/h] | Technology-specific data | CO2 ressource [kton/year] | kton/year |  |  |  | Est | 2050 | 86.4767
2.1 Biogas, Scen. B, large | Biogas plant, Scenario B, large plant [~ 6,000 Nm3 CH4/h] | Technology-specific data | CO2 ressource [mill. Nm3 CO2/year] | mill.Nm3CO2/year |  |  | 1 | Est | 2020 | 43.8065
2.1 Biogas, Scen. B, large | Biogas plant, Scenario B, large plant [~ 6,000 Nm3 CH4/h] | Technology-specific data | CO2 ressource [mill. Nm3 CO2/year] | mill.Nm3CO2/year |  |  | 1 | Est | 2025 | 43.8065
2.1 Biogas, Scen. B, large | Biogas plant, Scenario B, large plant [~ 6,000 Nm3 CH4/h] | Technology-specific data | CO2 ressource [mill. Nm3 CO2/year] | mill.Nm3CO2/year |  |  | 1 | Est | 2030 | 43.8065
2.1 Biogas, Scen. B, large | Biogas plant, Scenario B, large plant [~ 6,000 Nm3 CH4/h] | Technology-specific data | CO2 ressource [mill. Nm3 CO2/year] | mill.Nm3CO2/year |  |  | 1 | Est | 2040 | 43.8065
2.1 Biogas, Scen. B, large | Biogas plant, Scenario B, large plant [~ 6,000 Nm3 CH4/h] | Technology-specific data | CO2 ressource [mill. Nm3 CO2/year] | mill.Nm3CO2/year |  |  | 1 | Est | 2050 | 43.8065
2.1 Biogas, Scen. B, large | Biogas plant, Scenario B, large plant [~ 6,000 Nm3 CH4/h] | Technology-specific data | DS% |  |  | N | [1, 2] | Est | 2020 | 0.21
2.1 Biogas, Scen. B, large | Biogas plant, Scenario B, large plant [~ 6,000 Nm3 CH4/h] | Technology-specific data | DS% |  |  | N | [1, 2] | Est | 2025 | 0.21
2.1 Biogas, Scen. B, large | Biogas plant, Scenario B, large plant [~ 6,000 Nm3 CH4/h] | Technology-specific data | DS% |  |  | N | [1, 2] | Est | 2030 | 0.21
2.1 Biogas, Scen. B, large | Biogas plant, Scenario B, large plant [~ 6,000 Nm3 CH4/h] | Technology-specific data | DS% |  |  | N | [1, 2] | Est | 2040 | 0.21
2.1 Biogas, Scen. B, large | Biogas plant, Scenario B, large plant [~ 6,000 Nm3 CH4/h] | Technology-specific data | DS% |  |  | N | [1, 2] | Est | 2050 | 0.21
2.1 Biogas, Scen. B, large | Biogas plant, Scenario B, large plant [~ 6,000 Nm3 CH4/h] | Technology-specific data | HRT [days] | days |  | M | [1, 2] | Est | 2020 | 65
2.1 Biogas, Scen. B, large | Biogas plant, Scenario B, large plant [~ 6,000 Nm3 CH4/h] | Technology-specific data | HRT [days] | days |  | M | [1, 2] | Est | 2025 | 65
2.1 Biogas, Scen. B, large | Biogas plant, Scenario B, large plant [~ 6,000 Nm3 CH4/h] | Technology-specific data | HRT [days] | days |  | M | [1, 2] | Est | 2030 | 65
2.1 Biogas, Scen. B, large | Biogas plant, Scenario B, large plant [~ 6,000 Nm3 CH4/h] | Technology-specific data | HRT [days] | days |  | M | [1, 2] | Est | 2040 | 65
2.1 Biogas, Scen. B, large | Biogas plant, Scenario B, large plant [~ 6,000 Nm3 CH4/h] | Technology-specific data | HRT [days] | days |  | M | [1, 2] | Est | 2050 | 65
2.1 Biogas, Scen. B, large | Biogas plant, Scenario B, large plant [~ 6,000 Nm3 CH4/h] | Technology-specific data | Hourly gas output [k Nm3 CH4/h] | kNm3CH4/h |  |  | [1, 3] | Est | 2020 | 5.8864
2.1 Biogas, Scen. B, large | Biogas plant, Scenario B, large plant [~ 6,000 Nm3 CH4/h] | Technology-specific data | Hourly gas output [k Nm3 CH4/h] | kNm3CH4/h |  |  | [1, 3] | Est | 2025 | 5.8864
2.1 Biogas, Scen. B, large | Biogas plant, Scenario B, large plant [~ 6,000 Nm3 CH4/h] | Technology-specific data | Hourly gas output [k Nm3 CH4/h] | kNm3CH4/h |  |  | [1, 3] | Est | 2030 | 5.8864
2.1 Biogas, Scen. B, large | Biogas plant, Scenario B, large plant [~ 6,000 Nm3 CH4/h] | Technology-specific data | Hourly gas output [k Nm3 CH4/h] | kNm3CH4/h |  |  | [1, 3] | Est | 2040 | 5.8864
2.1 Biogas, Scen. B, large | Biogas plant, Scenario B, large plant [~ 6,000 Nm3 CH4/h] | Technology-specific data | Hourly gas output [k Nm3 CH4/h] | kNm3CH4/h |  |  | [1, 3] | Est | 2050 | 5.8864
2.1 Biogas, Scen. B, large | Biogas plant, Scenario B, large plant [~ 6,000 Nm3 CH4/h] | Technology-specific data | Methane emission [% of output] | pct.ofoutput |  |  | [1, 4] | Est | 2020 | 0.009
2.1 Biogas, Scen. B, large | Biogas plant, Scenario B, large plant [~ 6,000 Nm3 CH4/h] | Technology-specific data | Methane emission [% of output] | pct.ofoutput |  |  | [1, 4] | Est | 2025 | 0.005
2.1 Biogas, Scen. B, large | Biogas plant, Scenario B, large plant [~ 6,000 Nm3 CH4/h] | Technology-specific data | Methane emission [% of output] | pct.ofoutput |  |  | [1, 4] | Est | 2030 | 0.005
2.1 Biogas, Scen. B, large | Biogas plant, Scenario B, large plant [~ 6,000 Nm3 CH4/h] | Technology-specific data | Methane emission [% of output] | pct.ofoutput |  |  | [1, 4] | Est | 2040 | 0.005
2.1 Biogas, Scen. B, large | Biogas plant, Scenario B, large plant [~ 6,000 Nm3 CH4/h] | Technology-specific data | Methane emission [% of output] | pct.ofoutput |  |  | [1, 4] | Est | 2050 | 0.005
2.1 Biogas, Scen. B, large | Biogas plant, Scenario B, large plant [~ 6,000 Nm3 CH4/h] | Technology-specific data | Yearly gas output [mill. Nm3 CH4/year] | mill.Nm3CH4/year |  |  | [1, 3] | Est | 2020 | 52.1228
2.1 Biogas, Scen. B, large | Biogas plant, Scenario B, large plant [~ 6,000 Nm3 CH4/h] | Technology-specific data | Yearly gas output [mill. Nm3 CH4/year] | mill.Nm3CH4/year |  |  | [1, 3] | Est | 2025 | 52.097
2.1 Biogas, Scen. B, large | Biogas plant, Scenario B, large plant [~ 6,000 Nm3 CH4/h] | Technology-specific data | Yearly gas output [mill. Nm3 CH4/year] | mill.Nm3CH4/year |  |  | [1, 3] | Est | 2030 | 52.097
2.1 Biogas, Scen. B, large | Biogas plant, Scenario B, large plant [~ 6,000 Nm3 CH4/h] | Technology-specific data | Yearly gas output [mill. Nm3 CH4/year] | mill.Nm3CH4/year |  |  | [1, 3] | Est | 2040 | 52.097
2.1 Biogas, Scen. B, large | Biogas plant, Scenario B, large plant [~ 6,000 Nm3 CH4/h] | Technology-specific data | Yearly gas output [mill. Nm3 CH4/year] | mill.Nm3CH4/year |  |  | [1, 3] | Est | 2050 | 52.097
2.2 Gasif. Fixed Bed, Producer | Gasifier, biomass, producer gas, small - medium scale | Energy/technical data | Biomass [% of input capacity] | pct.ofinputcapacity |  |  |  | ctrl | 2015 | 98
2.2 Gasif. Fixed Bed, Producer | Gasifier, biomass, producer gas, small - medium scale | Energy/technical data | Biomass [% of input capacity] | pct.ofinputcapacity |  |  |  | ctrl | 2020 | 98
2.2 Gasif. Fixed Bed, Producer | Gasifier, biomass, producer gas, small - medium scale | Energy/technical data | Biomass [% of input capacity] | pct.ofinputcapacity |  |  |  | ctrl | 2030 | 98
2.2 Gasif. Fixed Bed, Producer | Gasifier, biomass, producer gas, small - medium scale | Energy/technical data | Biomass [% of input capacity] | pct.ofinputcapacity |  |  |  | ctrl | 2050 | 98
2.2 Gasif. Fixed Bed, Producer | Gasifier, biomass, producer gas, small - medium scale | Energy/technical data | Construction time [years] | years |  |  | 1,2,8 | ctrl | 2015 | 1.5
2.2 Gasif. Fixed Bed, Producer | Gasifier, biomass, producer gas, small - medium scale | Energy/technical data | Construction time [years] | years |  |  | 1,2,8 | ctrl | 2020 | 1.5
2.2 Gasif. Fixed Bed, Producer | Gasifier, biomass, producer gas, small - medium scale | Energy/technical data | Construction time [years] | years |  |  | 1,2,8 | ctrl | 2030 | 1.5
2.2 Gasif. Fixed Bed, Producer | Gasifier, biomass, producer gas, small - medium scale | Energy/technical data | Construction time [years] | years |  |  | 1,2,8 | ctrl | 2050 | 1.5
2.2 Gasif. Fixed Bed, Producer | Gasifier, biomass, producer gas, small - medium scale | Energy/technical data | Electricity [% of input capacity] | pct.ofinputcapacity |  |  |  | ctrl | 2015 | 2
2.2 Gasif. Fixed Bed, Producer | Gasifier, biomass, producer gas, small - medium scale | Energy/technical data | Electricity [% of input capacity] | pct.ofinputcapacity |  |  |  | ctrl | 2020 | 2
2.2 Gasif. Fixed Bed, Producer | Gasifier, biomass, producer gas, small - medium scale | Energy/technical data | Electricity [% of input capacity] | pct.ofinputcapacity |  |  |  | ctrl | 2030 | 2
2.2 Gasif. Fixed Bed, Producer | Gasifier, biomass, producer gas, small - medium scale | Energy/technical data | Electricity [% of input capacity] | pct.ofinputcapacity |  |  |  | ctrl | 2050 | 2
2.2 Gasif. Fixed Bed, Producer | Gasifier, biomass, producer gas, small - medium scale | Energy/technical data | Heat Output [% of input] | pct.ofinput |  | B | 3,4,5,8,11 | ctrl | 2015 | 10
2.2 Gasif. Fixed Bed, Producer | Gasifier, biomass, producer gas, small - medium scale | Energy/technical data | Heat Output [% of input] | pct.ofinput |  | B | 3,4,5,8,11 | ctrl | 2020 | 10
2.2 Gasif. Fixed Bed, Producer | Gasifier, biomass, producer gas, small - medium scale | Energy/technical data | Heat Output [% of input] | pct.ofinput |  | B | 3,4,5,8,11 | ctrl | 2030 | 9
2.2 Gasif. Fixed Bed, Producer | Gasifier, biomass, producer gas, small - medium scale | Energy/technical data | Heat Output [% of input] | pct.ofinput |  | B | 3,4,5,8,11 | ctrl | 2050 | 5
2.2 Gasif. Fixed Bed, Producer | Gasifier, biomass, producer gas, small - medium scale | Energy/technical data | Planned outage [weeks per year] | weeks/year |  |  | 1,2,8 | ctrl | 2015 | 3
2.2 Gasif. Fixed Bed, Producer | Gasifier, biomass, producer gas, small - medium scale | Energy/technical data | Planned outage [weeks per year] | weeks/year |  |  | 1,2,8 | ctrl | 2020 | 3
2.2 Gasif. Fixed Bed, Producer | Gasifier, biomass, producer gas, small - medium scale | Energy/technical data | Planned outage [weeks per year] | weeks/year |  |  | 1,2,8 | ctrl | 2030 | 3
2.2 Gasif. Fixed Bed, Producer | Gasifier, biomass, producer gas, small - medium scale | Energy/technical data | Planned outage [weeks per year] | weeks/year |  |  | 1,2,8 | ctrl | 2050 | 3
2.2 Gasif. Fixed Bed, Producer | Gasifier, biomass, producer gas, small - medium scale | Energy/technical data | Producer gas Output [% of fuel input] | pct.offuelinput |  | C | 3,4,5,8,11 | Lower | 2020 | 60
2.2 Gasif. Fixed Bed, Producer | Gasifier, biomass, producer gas, small - medium scale | Energy/technical data | Producer gas Output [% of fuel input] | pct.offuelinput |  | C | 3,4,5,8,11 | Lower | 2050 | 80
2.2 Gasif. Fixed Bed, Producer | Gasifier, biomass, producer gas, small - medium scale | Energy/technical data | Producer gas Output [% of fuel input] | pct.offuelinput |  | C | 3,4,5,8,11 | Upper | 2020 | 80
2.2 Gasif. Fixed Bed, Producer | Gasifier, biomass, producer gas, small - medium scale | Energy/technical data | Producer gas Output [% of fuel input] | pct.offuelinput |  | C | 3,4,5,8,11 | Upper | 2050 | 90
2.2 Gasif. Fixed Bed, Producer | Gasifier, biomass, producer gas, small - medium scale | Energy/technical data | Producer gas Output [% of fuel input] | pct.offuelinput |  | C | 3,4,5,8,11 | ctrl | 2015 | 74
2.2 Gasif. Fixed Bed, Producer | Gasifier, biomass, producer gas, small - medium scale | Energy/technical data | Producer gas Output [% of fuel input] | pct.offuelinput |  | C | 3,4,5,8,11 | ctrl | 2020 | 75
2.2 Gasif. Fixed Bed, Producer | Gasifier, biomass, producer gas, small - medium scale | Energy/technical data | Producer gas Output [% of fuel input] | pct.offuelinput |  | C | 3,4,5,8,11 | ctrl | 2030 | 77
2.2 Gasif. Fixed Bed, Producer | Gasifier, biomass, producer gas, small - medium scale | Energy/technical data | Producer gas Output [% of fuel input] | pct.offuelinput |  | C | 3,4,5,8,11 | ctrl | 2050 | 83
2.2 Gasif. Fixed Bed, Producer | Gasifier, biomass, producer gas, small - medium scale | Energy/technical data | Technical lifetime [years] | years |  |  | 1,2,8 | ctrl | 2015 | 20
2.2 Gasif. Fixed Bed, Producer | Gasifier, biomass, producer gas, small - medium scale | Energy/technical data | Technical lifetime [years] | years |  |  | 1,2,8 | ctrl | 2020 | 20
2.2 Gasif. Fixed Bed, Producer | Gasifier, biomass, producer gas, small - medium scale | Energy/technical data | Technical lifetime [years] | years |  |  | 1,2,8 | ctrl | 2030 | 20
2.2 Gasif. Fixed Bed, Producer | Gasifier, biomass, producer gas, small - medium scale | Energy/technical data | Technical lifetime [years] | years |  |  | 1,2,8 | ctrl | 2050 | 20
2.2 Gasif. Fixed Bed, Producer | Gasifier, biomass, producer gas, small - medium scale | Energy/technical data | Typical fuel input capacity, one unit [MWth] | MWth |  | A | 1,2,8 | ctrl | 2015 | 20
2.2 Gasif. Fixed Bed, Producer | Gasifier, biomass, producer gas, small - medium scale | Energy/technical data | Typical fuel input capacity, one unit [MWth] | MWth |  | A | 1,2,8 | ctrl | 2020 | 20
2.2 Gasif. Fixed Bed, Producer | Gasifier, biomass, producer gas, small - medium scale | Energy/technical data | Typical fuel input capacity, one unit [MWth] | MWth |  | A | 1,2,8 | ctrl | 2030 | 20
2.2 Gasif. Fixed Bed, Producer | Gasifier, biomass, producer gas, small - medium scale | Energy/technical data | Typical fuel input capacity, one unit [MWth] | MWth |  | A | 1,2,8 | ctrl | 2050 | 20
2.2 Gasif. Fixed Bed, Producer | Gasifier, biomass, producer gas, small - medium scale | Energy/technical data | Unplanned outage [%] | pct. |  |  | 1,2,8 | ctrl | 2015 | 5
2.2 Gasif. Fixed Bed, Producer | Gasifier, biomass, producer gas, small - medium scale | Energy/technical data | Unplanned outage [%] | pct. |  |  | 1,2,8 | ctrl | 2020 | 5
2.2 Gasif. Fixed Bed, Producer | Gasifier, biomass, producer gas, small - medium scale | Energy/technical data | Unplanned outage [%] | pct. |  |  | 1,2,8 | ctrl | 2030 | 5
2.2 Gasif. Fixed Bed, Producer | Gasifier, biomass, producer gas, small - medium scale | Energy/technical data | Unplanned outage [%] | pct. |  |  | 1,2,8 | ctrl | 2050 | 5
2.2 Gasif. Fixed Bed, Producer | Gasifier, biomass, producer gas, small - medium scale | Financial data | - of which equipment |  |  |  |  | ctrl | 2015 | -
2.2 Gasif. Fixed Bed, Producer | Gasifier, biomass, producer gas, small - medium scale | Financial data | - of which installation |  |  |  |  | ctrl | 2015 | -
2.2 Gasif. Fixed Bed, Producer | Gasifier, biomass, producer gas, small - medium scale | Financial data | Fixed O&M [€/MWth/year] | €/MWth/year |  | D | 1,3,4,5 | Lower | 2020 | 15951
2.2 Gasif. Fixed Bed, Producer | Gasifier, biomass, producer gas, small - medium scale | Financial data | Fixed O&M [€/MWth/year] | €/MWth/year |  | D | 1,3,4,5 | Lower | 2050 | 12867.14
2.2 Gasif. Fixed Bed, Producer | Gasifier, biomass, producer gas, small - medium scale | Financial data | Fixed O&M [€/MWth/year] | €/MWth/year |  | D | 1,3,4,5 | Upper | 2020 | 26478.66
2.2 Gasif. Fixed Bed, Producer | Gasifier, biomass, producer gas, small - medium scale | Financial data | Fixed O&M [€/MWth/year] | €/MWth/year |  | D | 1,3,4,5 | Upper | 2050 | 21480.68
2.2 Gasif. Fixed Bed, Producer | Gasifier, biomass, producer gas, small - medium scale | Financial data | Fixed O&M [€/MWth/year] | €/MWth/year |  | D | 1,3,4,5 | ctrl | 2015 | 22331.4
2.2 Gasif. Fixed Bed, Producer | Gasifier, biomass, producer gas, small - medium scale | Financial data | Fixed O&M [€/MWth/year] | €/MWth/year |  | D | 1,3,4,5 | ctrl | 2020 | 21268
2.2 Gasif. Fixed Bed, Producer | Gasifier, biomass, producer gas, small - medium scale | Financial data | Fixed O&M [€/MWth/year] | €/MWth/year |  | D | 1,3,4,5 | ctrl | 2030 | 19141.2
2.2 Gasif. Fixed Bed, Producer | Gasifier, biomass, producer gas, small - medium scale | Financial data | Fixed O&M [€/MWth/year] | €/MWth/year |  | D | 1,3,4,5 | ctrl | 2050 | 17227.08
2.2 Gasif. Fixed Bed, Producer | Gasifier, biomass, producer gas, small - medium scale | Financial data | Specific investment [M€/MWth] | M€/MWth |  | D | 1,3,4,5 | Lower | 2020 | 0.95706
2.2 Gasif. Fixed Bed, Producer | Gasifier, biomass, producer gas, small - medium scale | Financial data | Specific investment [M€/MWth] | M€/MWth |  | D | 1,3,4,5 | Lower | 2050 | 0.74438
2.2 Gasif. Fixed Bed, Producer | Gasifier, biomass, producer gas, small - medium scale | Financial data | Specific investment [M€/MWth] | M€/MWth |  | D | 1,3,4,5 | Upper | 2020 | 1.9141
2.2 Gasif. Fixed Bed, Producer | Gasifier, biomass, producer gas, small - medium scale | Financial data | Specific investment [M€/MWth] | M€/MWth |  | D | 1,3,4,5 | Upper | 2050 | 1.4888
2.2 Gasif. Fixed Bed, Producer | Gasifier, biomass, producer gas, small - medium scale | Financial data | Specific investment [M€/MWth] | M€/MWth |  | D | 1,3,4,5 | ctrl | 2015 | 1.4888
2.2 Gasif. Fixed Bed, Producer | Gasifier, biomass, producer gas, small - medium scale | Financial data | Specific investment [M€/MWth] | M€/MWth |  | D | 1,3,4,5 | ctrl | 2020 | 1.3824
2.2 Gasif. Fixed Bed, Producer | Gasifier, biomass, producer gas, small - medium scale | Financial data | Specific investment [M€/MWth] | M€/MWth |  | D | 1,3,4,5 | ctrl | 2030 | 1.2761
2.2 Gasif. Fixed Bed, Producer | Gasifier, biomass, producer gas, small - medium scale | Financial data | Specific investment [M€/MWth] | M€/MWth |  | D | 1,3,4,5 | ctrl | 2050 | 1.1697
2.2 Gasif. Fixed Bed, Producer | Gasifier, biomass, producer gas, small - medium scale | Financial data | Variable O&M [€/MWhth] | €/MWhth |  | D | 1,3,4,5 | Lower | 2020 | 1.8078
2.2 Gasif. Fixed Bed, Producer | Gasifier, biomass, producer gas, small - medium scale | Financial data | Variable O&M [€/MWhth] | €/MWhth |  | D | 1,3,4,5 | Lower | 2050 | 1.4888
2.2 Gasif. Fixed Bed, Producer | Gasifier, biomass, producer gas, small - medium scale | Financial data | Variable O&M [€/MWhth] | €/MWhth |  | D | 1,3,4,5 | Upper | 2020 | 3.5092
2.2 Gasif. Fixed Bed, Producer | Gasifier, biomass, producer gas, small - medium scale | Financial data | Variable O&M [€/MWhth] | €/MWhth |  | D | 1,3,4,5 | Upper | 2050 | 2.8712
2.2 Gasif. Fixed Bed, Producer | Gasifier, biomass, producer gas, small - medium scale | Financial data | Variable O&M [€/MWhth] | €/MWhth |  | D | 1,3,4,5 | ctrl | 2015 | 2.7648
2.2 Gasif. Fixed Bed, Producer | Gasifier, biomass, producer gas, small - medium scale | Financial data | Variable O&M [€/MWhth] | €/MWhth |  | D | 1,3,4,5 | ctrl | 2020 | 2.6585
2.2 Gasif. Fixed Bed, Producer | Gasifier, biomass, producer gas, small - medium scale | Financial data | Variable O&M [€/MWhth] | €/MWhth |  | D | 1,3,4,5 | ctrl | 2030 | 2.3395
2.2 Gasif. Fixed Bed, Producer | Gasifier, biomass, producer gas, small - medium scale | Financial data | Variable O&M [€/MWhth] | €/MWhth |  | D | 1,3,4,5 | ctrl | 2050 | 2.1268
2.2 Gasif. Fixed Bed, Producer | Gasifier, biomass, producer gas, small - medium scale | Technology-specific data | Minimum load [% of full load] | pct.offullload |  |  | 8 | ctrl | 2015 | 20
2.2 Gasif. Fixed Bed, Producer | Gasifier, biomass, producer gas, small - medium scale | Technology-specific data | Minimum load [% of full load] | pct.offullload |  |  | 8 | ctrl | 2020 | 20
2.2 Gasif. Fixed Bed, Producer | Gasifier, biomass, producer gas, small - medium scale | Technology-specific data | Minimum load [% of full load] | pct.offullload |  |  | 8 | ctrl | 2030 | 20
2.2 Gasif. Fixed Bed, Producer | Gasifier, biomass, producer gas, small - medium scale | Technology-specific data | Minimum load [% of full load] | pct.offullload |  |  | 8 | ctrl | 2050 | 20
3.2 Fast Pyrolysis Wood | Fast pyrolysis (25 MW) - Wood feedstock | Energy/technical data | Construction time [years] | years |  |  |  | Lower | 2025 | 1
3.2 Fast Pyrolysis Wood | Fast pyrolysis (25 MW) - Wood feedstock | Energy/technical data | Construction time [years] | years |  |  |  | Lower | 2050 | 1
3.2 Fast Pyrolysis Wood | Fast pyrolysis (25 MW) - Wood feedstock | Energy/technical data | Construction time [years] | years |  |  |  | Upper | 2025 | 2
3.2 Fast Pyrolysis Wood | Fast pyrolysis (25 MW) - Wood feedstock | Energy/technical data | Construction time [years] | years |  |  |  | Upper | 2050 | 2
3.2 Fast Pyrolysis Wood | Fast pyrolysis (25 MW) - Wood feedstock | Energy/technical data | Construction time [years] | years |  |  |  | ctrl | 2025 | 2
3.2 Fast Pyrolysis Wood | Fast pyrolysis (25 MW) - Wood feedstock | Energy/technical data | Construction time [years] | years |  |  |  | ctrl | 2030 | 2
3.2 Fast Pyrolysis Wood | Fast pyrolysis (25 MW) - Wood feedstock | Energy/technical data | Construction time [years] | years |  |  |  | ctrl | 2035 | 2
3.2 Fast Pyrolysis Wood | Fast pyrolysis (25 MW) - Wood feedstock | Energy/technical data | Construction time [years] | years |  |  |  | ctrl | 2040 | 2
3.2 Fast Pyrolysis Wood | Fast pyrolysis (25 MW) - Wood feedstock | Energy/technical data | Construction time [years] | years |  |  |  | ctrl | 2050 | 2
3.2 Fast Pyrolysis Wood | Fast pyrolysis (25 MW) - Wood feedstock | Energy/technical data | Electricity Consumption [MWh/MWh Total Input] | MWh/MWhTotalInput |  | L |  | Lower | 2025 | 0.01
3.2 Fast Pyrolysis Wood | Fast pyrolysis (25 MW) - Wood feedstock | Energy/technical data | Electricity Consumption [MWh/MWh Total Input] | MWh/MWhTotalInput |  | L |  | Lower | 2050 | 0.01
3.2 Fast Pyrolysis Wood | Fast pyrolysis (25 MW) - Wood feedstock | Energy/technical data | Electricity Consumption [MWh/MWh Total Input] | MWh/MWhTotalInput |  | L |  | Upper | 2025 | 0.01
3.2 Fast Pyrolysis Wood | Fast pyrolysis (25 MW) - Wood feedstock | Energy/technical data | Electricity Consumption [MWh/MWh Total Input] | MWh/MWhTotalInput |  | L |  | Upper | 2050 | 0.01
3.2 Fast Pyrolysis Wood | Fast pyrolysis (25 MW) - Wood feedstock | Energy/technical data | Electricity Consumption [MWh/MWh Total Input] | MWh/MWhTotalInput |  | L |  | ctrl | 2025 | 0.01
3.2 Fast Pyrolysis Wood | Fast pyrolysis (25 MW) - Wood feedstock | Energy/technical data | Electricity Consumption [MWh/MWh Total Input] | MWh/MWhTotalInput |  | L |  | ctrl | 2030 | 0.01
3.2 Fast Pyrolysis Wood | Fast pyrolysis (25 MW) - Wood feedstock | Energy/technical data | Electricity Consumption [MWh/MWh Total Input] | MWh/MWhTotalInput |  | L |  | ctrl | 2035 | 0.01
3.2 Fast Pyrolysis Wood | Fast pyrolysis (25 MW) - Wood feedstock | Energy/technical data | Electricity Consumption [MWh/MWh Total Input] | MWh/MWhTotalInput |  | L |  | ctrl | 2040 | 0.01
3.2 Fast Pyrolysis Wood | Fast pyrolysis (25 MW) - Wood feedstock | Energy/technical data | Electricity Consumption [MWh/MWh Total Input] | MWh/MWhTotalInput |  | L |  | ctrl | 2050 | 0.01
3.2 Fast Pyrolysis Wood | Fast pyrolysis (25 MW) - Wood feedstock | Energy/technical data | Feedstock Consumption [MWh/MWh Total Input] | MWh/MWhTotalInput |  | L |  | Lower | 2025 | 0.93
3.2 Fast Pyrolysis Wood | Fast pyrolysis (25 MW) - Wood feedstock | Energy/technical data | Feedstock Consumption [MWh/MWh Total Input] | MWh/MWhTotalInput |  | L |  | Lower | 2050 | 0.93
3.2 Fast Pyrolysis Wood | Fast pyrolysis (25 MW) - Wood feedstock | Energy/technical data | Feedstock Consumption [MWh/MWh Total Input] | MWh/MWhTotalInput |  | L |  | Upper | 2025 | 0.93
3.2 Fast Pyrolysis Wood | Fast pyrolysis (25 MW) - Wood feedstock | Energy/technical data | Feedstock Consumption [MWh/MWh Total Input] | MWh/MWhTotalInput |  | L |  | Upper | 2050 | 0.93
3.2 Fast Pyrolysis Wood | Fast pyrolysis (25 MW) - Wood feedstock | Energy/technical data | Feedstock Consumption [MWh/MWh Total Input] | MWh/MWhTotalInput |  | L |  | ctrl | 2025 | 0.93
3.2 Fast Pyrolysis Wood | Fast pyrolysis (25 MW) - Wood feedstock | Energy/technical data | Feedstock Consumption [MWh/MWh Total Input] | MWh/MWhTotalInput |  | L |  | ctrl | 2030 | 0.93
3.2 Fast Pyrolysis Wood | Fast pyrolysis (25 MW) - Wood feedstock | Energy/technical data | Feedstock Consumption [MWh/MWh Total Input] | MWh/MWhTotalInput |  | L |  | ctrl | 2035 | 0.93
3.2 Fast Pyrolysis Wood | Fast pyrolysis (25 MW) - Wood feedstock | Energy/technical data | Feedstock Consumption [MWh/MWh Total Input] | MWh/MWhTotalInput |  | L |  | ctrl | 2040 | 0.93
3.2 Fast Pyrolysis Wood | Fast pyrolysis (25 MW) - Wood feedstock | Energy/technical data | Feedstock Consumption [MWh/MWh Total Input] | MWh/MWhTotalInput |  | L |  | ctrl | 2050 | 0.93
3.2 Fast Pyrolysis Wood | Fast pyrolysis (25 MW) - Wood feedstock | Energy/technical data | Feedstock Consumption [ton/hr] | ton/hr |  | G |  | Lower | 2025 | 5
3.2 Fast Pyrolysis Wood | Fast pyrolysis (25 MW) - Wood feedstock | Energy/technical data | Feedstock Consumption [ton/hr] | ton/hr |  | G |  | Lower | 2050 | 5
3.2 Fast Pyrolysis Wood | Fast pyrolysis (25 MW) - Wood feedstock | Energy/technical data | Feedstock Consumption [ton/hr] | ton/hr |  | G |  | Upper | 2025 | 5
3.2 Fast Pyrolysis Wood | Fast pyrolysis (25 MW) - Wood feedstock | Energy/technical data | Feedstock Consumption [ton/hr] | ton/hr |  | G |  | Upper | 2050 | 5
3.2 Fast Pyrolysis Wood | Fast pyrolysis (25 MW) - Wood feedstock | Energy/technical data | Feedstock Consumption [ton/hr] | ton/hr |  | G |  | ctrl | 2025 | 5
3.2 Fast Pyrolysis Wood | Fast pyrolysis (25 MW) - Wood feedstock | Energy/technical data | Feedstock Consumption [ton/hr] | ton/hr |  | G |  | ctrl | 2030 | 5
3.2 Fast Pyrolysis Wood | Fast pyrolysis (25 MW) - Wood feedstock | Energy/technical data | Feedstock Consumption [ton/hr] | ton/hr |  | G |  | ctrl | 2035 | 5
3.2 Fast Pyrolysis Wood | Fast pyrolysis (25 MW) - Wood feedstock | Energy/technical data | Feedstock Consumption [ton/hr] | ton/hr |  | G |  | ctrl | 2040 | 5
3.2 Fast Pyrolysis Wood | Fast pyrolysis (25 MW) - Wood feedstock | Energy/technical data | Feedstock Consumption [ton/hr] | ton/hr |  | G |  | ctrl | 2050 | 5
3.2 Fast Pyrolysis Wood | Fast pyrolysis (25 MW) - Wood feedstock | Energy/technical data | Forced outage [%] | pct. |  |  | [2] | Lower | 2025 | 0.03
3.2 Fast Pyrolysis Wood | Fast pyrolysis (25 MW) - Wood feedstock | Energy/technical data | Forced outage [%] | pct. |  |  | [2] | Lower | 2050 | 0.03
3.2 Fast Pyrolysis Wood | Fast pyrolysis (25 MW) - Wood feedstock | Energy/technical data | Forced outage [%] | pct. |  |  | [2] | Upper | 2025 | 0.06
3.2 Fast Pyrolysis Wood | Fast pyrolysis (25 MW) - Wood feedstock | Energy/technical data | Forced outage [%] | pct. |  |  | [2] | Upper | 2050 | 0.06
3.2 Fast Pyrolysis Wood | Fast pyrolysis (25 MW) - Wood feedstock | Energy/technical data | Forced outage [%] | pct. |  |  | [2] | ctrl | 2025 | 0.04
3.2 Fast Pyrolysis Wood | Fast pyrolysis (25 MW) - Wood feedstock | Energy/technical data | Forced outage [%] | pct. |  |  | [2] | ctrl | 2030 | 0.04
3.2 Fast Pyrolysis Wood | Fast pyrolysis (25 MW) - Wood feedstock | Energy/technical data | Forced outage [%] | pct. |  |  | [2] | ctrl | 2035 | 0.04
3.2 Fast Pyrolysis Wood | Fast pyrolysis (25 MW) - Wood feedstock | Energy/technical data | Forced outage [%] | pct. |  |  | [2] | ctrl | 2040 | 0.04
3.2 Fast Pyrolysis Wood | Fast pyrolysis (25 MW) - Wood feedstock | Energy/technical data | Forced outage [%] | pct. |  |  | [2] | ctrl | 2050 | 0.04
3.2 Fast Pyrolysis Wood | Fast pyrolysis (25 MW) - Wood feedstock | Energy/technical data | Heat Consuption [MWh/MWh Total Input] | MWh/MWhTotalInput |  | K, L |  | Lower | 2025 | 0.06
3.2 Fast Pyrolysis Wood | Fast pyrolysis (25 MW) - Wood feedstock | Energy/technical data | Heat Consuption [MWh/MWh Total Input] | MWh/MWhTotalInput |  | K, L |  | Lower | 2050 | 0.06
3.2 Fast Pyrolysis Wood | Fast pyrolysis (25 MW) - Wood feedstock | Energy/technical data | Heat Consuption [MWh/MWh Total Input] | MWh/MWhTotalInput |  | K, L |  | Upper | 2025 | 0.06
3.2 Fast Pyrolysis Wood | Fast pyrolysis (25 MW) - Wood feedstock | Energy/technical data | Heat Consuption [MWh/MWh Total Input] | MWh/MWhTotalInput |  | K, L |  | Upper | 2050 | 0.06
3.2 Fast Pyrolysis Wood | Fast pyrolysis (25 MW) - Wood feedstock | Energy/technical data | Heat Consuption [MWh/MWh Total Input] | MWh/MWhTotalInput |  | K, L |  | ctrl | 2025 | 0.06
3.2 Fast Pyrolysis Wood | Fast pyrolysis (25 MW) - Wood feedstock | Energy/technical data | Heat Consuption [MWh/MWh Total Input] | MWh/MWhTotalInput |  | K, L |  | ctrl | 2030 | 0.06
3.2 Fast Pyrolysis Wood | Fast pyrolysis (25 MW) - Wood feedstock | Energy/technical data | Heat Consuption [MWh/MWh Total Input] | MWh/MWhTotalInput |  | K, L |  | ctrl | 2035 | 0.06
3.2 Fast Pyrolysis Wood | Fast pyrolysis (25 MW) - Wood feedstock | Energy/technical data | Heat Consuption [MWh/MWh Total Input] | MWh/MWhTotalInput |  | K, L |  | ctrl | 2040 | 0.06
3.2 Fast Pyrolysis Wood | Fast pyrolysis (25 MW) - Wood feedstock | Energy/technical data | Heat Consuption [MWh/MWh Total Input] | MWh/MWhTotalInput |  | K, L |  | ctrl | 2050 | 0.06
3.2 Fast Pyrolysis Wood | Fast pyrolysis (25 MW) - Wood feedstock | Energy/technical data | Planned outage [weeks per year] | weeks/year |  |  | [2,9] | Lower | 2025 | 2
3.2 Fast Pyrolysis Wood | Fast pyrolysis (25 MW) - Wood feedstock | Energy/technical data | Planned outage [weeks per year] | weeks/year |  |  | [2,9] | Lower | 2050 | 2
3.2 Fast Pyrolysis Wood | Fast pyrolysis (25 MW) - Wood feedstock | Energy/technical data | Planned outage [weeks per year] | weeks/year |  |  | [2,9] | Upper | 2025 | 2
3.2 Fast Pyrolysis Wood | Fast pyrolysis (25 MW) - Wood feedstock | Energy/technical data | Planned outage [weeks per year] | weeks/year |  |  | [2,9] | Upper | 2050 | 2
3.2 Fast Pyrolysis Wood | Fast pyrolysis (25 MW) - Wood feedstock | Energy/technical data | Planned outage [weeks per year] | weeks/year |  |  | [2,9] | ctrl | 2025 | 2
3.2 Fast Pyrolysis Wood | Fast pyrolysis (25 MW) - Wood feedstock | Energy/technical data | Planned outage [weeks per year] | weeks/year |  |  | [2,9] | ctrl | 2030 | 2
3.2 Fast Pyrolysis Wood | Fast pyrolysis (25 MW) - Wood feedstock | Energy/technical data | Planned outage [weeks per year] | weeks/year |  |  | [2,9] | ctrl | 2035 | 2
3.2 Fast Pyrolysis Wood | Fast pyrolysis (25 MW) - Wood feedstock | Energy/technical data | Planned outage [weeks per year] | weeks/year |  |  | [2,9] | ctrl | 2040 | 2
3.2 Fast Pyrolysis Wood | Fast pyrolysis (25 MW) - Wood feedstock | Energy/technical data | Planned outage [weeks per year] | weeks/year |  |  | [2,9] | ctrl | 2050 | 2
3.2 Fast Pyrolysis Wood | Fast pyrolysis (25 MW) - Wood feedstock | Energy/technical data | Pyrolysis Oil Output [MWh/MWh Total Input] | MWh/MWhTotalInput |  | A, E, J | [3] | Lower | 2025 | 0.7
3.2 Fast Pyrolysis Wood | Fast pyrolysis (25 MW) - Wood feedstock | Energy/technical data | Pyrolysis Oil Output [MWh/MWh Total Input] | MWh/MWhTotalInput |  | A, E, J | [3] | Lower | 2050 | 0.7
3.2 Fast Pyrolysis Wood | Fast pyrolysis (25 MW) - Wood feedstock | Energy/technical data | Pyrolysis Oil Output [MWh/MWh Total Input] | MWh/MWhTotalInput |  | A, E, J | [3] | Upper | 2025 | 0.7
3.2 Fast Pyrolysis Wood | Fast pyrolysis (25 MW) - Wood feedstock | Energy/technical data | Pyrolysis Oil Output [MWh/MWh Total Input] | MWh/MWhTotalInput |  | A, E, J | [3] | Upper | 2050 | 0.7
3.2 Fast Pyrolysis Wood | Fast pyrolysis (25 MW) - Wood feedstock | Energy/technical data | Pyrolysis Oil Output [MWh/MWh Total Input] | MWh/MWhTotalInput |  | A, E, J | [3] | ctrl | 2025 | 0.7
3.2 Fast Pyrolysis Wood | Fast pyrolysis (25 MW) - Wood feedstock | Energy/technical data | Pyrolysis Oil Output [MWh/MWh Total Input] | MWh/MWhTotalInput |  | A, E, J | [3] | ctrl | 2030 | 0.7
3.2 Fast Pyrolysis Wood | Fast pyrolysis (25 MW) - Wood feedstock | Energy/technical data | Pyrolysis Oil Output [MWh/MWh Total Input] | MWh/MWhTotalInput |  | A, E, J | [3] | ctrl | 2035 | 0.7
3.2 Fast Pyrolysis Wood | Fast pyrolysis (25 MW) - Wood feedstock | Energy/technical data | Pyrolysis Oil Output [MWh/MWh Total Input] | MWh/MWhTotalInput |  | A, E, J | [3] | ctrl | 2040 | 0.7
3.2 Fast Pyrolysis Wood | Fast pyrolysis (25 MW) - Wood feedstock | Energy/technical data | Pyrolysis Oil Output [MWh/MWh Total Input] | MWh/MWhTotalInput |  | A, E, J | [3] | ctrl | 2050 | 0.7
3.2 Fast Pyrolysis Wood | Fast pyrolysis (25 MW) - Wood feedstock | Energy/technical data | Pyrolysis gas Output [MWh/MWh Total Input] | MWh/MWhTotalInput |  | A | [3] | Lower | 2025 | 0.15
3.2 Fast Pyrolysis Wood | Fast pyrolysis (25 MW) - Wood feedstock | Energy/technical data | Pyrolysis gas Output [MWh/MWh Total Input] | MWh/MWhTotalInput |  | A | [3] | Lower | 2050 | 0.15
3.2 Fast Pyrolysis Wood | Fast pyrolysis (25 MW) - Wood feedstock | Energy/technical data | Pyrolysis gas Output [MWh/MWh Total Input] | MWh/MWhTotalInput |  | A | [3] | Upper | 2025 | 0.15
3.2 Fast Pyrolysis Wood | Fast pyrolysis (25 MW) - Wood feedstock | Energy/technical data | Pyrolysis gas Output [MWh/MWh Total Input] | MWh/MWhTotalInput |  | A | [3] | Upper | 2050 | 0.15
3.2 Fast Pyrolysis Wood | Fast pyrolysis (25 MW) - Wood feedstock | Energy/technical data | Pyrolysis gas Output [MWh/MWh Total Input] | MWh/MWhTotalInput |  | A | [3] | ctrl | 2025 | 0.15
3.2 Fast Pyrolysis Wood | Fast pyrolysis (25 MW) - Wood feedstock | Energy/technical data | Pyrolysis gas Output [MWh/MWh Total Input] | MWh/MWhTotalInput |  | A | [3] | ctrl | 2030 | 0.15
3.2 Fast Pyrolysis Wood | Fast pyrolysis (25 MW) - Wood feedstock | Energy/technical data | Pyrolysis gas Output [MWh/MWh Total Input] | MWh/MWhTotalInput |  | A | [3] | ctrl | 2035 | 0.15
3.2 Fast Pyrolysis Wood | Fast pyrolysis (25 MW) - Wood feedstock | Energy/technical data | Pyrolysis gas Output [MWh/MWh Total Input] | MWh/MWhTotalInput |  | A | [3] | ctrl | 2040 | 0.15
3.2 Fast Pyrolysis Wood | Fast pyrolysis (25 MW) - Wood feedstock | Energy/technical data | Pyrolysis gas Output [MWh/MWh Total Input] | MWh/MWhTotalInput |  | A | [3] | ctrl | 2050 | 0.15
3.2 Fast Pyrolysis Wood | Fast pyrolysis (25 MW) - Wood feedstock | Energy/technical data | Technical lifetime [years] | years |  |  |  | Lower | 2025 | 25
3.2 Fast Pyrolysis Wood | Fast pyrolysis (25 MW) - Wood feedstock | Energy/technical data | Technical lifetime [years] | years |  |  |  | Lower | 2050 | 25
3.2 Fast Pyrolysis Wood | Fast pyrolysis (25 MW) - Wood feedstock | Energy/technical data | Technical lifetime [years] | years |  |  |  | Upper | 2025 | 25
3.2 Fast Pyrolysis Wood | Fast pyrolysis (25 MW) - Wood feedstock | Energy/technical data | Technical lifetime [years] | years |  |  |  | Upper | 2050 | 25
3.2 Fast Pyrolysis Wood | Fast pyrolysis (25 MW) - Wood feedstock | Energy/technical data | Technical lifetime [years] | years |  |  |  | ctrl | 2025 | 25
3.2 Fast Pyrolysis Wood | Fast pyrolysis (25 MW) - Wood feedstock | Energy/technical data | Technical lifetime [years] | years |  |  |  | ctrl | 2030 | 25
3.2 Fast Pyrolysis Wood | Fast pyrolysis (25 MW) - Wood feedstock | Energy/technical data | Technical lifetime [years] | years |  |  |  | ctrl | 2035 | 25
3.2 Fast Pyrolysis Wood | Fast pyrolysis (25 MW) - Wood feedstock | Energy/technical data | Technical lifetime [years] | years |  |  |  | ctrl | 2040 | 25
3.2 Fast Pyrolysis Wood | Fast pyrolysis (25 MW) - Wood feedstock | Energy/technical data | Technical lifetime [years] | years |  |  |  | ctrl | 2050 | 25
3.2 Fast Pyrolysis Wood | Fast pyrolysis (25 MW) - Wood feedstock | Energy/technical data | Total efficiency |  |  | I, D |  | Lower | 2025 | 0.85
3.2 Fast Pyrolysis Wood | Fast pyrolysis (25 MW) - Wood feedstock | Energy/technical data | Total efficiency |  |  | I, D |  | Lower | 2050 | 0.85
3.2 Fast Pyrolysis Wood | Fast pyrolysis (25 MW) - Wood feedstock | Energy/technical data | Total efficiency |  |  | I, D |  | Upper | 2025 | 0.85
3.2 Fast Pyrolysis Wood | Fast pyrolysis (25 MW) - Wood feedstock | Energy/technical data | Total efficiency |  |  | I, D |  | Upper | 2050 | 0.85
3.2 Fast Pyrolysis Wood | Fast pyrolysis (25 MW) - Wood feedstock | Energy/technical data | Total efficiency |  |  | I, D |  | ctrl | 2025 | 0.85
3.2 Fast Pyrolysis Wood | Fast pyrolysis (25 MW) - Wood feedstock | Energy/technical data | Total efficiency |  |  | I, D |  | ctrl | 2030 | 0.85
3.2 Fast Pyrolysis Wood | Fast pyrolysis (25 MW) - Wood feedstock | Energy/technical data | Total efficiency |  |  | I, D |  | ctrl | 2035 | 0.85
3.2 Fast Pyrolysis Wood | Fast pyrolysis (25 MW) - Wood feedstock | Energy/technical data | Total efficiency |  |  | I, D |  | ctrl | 2040 | 0.85
3.2 Fast Pyrolysis Wood | Fast pyrolysis (25 MW) - Wood feedstock | Energy/technical data | Total efficiency |  |  | I, D |  | ctrl | 2050 | 0.85
3.2 Fast Pyrolysis Wood | Fast pyrolysis (25 MW) - Wood feedstock | Energy/technical data | Typical total plant size [MW Input biomass] | MWInputbiomass |  | A, C | [4,8] | Lower | 2025 | 25
3.2 Fast Pyrolysis Wood | Fast pyrolysis (25 MW) - Wood feedstock | Energy/technical data | Typical total plant size [MW Input biomass] | MWInputbiomass |  | A, C | [4,8] | Lower | 2050 | 25
3.2 Fast Pyrolysis Wood | Fast pyrolysis (25 MW) - Wood feedstock | Energy/technical data | Typical total plant size [MW Input biomass] | MWInputbiomass |  | A, C | [4,8] | Upper | 2025 | 25
3.2 Fast Pyrolysis Wood | Fast pyrolysis (25 MW) - Wood feedstock | Energy/technical data | Typical total plant size [MW Input biomass] | MWInputbiomass |  | A, C | [4,8] | Upper | 2050 | 25
3.2 Fast Pyrolysis Wood | Fast pyrolysis (25 MW) - Wood feedstock | Energy/technical data | Typical total plant size [MW Input biomass] | MWInputbiomass |  | A, C | [4,8] | ctrl | 2025 | 25
3.2 Fast Pyrolysis Wood | Fast pyrolysis (25 MW) - Wood feedstock | Energy/technical data | Typical total plant size [MW Input biomass] | MWInputbiomass |  | A, C | [4,8] | ctrl | 2030 | 25
3.2 Fast Pyrolysis Wood | Fast pyrolysis (25 MW) - Wood feedstock | Energy/technical data | Typical total plant size [MW Input biomass] | MWInputbiomass |  | A, C | [4,8] | ctrl | 2035 | 25
3.2 Fast Pyrolysis Wood | Fast pyrolysis (25 MW) - Wood feedstock | Energy/technical data | Typical total plant size [MW Input biomass] | MWInputbiomass |  | A, C | [4,8] | ctrl | 2040 | 25
3.2 Fast Pyrolysis Wood | Fast pyrolysis (25 MW) - Wood feedstock | Energy/technical data | Typical total plant size [MW Input biomass] | MWInputbiomass |  | A, C | [4,8] | ctrl | 2050 | 25
3.2 Fast Pyrolysis Wood | Fast pyrolysis (25 MW) - Wood feedstock | Energy/technical data | Typical total plant size [MW input] | MWinput |  | A, C | [4,8] | Lower | 2025 | 27.75
3.2 Fast Pyrolysis Wood | Fast pyrolysis (25 MW) - Wood feedstock | Energy/technical data | Typical total plant size [MW input] | MWinput |  | A, C | [4,8] | Lower | 2050 | 27.75
3.2 Fast Pyrolysis Wood | Fast pyrolysis (25 MW) - Wood feedstock | Energy/technical data | Typical total plant size [MW input] | MWinput |  | A, C | [4,8] | Upper | 2025 | 27.75
3.2 Fast Pyrolysis Wood | Fast pyrolysis (25 MW) - Wood feedstock | Energy/technical data | Typical total plant size [MW input] | MWinput |  | A, C | [4,8] | Upper | 2050 | 27.75
3.2 Fast Pyrolysis Wood | Fast pyrolysis (25 MW) - Wood feedstock | Energy/technical data | Typical total plant size [MW input] | MWinput |  | A, C | [4,8] | ctrl | 2025 | 27.75
3.2 Fast Pyrolysis Wood | Fast pyrolysis (25 MW) - Wood feedstock | Energy/technical data | Typical total plant size [MW input] | MWinput |  | A, C | [4,8] | ctrl | 2030 | 27.75
3.2 Fast Pyrolysis Wood | Fast pyrolysis (25 MW) - Wood feedstock | Energy/technical data | Typical total plant size [MW input] | MWinput |  | A, C | [4,8] | ctrl | 2035 | 27.75
3.2 Fast Pyrolysis Wood | Fast pyrolysis (25 MW) - Wood feedstock | Energy/technical data | Typical total plant size [MW input] | MWinput |  | A, C | [4,8] | ctrl | 2040 | 27.75
3.2 Fast Pyrolysis Wood | Fast pyrolysis (25 MW) - Wood feedstock | Energy/technical data | Typical total plant size [MW input] | MWinput |  | A, C | [4,8] | ctrl | 2050 | 27.75
3.2 Fast Pyrolysis Wood | Fast pyrolysis (25 MW) - Wood feedstock | Financial data | - equipment [%] | pct. |  |  |  | Lower | 2025 | 0.85
3.2 Fast Pyrolysis Wood | Fast pyrolysis (25 MW) - Wood feedstock | Financial data | - equipment [%] | pct. |  |  |  | Lower | 2050 | 0.85
3.2 Fast Pyrolysis Wood | Fast pyrolysis (25 MW) - Wood feedstock | Financial data | - equipment [%] | pct. |  |  |  | Upper | 2025 | 0.85
3.2 Fast Pyrolysis Wood | Fast pyrolysis (25 MW) - Wood feedstock | Financial data | - equipment [%] | pct. |  |  |  | Upper | 2050 | 0.85
3.2 Fast Pyrolysis Wood | Fast pyrolysis (25 MW) - Wood feedstock | Financial data | - equipment [%] | pct. |  |  |  | ctrl | 2025 | 0.85
3.2 Fast Pyrolysis Wood | Fast pyrolysis (25 MW) - Wood feedstock | Financial data | - equipment [%] | pct. |  |  |  | ctrl | 2030 | 0.85
3.2 Fast Pyrolysis Wood | Fast pyrolysis (25 MW) - Wood feedstock | Financial data | - equipment [%] | pct. |  |  |  | ctrl | 2035 | 0.85
3.2 Fast Pyrolysis Wood | Fast pyrolysis (25 MW) - Wood feedstock | Financial data | - equipment [%] | pct. |  |  |  | ctrl | 2040 | 0.85
3.2 Fast Pyrolysis Wood | Fast pyrolysis (25 MW) - Wood feedstock | Financial data | - equipment [%] | pct. |  |  |  | ctrl | 2050 | 0.85
3.2 Fast Pyrolysis Wood | Fast pyrolysis (25 MW) - Wood feedstock | Financial data | - installation [%] | pct. |  |  |  | Lower | 2025 | 0.15
3.2 Fast Pyrolysis Wood | Fast pyrolysis (25 MW) - Wood feedstock | Financial data | - installation [%] | pct. |  |  |  | Lower | 2050 | 0.15
3.2 Fast Pyrolysis Wood | Fast pyrolysis (25 MW) - Wood feedstock | Financial data | - installation [%] | pct. |  |  |  | Upper | 2025 | 0.15
3.2 Fast Pyrolysis Wood | Fast pyrolysis (25 MW) - Wood feedstock | Financial data | - installation [%] | pct. |  |  |  | Upper | 2050 | 0.15
3.2 Fast Pyrolysis Wood | Fast pyrolysis (25 MW) - Wood feedstock | Financial data | - installation [%] | pct. |  |  |  | ctrl | 2025 | 0.15
3.2 Fast Pyrolysis Wood | Fast pyrolysis (25 MW) - Wood feedstock | Financial data | - installation [%] | pct. |  |  |  | ctrl | 2030 | 0.15
3.2 Fast Pyrolysis Wood | Fast pyrolysis (25 MW) - Wood feedstock | Financial data | - installation [%] | pct. |  |  |  | ctrl | 2035 | 0.15
3.2 Fast Pyrolysis Wood | Fast pyrolysis (25 MW) - Wood feedstock | Financial data | - installation [%] | pct. |  |  |  | ctrl | 2040 | 0.15
3.2 Fast Pyrolysis Wood | Fast pyrolysis (25 MW) - Wood feedstock | Financial data | - installation [%] | pct. |  |  |  | ctrl | 2050 | 0.15
3.2 Fast Pyrolysis Wood | Fast pyrolysis (25 MW) - Wood feedstock | Financial data | Fixed and variable O&M [M€/MW output from pyrolysis process/year] | M€/MWoutputfrompyrolysisprocess/year |  | H | [1,2,7] | Lower | 2025 | 0.08
3.2 Fast Pyrolysis Wood | Fast pyrolysis (25 MW) - Wood feedstock | Financial data | Fixed and variable O&M [M€/MW output from pyrolysis process/year] | M€/MWoutputfrompyrolysisprocess/year |  | H | [1,2,7] | Lower | 2050 | 0.07038
3.2 Fast Pyrolysis Wood | Fast pyrolysis (25 MW) - Wood feedstock | Financial data | Fixed and variable O&M [M€/MW output from pyrolysis process/year] | M€/MWoutputfrompyrolysisprocess/year |  | H | [1,2,7] | Upper | 2025 | 0.096
3.2 Fast Pyrolysis Wood | Fast pyrolysis (25 MW) - Wood feedstock | Financial data | Fixed and variable O&M [M€/MW output from pyrolysis process/year] | M€/MWoutputfrompyrolysisprocess/year |  | H | [1,2,7] | Upper | 2050 | 0.0459
3.2 Fast Pyrolysis Wood | Fast pyrolysis (25 MW) - Wood feedstock | Financial data | Fixed and variable O&M [M€/MW output from pyrolysis process/year] | M€/MWoutputfrompyrolysisprocess/year |  | H | [1,2,7] | ctrl | 2025 | 0.08
3.2 Fast Pyrolysis Wood | Fast pyrolysis (25 MW) - Wood feedstock | Financial data | Fixed and variable O&M [M€/MW output from pyrolysis process/year] | M€/MWoutputfrompyrolysisprocess/year |  | H | [1,2,7] | ctrl | 2030 | 0.08
3.2 Fast Pyrolysis Wood | Fast pyrolysis (25 MW) - Wood feedstock | Financial data | Fixed and variable O&M [M€/MW output from pyrolysis process/year] | M€/MWoutputfrompyrolysisprocess/year |  | H | [1,2,7] | ctrl | 2035 | 0.072
3.2 Fast Pyrolysis Wood | Fast pyrolysis (25 MW) - Wood feedstock | Financial data | Fixed and variable O&M [M€/MW output from pyrolysis process/year] | M€/MWoutputfrompyrolysisprocess/year |  | H | [1,2,7] | ctrl | 2040 | 0.068
3.2 Fast Pyrolysis Wood | Fast pyrolysis (25 MW) - Wood feedstock | Financial data | Fixed and variable O&M [M€/MW output from pyrolysis process/year] | M€/MWoutputfrompyrolysisprocess/year |  | H | [1,2,7] | ctrl | 2050 | 0.0612
3.2 Fast Pyrolysis Wood | Fast pyrolysis (25 MW) - Wood feedstock | Financial data | Specific investment [M€/MW output from pyrolysis process] | M€/MWoutputfrompyrolysisprocess |  | A, B, M | [1,3,4] | Lower | 2025 | 1
3.2 Fast Pyrolysis Wood | Fast pyrolysis (25 MW) - Wood feedstock | Financial data | Specific investment [M€/MW output from pyrolysis process] | M€/MWoutputfrompyrolysisprocess |  | A, B, M | [1,3,4] | Lower | 2050 | 0.87975
3.2 Fast Pyrolysis Wood | Fast pyrolysis (25 MW) - Wood feedstock | Financial data | Specific investment [M€/MW output from pyrolysis process] | M€/MWoutputfrompyrolysisprocess |  | A, B, M | [1,3,4] | Upper | 2025 | 1.2
3.2 Fast Pyrolysis Wood | Fast pyrolysis (25 MW) - Wood feedstock | Financial data | Specific investment [M€/MW output from pyrolysis process] | M€/MWoutputfrompyrolysisprocess |  | A, B, M | [1,3,4] | Upper | 2050 | 0.57375
3.2 Fast Pyrolysis Wood | Fast pyrolysis (25 MW) - Wood feedstock | Financial data | Specific investment [M€/MW output from pyrolysis process] | M€/MWoutputfrompyrolysisprocess |  | A, B, M | [1,3,4] | ctrl | 2025 | 1
3.2 Fast Pyrolysis Wood | Fast pyrolysis (25 MW) - Wood feedstock | Financial data | Specific investment [M€/MW output from pyrolysis process] | M€/MWoutputfrompyrolysisprocess |  | A, B, M | [1,3,4] | ctrl | 2030 | 1
3.2 Fast Pyrolysis Wood | Fast pyrolysis (25 MW) - Wood feedstock | Financial data | Specific investment [M€/MW output from pyrolysis process] | M€/MWoutputfrompyrolysisprocess |  | A, B, M | [1,3,4] | ctrl | 2035 | 0.9
3.2 Fast Pyrolysis Wood | Fast pyrolysis (25 MW) - Wood feedstock | Financial data | Specific investment [M€/MW output from pyrolysis process] | M€/MWoutputfrompyrolysisprocess |  | A, B, M | [1,3,4] | ctrl | 2040 | 0.85
3.2 Fast Pyrolysis Wood | Fast pyrolysis (25 MW) - Wood feedstock | Financial data | Specific investment [M€/MW output from pyrolysis process] | M€/MWoutputfrompyrolysisprocess |  | A, B, M | [1,3,4] | ctrl | 2050 | 0.765
3.2 Fast Pyrolysis Wood | Fast pyrolysis (25 MW) - Wood feedstock | Technology-specific data | Specific density of pyrlolysis oil [ton/m3] | ton/m3 |  |  | [11] | Lower | 2025 | 1.1
3.2 Fast Pyrolysis Wood | Fast pyrolysis (25 MW) - Wood feedstock | Technology-specific data | Specific density of pyrlolysis oil [ton/m3] | ton/m3 |  |  | [11] | Lower | 2050 | 1.1
3.2 Fast Pyrolysis Wood | Fast pyrolysis (25 MW) - Wood feedstock | Technology-specific data | Specific density of pyrlolysis oil [ton/m3] | ton/m3 |  |  | [11] | Upper | 2025 | 1.2
3.2 Fast Pyrolysis Wood | Fast pyrolysis (25 MW) - Wood feedstock | Technology-specific data | Specific density of pyrlolysis oil [ton/m3] | ton/m3 |  |  | [11] | Upper | 2050 | 1.2
3.2 Fast Pyrolysis Wood | Fast pyrolysis (25 MW) - Wood feedstock | Technology-specific data | Specific density of pyrlolysis oil [ton/m3] | ton/m3 |  |  | [11] | ctrl | 2025 | 1.1
3.2 Fast Pyrolysis Wood | Fast pyrolysis (25 MW) - Wood feedstock | Technology-specific data | Specific density of pyrlolysis oil [ton/m3] | ton/m3 |  |  | [11] | ctrl | 2030 | 1.1
3.2 Fast Pyrolysis Wood | Fast pyrolysis (25 MW) - Wood feedstock | Technology-specific data | Specific density of pyrlolysis oil [ton/m3] | ton/m3 |  |  | [11] | ctrl | 2035 | 1.1
3.2 Fast Pyrolysis Wood | Fast pyrolysis (25 MW) - Wood feedstock | Technology-specific data | Specific density of pyrlolysis oil [ton/m3] | ton/m3 |  |  | [11] | ctrl | 2040 | 1.1
3.2 Fast Pyrolysis Wood | Fast pyrolysis (25 MW) - Wood feedstock | Technology-specific data | Specific density of pyrlolysis oil [ton/m3] | ton/m3 |  |  | [11] | ctrl | 2050 | 1.1
3.2 Fast Pyrolysis Wood | Fast pyrolysis (25 MW) - Wood feedstock | Technology-specific data | Specific density of pyrolysis gas [kg/Nm3] | kg/Nm3 |  |  | [12] | Lower | 2025 | 1.2
3.2 Fast Pyrolysis Wood | Fast pyrolysis (25 MW) - Wood feedstock | Technology-specific data | Specific density of pyrolysis gas [kg/Nm3] | kg/Nm3 |  |  | [12] | Lower | 2050 | 1.2
3.2 Fast Pyrolysis Wood | Fast pyrolysis (25 MW) - Wood feedstock | Technology-specific data | Specific density of pyrolysis gas [kg/Nm3] | kg/Nm3 |  |  | [12] | Upper | 2025 | 1.3
3.2 Fast Pyrolysis Wood | Fast pyrolysis (25 MW) - Wood feedstock | Technology-specific data | Specific density of pyrolysis gas [kg/Nm3] | kg/Nm3 |  |  | [12] | Upper | 2050 | 1.3
3.2 Fast Pyrolysis Wood | Fast pyrolysis (25 MW) - Wood feedstock | Technology-specific data | Specific density of pyrolysis gas [kg/Nm3] | kg/Nm3 |  |  | [12] | ctrl | 2025 | 1.1
3.2 Fast Pyrolysis Wood | Fast pyrolysis (25 MW) - Wood feedstock | Technology-specific data | Specific density of pyrolysis gas [kg/Nm3] | kg/Nm3 |  |  | [12] | ctrl | 2030 | 1.1
3.2 Fast Pyrolysis Wood | Fast pyrolysis (25 MW) - Wood feedstock | Technology-specific data | Specific density of pyrolysis gas [kg/Nm3] | kg/Nm3 |  |  | [12] | ctrl | 2035 | 1.1
3.2 Fast Pyrolysis Wood | Fast pyrolysis (25 MW) - Wood feedstock | Technology-specific data | Specific density of pyrolysis gas [kg/Nm3] | kg/Nm3 |  |  | [12] | ctrl | 2040 | 1.1
3.2 Fast Pyrolysis Wood | Fast pyrolysis (25 MW) - Wood feedstock | Technology-specific data | Specific density of pyrolysis gas [kg/Nm3] | kg/Nm3 |  |  | [12] | ctrl | 2050 | 1.1
3.2 Fast Pyrolysis Wood | Fast pyrolysis (25 MW) - Wood feedstock | Technology-specific data | Specific energy content [GJ/ton pyrlolysis oil from wood] | GJ/tonpyrlolysisoilfromwood |  |  | [10, 12] | Lower | 2025 | 16
3.2 Fast Pyrolysis Wood | Fast pyrolysis (25 MW) - Wood feedstock | Technology-specific data | Specific energy content [GJ/ton pyrlolysis oil from wood] | GJ/tonpyrlolysisoilfromwood |  |  | [10, 12] | Lower | 2050 | 16
3.2 Fast Pyrolysis Wood | Fast pyrolysis (25 MW) - Wood feedstock | Technology-specific data | Specific energy content [GJ/ton pyrlolysis oil from wood] | GJ/tonpyrlolysisoilfromwood |  |  | [10, 12] | Upper | 2025 | 25
3.2 Fast Pyrolysis Wood | Fast pyrolysis (25 MW) - Wood feedstock | Technology-specific data | Specific energy content [GJ/ton pyrlolysis oil from wood] | GJ/tonpyrlolysisoilfromwood |  |  | [10, 12] | Upper | 2050 | 25
3.2 Fast Pyrolysis Wood | Fast pyrolysis (25 MW) - Wood feedstock | Technology-specific data | Specific energy content [GJ/ton pyrlolysis oil from wood] | GJ/tonpyrlolysisoilfromwood |  |  | [10, 12] | ctrl | 2025 | 16
3.2 Fast Pyrolysis Wood | Fast pyrolysis (25 MW) - Wood feedstock | Technology-specific data | Specific energy content [GJ/ton pyrlolysis oil from wood] | GJ/tonpyrlolysisoilfromwood |  |  | [10, 12] | ctrl | 2030 | 16
3.2 Fast Pyrolysis Wood | Fast pyrolysis (25 MW) - Wood feedstock | Technology-specific data | Specific energy content [GJ/ton pyrlolysis oil from wood] | GJ/tonpyrlolysisoilfromwood |  |  | [10, 12] | ctrl | 2035 | 16
3.2 Fast Pyrolysis Wood | Fast pyrolysis (25 MW) - Wood feedstock | Technology-specific data | Specific energy content [GJ/ton pyrlolysis oil from wood] | GJ/tonpyrlolysisoilfromwood |  |  | [10, 12] | ctrl | 2040 | 16
3.2 Fast Pyrolysis Wood | Fast pyrolysis (25 MW) - Wood feedstock | Technology-specific data | Specific energy content [GJ/ton pyrlolysis oil from wood] | GJ/tonpyrlolysisoilfromwood |  |  | [10, 12] | ctrl | 2050 | 16
3.2 Fast Pyrolysis Wood | Fast pyrolysis (25 MW) - Wood feedstock | Technology-specific data | Specific energy content [MJ/Nm3 pyrolysis gas from wood] | MJ/Nm3pyrolysisgasfromwood |  |  | [11, 12] | Lower | 2025 | 10
3.2 Fast Pyrolysis Wood | Fast pyrolysis (25 MW) - Wood feedstock | Technology-specific data | Specific energy content [MJ/Nm3 pyrolysis gas from wood] | MJ/Nm3pyrolysisgasfromwood |  |  | [11, 12] | Lower | 2050 | 10
3.2 Fast Pyrolysis Wood | Fast pyrolysis (25 MW) - Wood feedstock | Technology-specific data | Specific energy content [MJ/Nm3 pyrolysis gas from wood] | MJ/Nm3pyrolysisgasfromwood |  |  | [11, 12] | Upper | 2025 | 20
3.2 Fast Pyrolysis Wood | Fast pyrolysis (25 MW) - Wood feedstock | Technology-specific data | Specific energy content [MJ/Nm3 pyrolysis gas from wood] | MJ/Nm3pyrolysisgasfromwood |  |  | [11, 12] | Upper | 2050 | 20
3.2 Fast Pyrolysis Wood | Fast pyrolysis (25 MW) - Wood feedstock | Technology-specific data | Specific energy content [MJ/Nm3 pyrolysis gas from wood] | MJ/Nm3pyrolysisgasfromwood |  |  | [11, 12] | ctrl | 2025 | 14
3.2 Fast Pyrolysis Wood | Fast pyrolysis (25 MW) - Wood feedstock | Technology-specific data | Specific energy content [MJ/Nm3 pyrolysis gas from wood] | MJ/Nm3pyrolysisgasfromwood |  |  | [11, 12] | ctrl | 2030 | 14
3.2 Fast Pyrolysis Wood | Fast pyrolysis (25 MW) - Wood feedstock | Technology-specific data | Specific energy content [MJ/Nm3 pyrolysis gas from wood] | MJ/Nm3pyrolysisgasfromwood |  |  | [11, 12] | ctrl | 2035 | 14
3.2 Fast Pyrolysis Wood | Fast pyrolysis (25 MW) - Wood feedstock | Technology-specific data | Specific energy content [MJ/Nm3 pyrolysis gas from wood] | MJ/Nm3pyrolysisgasfromwood |  |  | [11, 12] | ctrl | 2040 | 14
3.2 Fast Pyrolysis Wood | Fast pyrolysis (25 MW) - Wood feedstock | Technology-specific data | Specific energy content [MJ/Nm3 pyrolysis gas from wood] | MJ/Nm3pyrolysisgasfromwood |  |  | [11, 12] | ctrl | 2050 | 14
3.2 Fast Pyrolysis Straw | Fast pyrolysis (25 MW) - Straw feedstock | Energy/technical data | Construction time [years] | years |  |  |  | Lower | 2025 | 1
3.2 Fast Pyrolysis Straw | Fast pyrolysis (25 MW) - Straw feedstock | Energy/technical data | Construction time [years] | years |  |  |  | Lower | 2050 | 1
3.2 Fast Pyrolysis Straw | Fast pyrolysis (25 MW) - Straw feedstock | Energy/technical data | Construction time [years] | years |  |  |  | Upper | 2025 | 2
3.2 Fast Pyrolysis Straw | Fast pyrolysis (25 MW) - Straw feedstock | Energy/technical data | Construction time [years] | years |  |  |  | Upper | 2050 | 2
3.2 Fast Pyrolysis Straw | Fast pyrolysis (25 MW) - Straw feedstock | Energy/technical data | Construction time [years] | years |  |  |  | ctrl | 2025 | 2
3.2 Fast Pyrolysis Straw | Fast pyrolysis (25 MW) - Straw feedstock | Energy/technical data | Construction time [years] | years |  |  |  | ctrl | 2030 | 2
3.2 Fast Pyrolysis Straw | Fast pyrolysis (25 MW) - Straw feedstock | Energy/technical data | Construction time [years] | years |  |  |  | ctrl | 2035 | 2
3.2 Fast Pyrolysis Straw | Fast pyrolysis (25 MW) - Straw feedstock | Energy/technical data | Construction time [years] | years |  |  |  | ctrl | 2040 | 2
3.2 Fast Pyrolysis Straw | Fast pyrolysis (25 MW) - Straw feedstock | Energy/technical data | Construction time [years] | years |  |  |  | ctrl | 2050 | 2
3.2 Fast Pyrolysis Straw | Fast pyrolysis (25 MW) - Straw feedstock | Energy/technical data | Electricity Consumption [MWh/MWh Total Input] | MWh/MWhTotalInput |  | K |  | Lower | 2025 | 0.01
3.2 Fast Pyrolysis Straw | Fast pyrolysis (25 MW) - Straw feedstock | Energy/technical data | Electricity Consumption [MWh/MWh Total Input] | MWh/MWhTotalInput |  | K |  | Lower | 2050 | 0.01
3.2 Fast Pyrolysis Straw | Fast pyrolysis (25 MW) - Straw feedstock | Energy/technical data | Electricity Consumption [MWh/MWh Total Input] | MWh/MWhTotalInput |  | K |  | Upper | 2025 | 0.01
3.2 Fast Pyrolysis Straw | Fast pyrolysis (25 MW) - Straw feedstock | Energy/technical data | Electricity Consumption [MWh/MWh Total Input] | MWh/MWhTotalInput |  | K |  | Upper | 2050 | 0.01
3.2 Fast Pyrolysis Straw | Fast pyrolysis (25 MW) - Straw feedstock | Energy/technical data | Electricity Consumption [MWh/MWh Total Input] | MWh/MWhTotalInput |  | K |  | ctrl | 2025 | 0.01
3.2 Fast Pyrolysis Straw | Fast pyrolysis (25 MW) - Straw feedstock | Energy/technical data | Electricity Consumption [MWh/MWh Total Input] | MWh/MWhTotalInput |  | K |  | ctrl | 2030 | 0.01
3.2 Fast Pyrolysis Straw | Fast pyrolysis (25 MW) - Straw feedstock | Energy/technical data | Electricity Consumption [MWh/MWh Total Input] | MWh/MWhTotalInput |  | K |  | ctrl | 2035 | 0.01
3.2 Fast Pyrolysis Straw | Fast pyrolysis (25 MW) - Straw feedstock | Energy/technical data | Electricity Consumption [MWh/MWh Total Input] | MWh/MWhTotalInput |  | K |  | ctrl | 2040 | 0.01
3.2 Fast Pyrolysis Straw | Fast pyrolysis (25 MW) - Straw feedstock | Energy/technical data | Electricity Consumption [MWh/MWh Total Input] | MWh/MWhTotalInput |  | K |  | ctrl | 2050 | 0.01
3.2 Fast Pyrolysis Straw | Fast pyrolysis (25 MW) - Straw feedstock | Energy/technical data | Feedstock Consumption [MWh/MWh Total Input] | MWh/MWhTotalInput |  | K |  | Lower | 2025 | 0.93
3.2 Fast Pyrolysis Straw | Fast pyrolysis (25 MW) - Straw feedstock | Energy/technical data | Feedstock Consumption [MWh/MWh Total Input] | MWh/MWhTotalInput |  | K |  | Lower | 2050 | 0.93
3.2 Fast Pyrolysis Straw | Fast pyrolysis (25 MW) - Straw feedstock | Energy/technical data | Feedstock Consumption [MWh/MWh Total Input] | MWh/MWhTotalInput |  | K |  | Upper | 2025 | 0.93
3.2 Fast Pyrolysis Straw | Fast pyrolysis (25 MW) - Straw feedstock | Energy/technical data | Feedstock Consumption [MWh/MWh Total Input] | MWh/MWhTotalInput |  | K |  | Upper | 2050 | 0.93
3.2 Fast Pyrolysis Straw | Fast pyrolysis (25 MW) - Straw feedstock | Energy/technical data | Feedstock Consumption [MWh/MWh Total Input] | MWh/MWhTotalInput |  | K |  | ctrl | 2025 | 0.93
3.2 Fast Pyrolysis Straw | Fast pyrolysis (25 MW) - Straw feedstock | Energy/technical data | Feedstock Consumption [MWh/MWh Total Input] | MWh/MWhTotalInput |  | K |  | ctrl | 2030 | 0.93
3.2 Fast Pyrolysis Straw | Fast pyrolysis (25 MW) - Straw feedstock | Energy/technical data | Feedstock Consumption [MWh/MWh Total Input] | MWh/MWhTotalInput |  | K |  | ctrl | 2035 | 0.93
3.2 Fast Pyrolysis Straw | Fast pyrolysis (25 MW) - Straw feedstock | Energy/technical data | Feedstock Consumption [MWh/MWh Total Input] | MWh/MWhTotalInput |  | K |  | ctrl | 2040 | 0.93
3.2 Fast Pyrolysis Straw | Fast pyrolysis (25 MW) - Straw feedstock | Energy/technical data | Feedstock Consumption [MWh/MWh Total Input] | MWh/MWhTotalInput |  | K |  | ctrl | 2050 | 0.93
3.2 Fast Pyrolysis Straw | Fast pyrolysis (25 MW) - Straw feedstock | Energy/technical data | Feedstock Consumption [ton/hr] | ton/hr |  | L |  | Lower | 2025 | 5
3.2 Fast Pyrolysis Straw | Fast pyrolysis (25 MW) - Straw feedstock | Energy/technical data | Feedstock Consumption [ton/hr] | ton/hr |  | L |  | Lower | 2050 | 5
3.2 Fast Pyrolysis Straw | Fast pyrolysis (25 MW) - Straw feedstock | Energy/technical data | Feedstock Consumption [ton/hr] | ton/hr |  | L |  | Upper | 2025 | 5
3.2 Fast Pyrolysis Straw | Fast pyrolysis (25 MW) - Straw feedstock | Energy/technical data | Feedstock Consumption [ton/hr] | ton/hr |  | L |  | Upper | 2050 | 5
3.2 Fast Pyrolysis Straw | Fast pyrolysis (25 MW) - Straw feedstock | Energy/technical data | Feedstock Consumption [ton/hr] | ton/hr |  | L |  | ctrl | 2025 | 5
3.2 Fast Pyrolysis Straw | Fast pyrolysis (25 MW) - Straw feedstock | Energy/technical data | Feedstock Consumption [ton/hr] | ton/hr |  | L |  | ctrl | 2030 | 5
3.2 Fast Pyrolysis Straw | Fast pyrolysis (25 MW) - Straw feedstock | Energy/technical data | Feedstock Consumption [ton/hr] | ton/hr |  | L |  | ctrl | 2035 | 5
3.2 Fast Pyrolysis Straw | Fast pyrolysis (25 MW) - Straw feedstock | Energy/technical data | Feedstock Consumption [ton/hr] | ton/hr |  | L |  | ctrl | 2040 | 5
3.2 Fast Pyrolysis Straw | Fast pyrolysis (25 MW) - Straw feedstock | Energy/technical data | Feedstock Consumption [ton/hr] | ton/hr |  | L |  | ctrl | 2050 | 5
3.2 Fast Pyrolysis Straw | Fast pyrolysis (25 MW) - Straw feedstock | Energy/technical data | Forced outage [%] | pct. |  |  | [2] | Lower | 2025 | 0.03
3.2 Fast Pyrolysis Straw | Fast pyrolysis (25 MW) - Straw feedstock | Energy/technical data | Forced outage [%] | pct. |  |  | [2] | Lower | 2050 | 0.03
3.2 Fast Pyrolysis Straw | Fast pyrolysis (25 MW) - Straw feedstock | Energy/technical data | Forced outage [%] | pct. |  |  | [2] | Upper | 2025 | 0.06
3.2 Fast Pyrolysis Straw | Fast pyrolysis (25 MW) - Straw feedstock | Energy/technical data | Forced outage [%] | pct. |  |  | [2] | Upper | 2050 | 0.06
3.2 Fast Pyrolysis Straw | Fast pyrolysis (25 MW) - Straw feedstock | Energy/technical data | Forced outage [%] | pct. |  |  | [2] | ctrl | 2025 | 0.04
3.2 Fast Pyrolysis Straw | Fast pyrolysis (25 MW) - Straw feedstock | Energy/technical data | Forced outage [%] | pct. |  |  | [2] | ctrl | 2030 | 0.04
3.2 Fast Pyrolysis Straw | Fast pyrolysis (25 MW) - Straw feedstock | Energy/technical data | Forced outage [%] | pct. |  |  | [2] | ctrl | 2035 | 0.04
3.2 Fast Pyrolysis Straw | Fast pyrolysis (25 MW) - Straw feedstock | Energy/technical data | Forced outage [%] | pct. |  |  | [2] | ctrl | 2040 | 0.04
3.2 Fast Pyrolysis Straw | Fast pyrolysis (25 MW) - Straw feedstock | Energy/technical data | Forced outage [%] | pct. |  |  | [2] | ctrl | 2050 | 0.04
3.2 Fast Pyrolysis Straw | Fast pyrolysis (25 MW) - Straw feedstock | Energy/technical data | Heat Consuption [MWh/MWh Total Input] | MWh/MWhTotalInput |  | J, K |  | Lower | 2025 | 0.06
3.2 Fast Pyrolysis Straw | Fast pyrolysis (25 MW) - Straw feedstock | Energy/technical data | Heat Consuption [MWh/MWh Total Input] | MWh/MWhTotalInput |  | J, K |  | Lower | 2050 | 0.06
3.2 Fast Pyrolysis Straw | Fast pyrolysis (25 MW) - Straw feedstock | Energy/technical data | Heat Consuption [MWh/MWh Total Input] | MWh/MWhTotalInput |  | J, K |  | Upper | 2025 | 0.06
3.2 Fast Pyrolysis Straw | Fast pyrolysis (25 MW) - Straw feedstock | Energy/technical data | Heat Consuption [MWh/MWh Total Input] | MWh/MWhTotalInput |  | J, K |  | Upper | 2050 | 0.06
3.2 Fast Pyrolysis Straw | Fast pyrolysis (25 MW) - Straw feedstock | Energy/technical data | Heat Consuption [MWh/MWh Total Input] | MWh/MWhTotalInput |  | J, K |  | ctrl | 2025 | 0.06
3.2 Fast Pyrolysis Straw | Fast pyrolysis (25 MW) - Straw feedstock | Energy/technical data | Heat Consuption [MWh/MWh Total Input] | MWh/MWhTotalInput |  | J, K |  | ctrl | 2030 | 0.06
3.2 Fast Pyrolysis Straw | Fast pyrolysis (25 MW) - Straw feedstock | Energy/technical data | Heat Consuption [MWh/MWh Total Input] | MWh/MWhTotalInput |  | J, K |  | ctrl | 2035 | 0.06
3.2 Fast Pyrolysis Straw | Fast pyrolysis (25 MW) - Straw feedstock | Energy/technical data | Heat Consuption [MWh/MWh Total Input] | MWh/MWhTotalInput |  | J, K |  | ctrl | 2040 | 0.06
3.2 Fast Pyrolysis Straw | Fast pyrolysis (25 MW) - Straw feedstock | Energy/technical data | Heat Consuption [MWh/MWh Total Input] | MWh/MWhTotalInput |  | J, K |  | ctrl | 2050 | 0.06
3.2 Fast Pyrolysis Straw | Fast pyrolysis (25 MW) - Straw feedstock | Energy/technical data | Planned outage [weeks per year] | weeks/year |  |  | [2,9] | Lower | 2025 | 2
3.2 Fast Pyrolysis Straw | Fast pyrolysis (25 MW) - Straw feedstock | Energy/technical data | Planned outage [weeks per year] | weeks/year |  |  | [2,9] | Lower | 2050 | 2
3.2 Fast Pyrolysis Straw | Fast pyrolysis (25 MW) - Straw feedstock | Energy/technical data | Planned outage [weeks per year] | weeks/year |  |  | [2,9] | Upper | 2025 | 2
3.2 Fast Pyrolysis Straw | Fast pyrolysis (25 MW) - Straw feedstock | Energy/technical data | Planned outage [weeks per year] | weeks/year |  |  | [2,9] | Upper | 2050 | 2
3.2 Fast Pyrolysis Straw | Fast pyrolysis (25 MW) - Straw feedstock | Energy/technical data | Planned outage [weeks per year] | weeks/year |  |  | [2,9] | ctrl | 2025 | 2
3.2 Fast Pyrolysis Straw | Fast pyrolysis (25 MW) - Straw feedstock | Energy/technical data | Planned outage [weeks per year] | weeks/year |  |  | [2,9] | ctrl | 2030 | 2
3.2 Fast Pyrolysis Straw | Fast pyrolysis (25 MW) - Straw feedstock | Energy/technical data | Planned outage [weeks per year] | weeks/year |  |  | [2,9] | ctrl | 2035 | 2
3.2 Fast Pyrolysis Straw | Fast pyrolysis (25 MW) - Straw feedstock | Energy/technical data | Planned outage [weeks per year] | weeks/year |  |  | [2,9] | ctrl | 2040 | 2
3.2 Fast Pyrolysis Straw | Fast pyrolysis (25 MW) - Straw feedstock | Energy/technical data | Planned outage [weeks per year] | weeks/year |  |  | [2,9] | ctrl | 2050 | 2
3.2 Fast Pyrolysis Straw | Fast pyrolysis (25 MW) - Straw feedstock | Energy/technical data | Pyrolysis Oil Output [MWh/MWh Total Input] | MWh/MWhTotalInput |  | A,C | [3] | Lower | 2025 | 0.45
3.2 Fast Pyrolysis Straw | Fast pyrolysis (25 MW) - Straw feedstock | Energy/technical data | Pyrolysis Oil Output [MWh/MWh Total Input] | MWh/MWhTotalInput |  | A,C | [3] | Lower | 2050 | 0.45
3.2 Fast Pyrolysis Straw | Fast pyrolysis (25 MW) - Straw feedstock | Energy/technical data | Pyrolysis Oil Output [MWh/MWh Total Input] | MWh/MWhTotalInput |  | A,C | [3] | Upper | 2025 | 0.6
3.2 Fast Pyrolysis Straw | Fast pyrolysis (25 MW) - Straw feedstock | Energy/technical data | Pyrolysis Oil Output [MWh/MWh Total Input] | MWh/MWhTotalInput |  | A,C | [3] | Upper | 2050 | 0.6
3.2 Fast Pyrolysis Straw | Fast pyrolysis (25 MW) - Straw feedstock | Energy/technical data | Pyrolysis Oil Output [MWh/MWh Total Input] | MWh/MWhTotalInput |  | A,C | [3] | ctrl | 2025 | 0.6
3.2 Fast Pyrolysis Straw | Fast pyrolysis (25 MW) - Straw feedstock | Energy/technical data | Pyrolysis Oil Output [MWh/MWh Total Input] | MWh/MWhTotalInput |  | A,C | [3] | ctrl | 2030 | 0.6
3.2 Fast Pyrolysis Straw | Fast pyrolysis (25 MW) - Straw feedstock | Energy/technical data | Pyrolysis Oil Output [MWh/MWh Total Input] | MWh/MWhTotalInput |  | A,C | [3] | ctrl | 2035 | 0.6
3.2 Fast Pyrolysis Straw | Fast pyrolysis (25 MW) - Straw feedstock | Energy/technical data | Pyrolysis Oil Output [MWh/MWh Total Input] | MWh/MWhTotalInput |  | A,C | [3] | ctrl | 2040 | 0.6
3.2 Fast Pyrolysis Straw | Fast pyrolysis (25 MW) - Straw feedstock | Energy/technical data | Pyrolysis Oil Output [MWh/MWh Total Input] | MWh/MWhTotalInput |  | A,C | [3] | ctrl | 2050 | 0.6
3.2 Fast Pyrolysis Straw | Fast pyrolysis (25 MW) - Straw feedstock | Energy/technical data | Pyrolysis gas/heat Output [MWh/MWh Total Input] | MWh/MWhTotalInput |  | A,C, E | [3] | Lower | 2025 | 0.1
3.2 Fast Pyrolysis Straw | Fast pyrolysis (25 MW) - Straw feedstock | Energy/technical data | Pyrolysis gas/heat Output [MWh/MWh Total Input] | MWh/MWhTotalInput |  | A,C, E | [3] | Lower | 2050 | 0.1
3.2 Fast Pyrolysis Straw | Fast pyrolysis (25 MW) - Straw feedstock | Energy/technical data | Pyrolysis gas/heat Output [MWh/MWh Total Input] | MWh/MWhTotalInput |  | A,C, E | [3] | Upper | 2025 | 0.15
3.2 Fast Pyrolysis Straw | Fast pyrolysis (25 MW) - Straw feedstock | Energy/technical data | Pyrolysis gas/heat Output [MWh/MWh Total Input] | MWh/MWhTotalInput |  | A,C, E | [3] | Upper | 2050 | 0.15
3.2 Fast Pyrolysis Straw | Fast pyrolysis (25 MW) - Straw feedstock | Energy/technical data | Pyrolysis gas/heat Output [MWh/MWh Total Input] | MWh/MWhTotalInput |  | A,C, E | [3] | ctrl | 2025 | 0.15
3.2 Fast Pyrolysis Straw | Fast pyrolysis (25 MW) - Straw feedstock | Energy/technical data | Pyrolysis gas/heat Output [MWh/MWh Total Input] | MWh/MWhTotalInput |  | A,C, E | [3] | ctrl | 2030 | 0.15
3.2 Fast Pyrolysis Straw | Fast pyrolysis (25 MW) - Straw feedstock | Energy/technical data | Pyrolysis gas/heat Output [MWh/MWh Total Input] | MWh/MWhTotalInput |  | A,C, E | [3] | ctrl | 2035 | 0.15
3.2 Fast Pyrolysis Straw | Fast pyrolysis (25 MW) - Straw feedstock | Energy/technical data | Pyrolysis gas/heat Output [MWh/MWh Total Input] | MWh/MWhTotalInput |  | A,C, E | [3] | ctrl | 2040 | 0.15
3.2 Fast Pyrolysis Straw | Fast pyrolysis (25 MW) - Straw feedstock | Energy/technical data | Pyrolysis gas/heat Output [MWh/MWh Total Input] | MWh/MWhTotalInput |  | A,C, E | [3] | ctrl | 2050 | 0.15
3.2 Fast Pyrolysis Straw | Fast pyrolysis (25 MW) - Straw feedstock | Energy/technical data | Technical lifetime [years] | years |  |  |  | Lower | 2025 | 25
3.2 Fast Pyrolysis Straw | Fast pyrolysis (25 MW) - Straw feedstock | Energy/technical data | Technical lifetime [years] | years |  |  |  | Lower | 2050 | 25
3.2 Fast Pyrolysis Straw | Fast pyrolysis (25 MW) - Straw feedstock | Energy/technical data | Technical lifetime [years] | years |  |  |  | Upper | 2025 | 25
3.2 Fast Pyrolysis Straw | Fast pyrolysis (25 MW) - Straw feedstock | Energy/technical data | Technical lifetime [years] | years |  |  |  | Upper | 2050 | 25
3.2 Fast Pyrolysis Straw | Fast pyrolysis (25 MW) - Straw feedstock | Energy/technical data | Technical lifetime [years] | years |  |  |  | ctrl | 2025 | 25
3.2 Fast Pyrolysis Straw | Fast pyrolysis (25 MW) - Straw feedstock | Energy/technical data | Technical lifetime [years] | years |  |  |  | ctrl | 2030 | 25
3.2 Fast Pyrolysis Straw | Fast pyrolysis (25 MW) - Straw feedstock | Energy/technical data | Technical lifetime [years] | years |  |  |  | ctrl | 2035 | 25
3.2 Fast Pyrolysis Straw | Fast pyrolysis (25 MW) - Straw feedstock | Energy/technical data | Technical lifetime [years] | years |  |  |  | ctrl | 2040 | 25
3.2 Fast Pyrolysis Straw | Fast pyrolysis (25 MW) - Straw feedstock | Energy/technical data | Technical lifetime [years] | years |  |  |  | ctrl | 2050 | 25
3.2 Fast Pyrolysis Straw | Fast pyrolysis (25 MW) - Straw feedstock | Energy/technical data | Total efficiency |  |  | H, D |  | ctrl | 2025 | 0.75
3.2 Fast Pyrolysis Straw | Fast pyrolysis (25 MW) - Straw feedstock | Energy/technical data | Total efficiency |  |  | H, D |  | ctrl | 2030 | 0.75
3.2 Fast Pyrolysis Straw | Fast pyrolysis (25 MW) - Straw feedstock | Energy/technical data | Total efficiency |  |  | H, D |  | ctrl | 2035 | 0.75
3.2 Fast Pyrolysis Straw | Fast pyrolysis (25 MW) - Straw feedstock | Energy/technical data | Total efficiency |  |  | H, D |  | ctrl | 2040 | 0.75
3.2 Fast Pyrolysis Straw | Fast pyrolysis (25 MW) - Straw feedstock | Energy/technical data | Total efficiency |  |  | H, D |  | ctrl | 2050 | 0.75
3.2 Fast Pyrolysis Straw | Fast pyrolysis (25 MW) - Straw feedstock | Energy/technical data | Typical total plant size [MW Input biomass] | MWInputbiomass |  | A | [4,8] | Lower | 2025 | 25
3.2 Fast Pyrolysis Straw | Fast pyrolysis (25 MW) - Straw feedstock | Energy/technical data | Typical total plant size [MW Input biomass] | MWInputbiomass |  | A | [4,8] | Lower | 2050 | 25
3.2 Fast Pyrolysis Straw | Fast pyrolysis (25 MW) - Straw feedstock | Energy/technical data | Typical total plant size [MW Input biomass] | MWInputbiomass |  | A | [4,8] | Upper | 2025 | 25
3.2 Fast Pyrolysis Straw | Fast pyrolysis (25 MW) - Straw feedstock | Energy/technical data | Typical total plant size [MW Input biomass] | MWInputbiomass |  | A | [4,8] | Upper | 2050 | 25
3.2 Fast Pyrolysis Straw | Fast pyrolysis (25 MW) - Straw feedstock | Energy/technical data | Typical total plant size [MW Input biomass] | MWInputbiomass |  | A | [4,8] | ctrl | 2025 | 25
3.2 Fast Pyrolysis Straw | Fast pyrolysis (25 MW) - Straw feedstock | Energy/technical data | Typical total plant size [MW Input biomass] | MWInputbiomass |  | A | [4,8] | ctrl | 2030 | 25
3.2 Fast Pyrolysis Straw | Fast pyrolysis (25 MW) - Straw feedstock | Energy/technical data | Typical total plant size [MW Input biomass] | MWInputbiomass |  | A | [4,8] | ctrl | 2035 | 25
3.2 Fast Pyrolysis Straw | Fast pyrolysis (25 MW) - Straw feedstock | Energy/technical data | Typical total plant size [MW Input biomass] | MWInputbiomass |  | A | [4,8] | ctrl | 2040 | 25
3.2 Fast Pyrolysis Straw | Fast pyrolysis (25 MW) - Straw feedstock | Energy/technical data | Typical total plant size [MW Input biomass] | MWInputbiomass |  | A | [4,8] | ctrl | 2050 | 25
3.2 Fast Pyrolysis Straw | Fast pyrolysis (25 MW) - Straw feedstock | Energy/technical data | Typical total plant size [MW input] | MWinput |  | A | [4,8] | Lower | 2025 | 27.75
3.2 Fast Pyrolysis Straw | Fast pyrolysis (25 MW) - Straw feedstock | Energy/technical data | Typical total plant size [MW input] | MWinput |  | A | [4,8] | Lower | 2050 | 27.75
3.2 Fast Pyrolysis Straw | Fast pyrolysis (25 MW) - Straw feedstock | Energy/technical data | Typical total plant size [MW input] | MWinput |  | A | [4,8] | Upper | 2025 | 27.75
3.2 Fast Pyrolysis Straw | Fast pyrolysis (25 MW) - Straw feedstock | Energy/technical data | Typical total plant size [MW input] | MWinput |  | A | [4,8] | Upper | 2050 | 27.75
3.2 Fast Pyrolysis Straw | Fast pyrolysis (25 MW) - Straw feedstock | Energy/technical data | Typical total plant size [MW input] | MWinput |  | A | [4,8] | ctrl | 2025 | 27.75
3.2 Fast Pyrolysis Straw | Fast pyrolysis (25 MW) - Straw feedstock | Energy/technical data | Typical total plant size [MW input] | MWinput |  | A | [4,8] | ctrl | 2030 | 27.75
3.2 Fast Pyrolysis Straw | Fast pyrolysis (25 MW) - Straw feedstock | Energy/technical data | Typical total plant size [MW input] | MWinput |  | A | [4,8] | ctrl | 2035 | 27.75
3.2 Fast Pyrolysis Straw | Fast pyrolysis (25 MW) - Straw feedstock | Energy/technical data | Typical total plant size [MW input] | MWinput |  | A | [4,8] | ctrl | 2040 | 27.75
3.2 Fast Pyrolysis Straw | Fast pyrolysis (25 MW) - Straw feedstock | Energy/technical data | Typical total plant size [MW input] | MWinput |  | A | [4,8] | ctrl | 2050 | 27.75
3.2 Fast Pyrolysis Straw | Fast pyrolysis (25 MW) - Straw feedstock | Financial data | - equipment [%] | pct. |  |  |  | Lower | 2025 | 0.85
3.2 Fast Pyrolysis Straw | Fast pyrolysis (25 MW) - Straw feedstock | Financial data | - equipment [%] | pct. |  |  |  | Lower | 2050 | 0.85
3.2 Fast Pyrolysis Straw | Fast pyrolysis (25 MW) - Straw feedstock | Financial data | - equipment [%] | pct. |  |  |  | Upper | 2025 | 0.85
3.2 Fast Pyrolysis Straw | Fast pyrolysis (25 MW) - Straw feedstock | Financial data | - equipment [%] | pct. |  |  |  | Upper | 2050 | 0.85
3.2 Fast Pyrolysis Straw | Fast pyrolysis (25 MW) - Straw feedstock | Financial data | - equipment [%] | pct. |  |  |  | ctrl | 2025 | 0.85
3.2 Fast Pyrolysis Straw | Fast pyrolysis (25 MW) - Straw feedstock | Financial data | - equipment [%] | pct. |  |  |  | ctrl | 2030 | 0.85
3.2 Fast Pyrolysis Straw | Fast pyrolysis (25 MW) - Straw feedstock | Financial data | - equipment [%] | pct. |  |  |  | ctrl | 2035 | 0.85
3.2 Fast Pyrolysis Straw | Fast pyrolysis (25 MW) - Straw feedstock | Financial data | - equipment [%] | pct. |  |  |  | ctrl | 2040 | 0.85
3.2 Fast Pyrolysis Straw | Fast pyrolysis (25 MW) - Straw feedstock | Financial data | - equipment [%] | pct. |  |  |  | ctrl | 2050 | 0.85
3.2 Fast Pyrolysis Straw | Fast pyrolysis (25 MW) - Straw feedstock | Financial data | - installation [%] | pct. |  |  |  | Lower | 2025 | 0.15
3.2 Fast Pyrolysis Straw | Fast pyrolysis (25 MW) - Straw feedstock | Financial data | - installation [%] | pct. |  |  |  | Lower | 2050 | 0.15
3.2 Fast Pyrolysis Straw | Fast pyrolysis (25 MW) - Straw feedstock | Financial data | - installation [%] | pct. |  |  |  | Upper | 2025 | 0.15
3.2 Fast Pyrolysis Straw | Fast pyrolysis (25 MW) - Straw feedstock | Financial data | - installation [%] | pct. |  |  |  | Upper | 2050 | 0.15
3.2 Fast Pyrolysis Straw | Fast pyrolysis (25 MW) - Straw feedstock | Financial data | - installation [%] | pct. |  |  |  | ctrl | 2025 | 0.15
3.2 Fast Pyrolysis Straw | Fast pyrolysis (25 MW) - Straw feedstock | Financial data | - installation [%] | pct. |  |  |  | ctrl | 2030 | 0.15
3.2 Fast Pyrolysis Straw | Fast pyrolysis (25 MW) - Straw feedstock | Financial data | - installation [%] | pct. |  |  |  | ctrl | 2035 | 0.15
3.2 Fast Pyrolysis Straw | Fast pyrolysis (25 MW) - Straw feedstock | Financial data | - installation [%] | pct. |  |  |  | ctrl | 2040 | 0.15
3.2 Fast Pyrolysis Straw | Fast pyrolysis (25 MW) - Straw feedstock | Financial data | - installation [%] | pct. |  |  |  | ctrl | 2050 | 0.15
3.2 Fast Pyrolysis Straw | Fast pyrolysis (25 MW) - Straw feedstock | Financial data | Fixed and variable O&M [M€/MW output from pyrolysis process/year] | M€/MWoutputfrompyrolysisprocess/year |  | B, I | [1,2,7] | Lower | 2025 | 0.08
3.2 Fast Pyrolysis Straw | Fast pyrolysis (25 MW) - Straw feedstock | Financial data | Fixed and variable O&M [M€/MW output from pyrolysis process/year] | M€/MWoutputfrompyrolysisprocess/year |  | B, I | [1,2,7] | Lower | 2050 | 0.084456
3.2 Fast Pyrolysis Straw | Fast pyrolysis (25 MW) - Straw feedstock | Financial data | Fixed and variable O&M [M€/MW output from pyrolysis process/year] | M€/MWoutputfrompyrolysisprocess/year |  | B, I | [1,2,7] | Upper | 2025 | 0.096
3.2 Fast Pyrolysis Straw | Fast pyrolysis (25 MW) - Straw feedstock | Financial data | Fixed and variable O&M [M€/MW output from pyrolysis process/year] | M€/MWoutputfrompyrolysisprocess/year |  | B, I | [1,2,7] | Upper | 2050 | 0.05508
3.2 Fast Pyrolysis Straw | Fast pyrolysis (25 MW) - Straw feedstock | Financial data | Fixed and variable O&M [M€/MW output from pyrolysis process/year] | M€/MWoutputfrompyrolysisprocess/year |  | B, I | [1,2,7] | ctrl | 2025 | 0.096
3.2 Fast Pyrolysis Straw | Fast pyrolysis (25 MW) - Straw feedstock | Financial data | Fixed and variable O&M [M€/MW output from pyrolysis process/year] | M€/MWoutputfrompyrolysisprocess/year |  | B, I | [1,2,7] | ctrl | 2030 | 0.096
3.2 Fast Pyrolysis Straw | Fast pyrolysis (25 MW) - Straw feedstock | Financial data | Fixed and variable O&M [M€/MW output from pyrolysis process/year] | M€/MWoutputfrompyrolysisprocess/year |  | B, I | [1,2,7] | ctrl | 2035 | 0.0864
3.2 Fast Pyrolysis Straw | Fast pyrolysis (25 MW) - Straw feedstock | Financial data | Fixed and variable O&M [M€/MW output from pyrolysis process/year] | M€/MWoutputfrompyrolysisprocess/year |  | B, I | [1,2,7] | ctrl | 2040 | 0.0816
3.2 Fast Pyrolysis Straw | Fast pyrolysis (25 MW) - Straw feedstock | Financial data | Fixed and variable O&M [M€/MW output from pyrolysis process/year] | M€/MWoutputfrompyrolysisprocess/year |  | B, I | [1,2,7] | ctrl | 2050 | 0.07344
3.2 Fast Pyrolysis Straw | Fast pyrolysis (25 MW) - Straw feedstock | Financial data | Specific investment [M€/MW output from pyrolysis process] | M€/MWoutputfrompyrolysisprocess |  | A, B, F, M, N | [1,3,4] | Lower | 2025 | 1
3.2 Fast Pyrolysis Straw | Fast pyrolysis (25 MW) - Straw feedstock | Financial data | Specific investment [M€/MW output from pyrolysis process] | M€/MWoutputfrompyrolysisprocess |  | A, B, F, M, N | [1,3,4] | Lower | 2050 | 1.0557
3.2 Fast Pyrolysis Straw | Fast pyrolysis (25 MW) - Straw feedstock | Financial data | Specific investment [M€/MW output from pyrolysis process] | M€/MWoutputfrompyrolysisprocess |  | A, B, F, M, N | [1,3,4] | Upper | 2025 | 1.2
3.2 Fast Pyrolysis Straw | Fast pyrolysis (25 MW) - Straw feedstock | Financial data | Specific investment [M€/MW output from pyrolysis process] | M€/MWoutputfrompyrolysisprocess |  | A, B, F, M, N | [1,3,4] | Upper | 2050 | 0.6885
3.2 Fast Pyrolysis Straw | Fast pyrolysis (25 MW) - Straw feedstock | Financial data | Specific investment [M€/MW output from pyrolysis process] | M€/MWoutputfrompyrolysisprocess |  | A, B, F, M, N | [1,3,4] | ctrl | 2025 | 1.2
3.2 Fast Pyrolysis Straw | Fast pyrolysis (25 MW) - Straw feedstock | Financial data | Specific investment [M€/MW output from pyrolysis process] | M€/MWoutputfrompyrolysisprocess |  | A, B, F, M, N | [1,3,4] | ctrl | 2030 | 1.2
3.2 Fast Pyrolysis Straw | Fast pyrolysis (25 MW) - Straw feedstock | Financial data | Specific investment [M€/MW output from pyrolysis process] | M€/MWoutputfrompyrolysisprocess |  | A, B, F, M, N | [1,3,4] | ctrl | 2035 | 1.08
3.2 Fast Pyrolysis Straw | Fast pyrolysis (25 MW) - Straw feedstock | Financial data | Specific investment [M€/MW output from pyrolysis process] | M€/MWoutputfrompyrolysisprocess |  | A, B, F, M, N | [1,3,4] | ctrl | 2040 | 1.02
3.2 Fast Pyrolysis Straw | Fast pyrolysis (25 MW) - Straw feedstock | Financial data | Specific investment [M€/MW output from pyrolysis process] | M€/MWoutputfrompyrolysisprocess |  | A, B, F, M, N | [1,3,4] | ctrl | 2050 | 0.918
3.2 Fast Pyrolysis Straw | Fast pyrolysis (25 MW) - Straw feedstock | Technology-specific data | Specific density of pyrlolysis oil [ton/m3] | ton/m3 |  |  | [10] | Lower | 2025 | 1.1
3.2 Fast Pyrolysis Straw | Fast pyrolysis (25 MW) - Straw feedstock | Technology-specific data | Specific density of pyrlolysis oil [ton/m3] | ton/m3 |  |  | [10] | Lower | 2050 | 1.1
3.2 Fast Pyrolysis Straw | Fast pyrolysis (25 MW) - Straw feedstock | Technology-specific data | Specific density of pyrlolysis oil [ton/m3] | ton/m3 |  |  | [10] | Upper | 2025 | 1.1
3.2 Fast Pyrolysis Straw | Fast pyrolysis (25 MW) - Straw feedstock | Technology-specific data | Specific density of pyrlolysis oil [ton/m3] | ton/m3 |  |  | [10] | Upper | 2050 | 1.1
3.2 Fast Pyrolysis Straw | Fast pyrolysis (25 MW) - Straw feedstock | Technology-specific data | Specific density of pyrlolysis oil [ton/m3] | ton/m3 |  |  | [10] | ctrl | 2025 | 1.1
3.2 Fast Pyrolysis Straw | Fast pyrolysis (25 MW) - Straw feedstock | Technology-specific data | Specific density of pyrlolysis oil [ton/m3] | ton/m3 |  |  | [10] | ctrl | 2030 | 1.1
3.2 Fast Pyrolysis Straw | Fast pyrolysis (25 MW) - Straw feedstock | Technology-specific data | Specific density of pyrlolysis oil [ton/m3] | ton/m3 |  |  | [10] | ctrl | 2035 | 1.1
3.2 Fast Pyrolysis Straw | Fast pyrolysis (25 MW) - Straw feedstock | Technology-specific data | Specific density of pyrlolysis oil [ton/m3] | ton/m3 |  |  | [10] | ctrl | 2040 | 1.1
3.2 Fast Pyrolysis Straw | Fast pyrolysis (25 MW) - Straw feedstock | Technology-specific data | Specific density of pyrlolysis oil [ton/m3] | ton/m3 |  |  | [10] | ctrl | 2050 | 1.1
3.2 Fast Pyrolysis Straw | Fast pyrolysis (25 MW) - Straw feedstock | Technology-specific data | Specific density of pyrolysis gas [kg/Nm3] | kg/Nm3 |  |  | [10] | Lower | 2025 | 1.1
3.2 Fast Pyrolysis Straw | Fast pyrolysis (25 MW) - Straw feedstock | Technology-specific data | Specific density of pyrolysis gas [kg/Nm3] | kg/Nm3 |  |  | [10] | Lower | 2050 | 1.1
3.2 Fast Pyrolysis Straw | Fast pyrolysis (25 MW) - Straw feedstock | Technology-specific data | Specific density of pyrolysis gas [kg/Nm3] | kg/Nm3 |  |  | [10] | Upper | 2025 | 1.1
3.2 Fast Pyrolysis Straw | Fast pyrolysis (25 MW) - Straw feedstock | Technology-specific data | Specific density of pyrolysis gas [kg/Nm3] | kg/Nm3 |  |  | [10] | Upper | 2050 | 1.1
3.2 Fast Pyrolysis Straw | Fast pyrolysis (25 MW) - Straw feedstock | Technology-specific data | Specific density of pyrolysis gas [kg/Nm3] | kg/Nm3 |  |  | [10] | ctrl | 2025 | 1.1
3.2 Fast Pyrolysis Straw | Fast pyrolysis (25 MW) - Straw feedstock | Technology-specific data | Specific density of pyrolysis gas [kg/Nm3] | kg/Nm3 |  |  | [10] | ctrl | 2030 | 1.1
3.2 Fast Pyrolysis Straw | Fast pyrolysis (25 MW) - Straw feedstock | Technology-specific data | Specific density of pyrolysis gas [kg/Nm3] | kg/Nm3 |  |  | [10] | ctrl | 2035 | 1.1
3.2 Fast Pyrolysis Straw | Fast pyrolysis (25 MW) - Straw feedstock | Technology-specific data | Specific density of pyrolysis gas [kg/Nm3] | kg/Nm3 |  |  | [10] | ctrl | 2040 | 1.1
3.2 Fast Pyrolysis Straw | Fast pyrolysis (25 MW) - Straw feedstock | Technology-specific data | Specific density of pyrolysis gas [kg/Nm3] | kg/Nm3 |  |  | [10] | ctrl | 2050 | 1.1
3.2 Fast Pyrolysis Straw | Fast pyrolysis (25 MW) - Straw feedstock | Technology-specific data | Specific energy content [GJ/ton pyrlolysis oil from straw] | GJ/tonpyrlolysisoilfromstraw |  |  | [10, 11] | Lower | 2025 | 16
3.2 Fast Pyrolysis Straw | Fast pyrolysis (25 MW) - Straw feedstock | Technology-specific data | Specific energy content [GJ/ton pyrlolysis oil from straw] | GJ/tonpyrlolysisoilfromstraw |  |  | [10, 11] | Lower | 2050 | 16
3.2 Fast Pyrolysis Straw | Fast pyrolysis (25 MW) - Straw feedstock | Technology-specific data | Specific energy content [GJ/ton pyrlolysis oil from straw] | GJ/tonpyrlolysisoilfromstraw |  |  | [10, 11] | Upper | 2025 | 16
3.2 Fast Pyrolysis Straw | Fast pyrolysis (25 MW) - Straw feedstock | Technology-specific data | Specific energy content [GJ/ton pyrlolysis oil from straw] | GJ/tonpyrlolysisoilfromstraw |  |  | [10, 11] | Upper | 2050 | 16
3.2 Fast Pyrolysis Straw | Fast pyrolysis (25 MW) - Straw feedstock | Technology-specific data | Specific energy content [GJ/ton pyrlolysis oil from straw] | GJ/tonpyrlolysisoilfromstraw |  |  | [10, 11] | ctrl | 2025 | 16
3.2 Fast Pyrolysis Straw | Fast pyrolysis (25 MW) - Straw feedstock | Technology-specific data | Specific energy content [GJ/ton pyrlolysis oil from straw] | GJ/tonpyrlolysisoilfromstraw |  |  | [10, 11] | ctrl | 2030 | 16
3.2 Fast Pyrolysis Straw | Fast pyrolysis (25 MW) - Straw feedstock | Technology-specific data | Specific energy content [GJ/ton pyrlolysis oil from straw] | GJ/tonpyrlolysisoilfromstraw |  |  | [10, 11] | ctrl | 2035 | 16
3.2 Fast Pyrolysis Straw | Fast pyrolysis (25 MW) - Straw feedstock | Technology-specific data | Specific energy content [GJ/ton pyrlolysis oil from straw] | GJ/tonpyrlolysisoilfromstraw |  |  | [10, 11] | ctrl | 2040 | 16
3.2 Fast Pyrolysis Straw | Fast pyrolysis (25 MW) - Straw feedstock | Technology-specific data | Specific energy content [GJ/ton pyrlolysis oil from straw] | GJ/tonpyrlolysisoilfromstraw |  |  | [10, 11] | ctrl | 2050 | 16
3.2 Fast Pyrolysis Straw | Fast pyrolysis (25 MW) - Straw feedstock | Technology-specific data | Specific energy content [MJ/Nm3 pyrolysis gas from straw] | MJ/Nm3pyrolysisgasfromstraw |  |  | [10, 11] | Lower | 2025 | 14
3.2 Fast Pyrolysis Straw | Fast pyrolysis (25 MW) - Straw feedstock | Technology-specific data | Specific energy content [MJ/Nm3 pyrolysis gas from straw] | MJ/Nm3pyrolysisgasfromstraw |  |  | [10, 11] | Lower | 2050 | 14
3.2 Fast Pyrolysis Straw | Fast pyrolysis (25 MW) - Straw feedstock | Technology-specific data | Specific energy content [MJ/Nm3 pyrolysis gas from straw] | MJ/Nm3pyrolysisgasfromstraw |  |  | [10, 11] | Upper | 2025 | 14
3.2 Fast Pyrolysis Straw | Fast pyrolysis (25 MW) - Straw feedstock | Technology-specific data | Specific energy content [MJ/Nm3 pyrolysis gas from straw] | MJ/Nm3pyrolysisgasfromstraw |  |  | [10, 11] | Upper | 2050 | 14
3.2 Fast Pyrolysis Straw | Fast pyrolysis (25 MW) - Straw feedstock | Technology-specific data | Specific energy content [MJ/Nm3 pyrolysis gas from straw] | MJ/Nm3pyrolysisgasfromstraw |  |  | [10, 11] | ctrl | 2025 | 14
3.2 Fast Pyrolysis Straw | Fast pyrolysis (25 MW) - Straw feedstock | Technology-specific data | Specific energy content [MJ/Nm3 pyrolysis gas from straw] | MJ/Nm3pyrolysisgasfromstraw |  |  | [10, 11] | ctrl | 2030 | 14
3.2 Fast Pyrolysis Straw | Fast pyrolysis (25 MW) - Straw feedstock | Technology-specific data | Specific energy content [MJ/Nm3 pyrolysis gas from straw] | MJ/Nm3pyrolysisgasfromstraw |  |  | [10, 11] | ctrl | 2035 | 14
3.2 Fast Pyrolysis Straw | Fast pyrolysis (25 MW) - Straw feedstock | Technology-specific data | Specific energy content [MJ/Nm3 pyrolysis gas from straw] | MJ/Nm3pyrolysisgasfromstraw |  |  | [10, 11] | ctrl | 2040 | 14
3.2 Fast Pyrolysis Straw | Fast pyrolysis (25 MW) - Straw feedstock | Technology-specific data | Specific energy content [MJ/Nm3 pyrolysis gas from straw] | MJ/Nm3pyrolysisgasfromstraw |  |  | [10, 11] | ctrl | 2050 | 14
3.2 Catalytic Pyrolysis Wood | Fast catalytic pyrolysis (25 MW) - wood feedstock | Energy/technical data | Catalytic Pyrolysis Oil output [MWh/MWh Total Input] | MWh/MWhTotalInput |  | I | [1,2] | Lower | 2025 | 0.4
3.2 Catalytic Pyrolysis Wood | Fast catalytic pyrolysis (25 MW) - wood feedstock | Energy/technical data | Catalytic Pyrolysis Oil output [MWh/MWh Total Input] | MWh/MWhTotalInput |  | I | [1,2] | Lower | 2050 | 0.4
3.2 Catalytic Pyrolysis Wood | Fast catalytic pyrolysis (25 MW) - wood feedstock | Energy/technical data | Catalytic Pyrolysis Oil output [MWh/MWh Total Input] | MWh/MWhTotalInput |  | I | [1,2] | Upper | 2025 | 0.4
3.2 Catalytic Pyrolysis Wood | Fast catalytic pyrolysis (25 MW) - wood feedstock | Energy/technical data | Catalytic Pyrolysis Oil output [MWh/MWh Total Input] | MWh/MWhTotalInput |  | I | [1,2] | Upper | 2050 | 0.4
3.2 Catalytic Pyrolysis Wood | Fast catalytic pyrolysis (25 MW) - wood feedstock | Energy/technical data | Catalytic Pyrolysis Oil output [MWh/MWh Total Input] | MWh/MWhTotalInput |  | I | [1,2] | ctrl | 2025 | 0.4
3.2 Catalytic Pyrolysis Wood | Fast catalytic pyrolysis (25 MW) - wood feedstock | Energy/technical data | Catalytic Pyrolysis Oil output [MWh/MWh Total Input] | MWh/MWhTotalInput |  | I | [1,2] | ctrl | 2030 | 0.4
3.2 Catalytic Pyrolysis Wood | Fast catalytic pyrolysis (25 MW) - wood feedstock | Energy/technical data | Catalytic Pyrolysis Oil output [MWh/MWh Total Input] | MWh/MWhTotalInput |  | I | [1,2] | ctrl | 2035 | 0.4
3.2 Catalytic Pyrolysis Wood | Fast catalytic pyrolysis (25 MW) - wood feedstock | Energy/technical data | Catalytic Pyrolysis Oil output [MWh/MWh Total Input] | MWh/MWhTotalInput |  | I | [1,2] | ctrl | 2040 | 0.4
3.2 Catalytic Pyrolysis Wood | Fast catalytic pyrolysis (25 MW) - wood feedstock | Energy/technical data | Catalytic Pyrolysis Oil output [MWh/MWh Total Input] | MWh/MWhTotalInput |  | I | [1,2] | ctrl | 2050 | 0.4
3.2 Catalytic Pyrolysis Wood | Fast catalytic pyrolysis (25 MW) - wood feedstock | Energy/technical data | Construction time [years] | years |  |  |  | Lower | 2025 | 1
3.2 Catalytic Pyrolysis Wood | Fast catalytic pyrolysis (25 MW) - wood feedstock | Energy/technical data | Construction time [years] | years |  |  |  | Lower | 2050 | 1
3.2 Catalytic Pyrolysis Wood | Fast catalytic pyrolysis (25 MW) - wood feedstock | Energy/technical data | Construction time [years] | years |  |  |  | Upper | 2025 | 2
3.2 Catalytic Pyrolysis Wood | Fast catalytic pyrolysis (25 MW) - wood feedstock | Energy/technical data | Construction time [years] | years |  |  |  | Upper | 2050 | 2
3.2 Catalytic Pyrolysis Wood | Fast catalytic pyrolysis (25 MW) - wood feedstock | Energy/technical data | Construction time [years] | years |  |  |  | ctrl | 2025 | 2
3.2 Catalytic Pyrolysis Wood | Fast catalytic pyrolysis (25 MW) - wood feedstock | Energy/technical data | Construction time [years] | years |  |  |  | ctrl | 2030 | 2
3.2 Catalytic Pyrolysis Wood | Fast catalytic pyrolysis (25 MW) - wood feedstock | Energy/technical data | Construction time [years] | years |  |  |  | ctrl | 2035 | 2
3.2 Catalytic Pyrolysis Wood | Fast catalytic pyrolysis (25 MW) - wood feedstock | Energy/technical data | Construction time [years] | years |  |  |  | ctrl | 2040 | 2
3.2 Catalytic Pyrolysis Wood | Fast catalytic pyrolysis (25 MW) - wood feedstock | Energy/technical data | Construction time [years] | years |  |  |  | ctrl | 2050 | 2
3.2 Catalytic Pyrolysis Wood | Fast catalytic pyrolysis (25 MW) - wood feedstock | Energy/technical data | Electricity Consumption [MWh/MWh Total Input] | MWh/MWhTotalInput |  |  |  | Lower | 2025 | 0.01
3.2 Catalytic Pyrolysis Wood | Fast catalytic pyrolysis (25 MW) - wood feedstock | Energy/technical data | Electricity Consumption [MWh/MWh Total Input] | MWh/MWhTotalInput |  |  |  | Lower | 2050 | 0.01
3.2 Catalytic Pyrolysis Wood | Fast catalytic pyrolysis (25 MW) - wood feedstock | Energy/technical data | Electricity Consumption [MWh/MWh Total Input] | MWh/MWhTotalInput |  |  |  | Upper | 2025 | 0.01
3.2 Catalytic Pyrolysis Wood | Fast catalytic pyrolysis (25 MW) - wood feedstock | Energy/technical data | Electricity Consumption [MWh/MWh Total Input] | MWh/MWhTotalInput |  |  |  | Upper | 2050 | 0.01
3.2 Catalytic Pyrolysis Wood | Fast catalytic pyrolysis (25 MW) - wood feedstock | Energy/technical data | Electricity Consumption [MWh/MWh Total Input] | MWh/MWhTotalInput |  |  |  | ctrl | 2025 | 0.01
3.2 Catalytic Pyrolysis Wood | Fast catalytic pyrolysis (25 MW) - wood feedstock | Energy/technical data | Electricity Consumption [MWh/MWh Total Input] | MWh/MWhTotalInput |  |  |  | ctrl | 2030 | 0.01
3.2 Catalytic Pyrolysis Wood | Fast catalytic pyrolysis (25 MW) - wood feedstock | Energy/technical data | Electricity Consumption [MWh/MWh Total Input] | MWh/MWhTotalInput |  |  |  | ctrl | 2035 | 0.01
3.2 Catalytic Pyrolysis Wood | Fast catalytic pyrolysis (25 MW) - wood feedstock | Energy/technical data | Electricity Consumption [MWh/MWh Total Input] | MWh/MWhTotalInput |  |  |  | ctrl | 2040 | 0.01
3.2 Catalytic Pyrolysis Wood | Fast catalytic pyrolysis (25 MW) - wood feedstock | Energy/technical data | Electricity Consumption [MWh/MWh Total Input] | MWh/MWhTotalInput |  |  |  | ctrl | 2050 | 0.01
3.2 Catalytic Pyrolysis Wood | Fast catalytic pyrolysis (25 MW) - wood feedstock | Energy/technical data | Energy (steam, heat, electricity) [MWh/MWh Total Input] | MWh/MWhTotalInput |  | D | [1] | Lower | 2025 | 0.53
3.2 Catalytic Pyrolysis Wood | Fast catalytic pyrolysis (25 MW) - wood feedstock | Energy/technical data | Energy (steam, heat, electricity) [MWh/MWh Total Input] | MWh/MWhTotalInput |  | D | [1] | Lower | 2050 | 0.53
3.2 Catalytic Pyrolysis Wood | Fast catalytic pyrolysis (25 MW) - wood feedstock | Energy/technical data | Energy (steam, heat, electricity) [MWh/MWh Total Input] | MWh/MWhTotalInput |  | D | [1] | Upper | 2025 | 0.53
3.2 Catalytic Pyrolysis Wood | Fast catalytic pyrolysis (25 MW) - wood feedstock | Energy/technical data | Energy (steam, heat, electricity) [MWh/MWh Total Input] | MWh/MWhTotalInput |  | D | [1] | Upper | 2050 | 0.53
3.2 Catalytic Pyrolysis Wood | Fast catalytic pyrolysis (25 MW) - wood feedstock | Energy/technical data | Energy (steam, heat, electricity) [MWh/MWh Total Input] | MWh/MWhTotalInput |  | D | [1] | ctrl | 2025 | 0.53
3.2 Catalytic Pyrolysis Wood | Fast catalytic pyrolysis (25 MW) - wood feedstock | Energy/technical data | Energy (steam, heat, electricity) [MWh/MWh Total Input] | MWh/MWhTotalInput |  | D | [1] | ctrl | 2030 | 0.53
3.2 Catalytic Pyrolysis Wood | Fast catalytic pyrolysis (25 MW) - wood feedstock | Energy/technical data | Energy (steam, heat, electricity) [MWh/MWh Total Input] | MWh/MWhTotalInput |  | D | [1] | ctrl | 2035 | 0.53
3.2 Catalytic Pyrolysis Wood | Fast catalytic pyrolysis (25 MW) - wood feedstock | Energy/technical data | Energy (steam, heat, electricity) [MWh/MWh Total Input] | MWh/MWhTotalInput |  | D | [1] | ctrl | 2040 | 0.53
3.2 Catalytic Pyrolysis Wood | Fast catalytic pyrolysis (25 MW) - wood feedstock | Energy/technical data | Energy (steam, heat, electricity) [MWh/MWh Total Input] | MWh/MWhTotalInput |  | D | [1] | ctrl | 2050 | 0.53
3.2 Catalytic Pyrolysis Wood | Fast catalytic pyrolysis (25 MW) - wood feedstock | Energy/technical data | Feedstock Consumption [MWh/MWh Total Input] | MWh/MWhTotalInput |  |  |  | Lower | 2025 | 0.93
3.2 Catalytic Pyrolysis Wood | Fast catalytic pyrolysis (25 MW) - wood feedstock | Energy/technical data | Feedstock Consumption [MWh/MWh Total Input] | MWh/MWhTotalInput |  |  |  | Lower | 2050 | 0.93
3.2 Catalytic Pyrolysis Wood | Fast catalytic pyrolysis (25 MW) - wood feedstock | Energy/technical data | Feedstock Consumption [MWh/MWh Total Input] | MWh/MWhTotalInput |  |  |  | Upper | 2025 | 0.93
3.2 Catalytic Pyrolysis Wood | Fast catalytic pyrolysis (25 MW) - wood feedstock | Energy/technical data | Feedstock Consumption [MWh/MWh Total Input] | MWh/MWhTotalInput |  |  |  | Upper | 2050 | 0.93
3.2 Catalytic Pyrolysis Wood | Fast catalytic pyrolysis (25 MW) - wood feedstock | Energy/technical data | Feedstock Consumption [MWh/MWh Total Input] | MWh/MWhTotalInput |  |  |  | ctrl | 2025 | 0.93
3.2 Catalytic Pyrolysis Wood | Fast catalytic pyrolysis (25 MW) - wood feedstock | Energy/technical data | Feedstock Consumption [MWh/MWh Total Input] | MWh/MWhTotalInput |  |  |  | ctrl | 2030 | 0.93
3.2 Catalytic Pyrolysis Wood | Fast catalytic pyrolysis (25 MW) - wood feedstock | Energy/technical data | Feedstock Consumption [MWh/MWh Total Input] | MWh/MWhTotalInput |  |  |  | ctrl | 2035 | 0.93
3.2 Catalytic Pyrolysis Wood | Fast catalytic pyrolysis (25 MW) - wood feedstock | Energy/technical data | Feedstock Consumption [MWh/MWh Total Input] | MWh/MWhTotalInput |  |  |  | ctrl | 2040 | 0.93
3.2 Catalytic Pyrolysis Wood | Fast catalytic pyrolysis (25 MW) - wood feedstock | Energy/technical data | Feedstock Consumption [MWh/MWh Total Input] | MWh/MWhTotalInput |  |  |  | ctrl | 2050 | 0.93
3.2 Catalytic Pyrolysis Wood | Fast catalytic pyrolysis (25 MW) - wood feedstock | Energy/technical data | Flue gas losses [MWh/MWh Total Input] | MWh/MWhTotalInput |  |  | [1] | Lower | 2025 | 0.07
3.2 Catalytic Pyrolysis Wood | Fast catalytic pyrolysis (25 MW) - wood feedstock | Energy/technical data | Flue gas losses [MWh/MWh Total Input] | MWh/MWhTotalInput |  |  | [1] | Lower | 2050 | 0.07
3.2 Catalytic Pyrolysis Wood | Fast catalytic pyrolysis (25 MW) - wood feedstock | Energy/technical data | Flue gas losses [MWh/MWh Total Input] | MWh/MWhTotalInput |  |  | [1] | Upper | 2025 | 0.07
3.2 Catalytic Pyrolysis Wood | Fast catalytic pyrolysis (25 MW) - wood feedstock | Energy/technical data | Flue gas losses [MWh/MWh Total Input] | MWh/MWhTotalInput |  |  | [1] | Upper | 2050 | 0.07
3.2 Catalytic Pyrolysis Wood | Fast catalytic pyrolysis (25 MW) - wood feedstock | Energy/technical data | Flue gas losses [MWh/MWh Total Input] | MWh/MWhTotalInput |  |  | [1] | ctrl | 2025 | 0.07
3.2 Catalytic Pyrolysis Wood | Fast catalytic pyrolysis (25 MW) - wood feedstock | Energy/technical data | Flue gas losses [MWh/MWh Total Input] | MWh/MWhTotalInput |  |  | [1] | ctrl | 2030 | 0.07
3.2 Catalytic Pyrolysis Wood | Fast catalytic pyrolysis (25 MW) - wood feedstock | Energy/technical data | Flue gas losses [MWh/MWh Total Input] | MWh/MWhTotalInput |  |  | [1] | ctrl | 2035 | 0.07
3.2 Catalytic Pyrolysis Wood | Fast catalytic pyrolysis (25 MW) - wood feedstock | Energy/technical data | Flue gas losses [MWh/MWh Total Input] | MWh/MWhTotalInput |  |  | [1] | ctrl | 2040 | 0.07
3.2 Catalytic Pyrolysis Wood | Fast catalytic pyrolysis (25 MW) - wood feedstock | Energy/technical data | Flue gas losses [MWh/MWh Total Input] | MWh/MWhTotalInput |  |  | [1] | ctrl | 2050 | 0.07
3.2 Catalytic Pyrolysis Wood | Fast catalytic pyrolysis (25 MW) - wood feedstock | Energy/technical data | Technical lifetime [years] | years |  |  |  | Lower | 2025 | 25
3.2 Catalytic Pyrolysis Wood | Fast catalytic pyrolysis (25 MW) - wood feedstock | Energy/technical data | Technical lifetime [years] | years |  |  |  | Lower | 2050 | 25
3.2 Catalytic Pyrolysis Wood | Fast catalytic pyrolysis (25 MW) - wood feedstock | Energy/technical data | Technical lifetime [years] | years |  |  |  | Upper | 2025 | 25
3.2 Catalytic Pyrolysis Wood | Fast catalytic pyrolysis (25 MW) - wood feedstock | Energy/technical data | Technical lifetime [years] | years |  |  |  | Upper | 2050 | 25
3.2 Catalytic Pyrolysis Wood | Fast catalytic pyrolysis (25 MW) - wood feedstock | Energy/technical data | Technical lifetime [years] | years |  |  |  | ctrl | 2025 | 25
3.2 Catalytic Pyrolysis Wood | Fast catalytic pyrolysis (25 MW) - wood feedstock | Energy/technical data | Technical lifetime [years] | years |  |  |  | ctrl | 2030 | 25
3.2 Catalytic Pyrolysis Wood | Fast catalytic pyrolysis (25 MW) - wood feedstock | Energy/technical data | Technical lifetime [years] | years |  |  |  | ctrl | 2035 | 25
3.2 Catalytic Pyrolysis Wood | Fast catalytic pyrolysis (25 MW) - wood feedstock | Energy/technical data | Technical lifetime [years] | years |  |  |  | ctrl | 2040 | 25
3.2 Catalytic Pyrolysis Wood | Fast catalytic pyrolysis (25 MW) - wood feedstock | Energy/technical data | Technical lifetime [years] | years |  |  |  | ctrl | 2050 | 25
3.2 Catalytic Pyrolysis Wood | Fast catalytic pyrolysis (25 MW) - wood feedstock | Energy/technical data | Typical total plant size [MW Input biomass] | MWInputbiomass |  | A | [1] | Lower | 2025 | 10
3.2 Catalytic Pyrolysis Wood | Fast catalytic pyrolysis (25 MW) - wood feedstock | Energy/technical data | Typical total plant size [MW Input biomass] | MWInputbiomass |  | A | [1] | Lower | 2050 | 25
3.2 Catalytic Pyrolysis Wood | Fast catalytic pyrolysis (25 MW) - wood feedstock | Energy/technical data | Typical total plant size [MW Input biomass] | MWInputbiomass |  | A | [1] | Upper | 2025 | 20
3.2 Catalytic Pyrolysis Wood | Fast catalytic pyrolysis (25 MW) - wood feedstock | Energy/technical data | Typical total plant size [MW Input biomass] | MWInputbiomass |  | A | [1] | Upper | 2050 | 100
3.2 Catalytic Pyrolysis Wood | Fast catalytic pyrolysis (25 MW) - wood feedstock | Energy/technical data | Typical total plant size [MW Input biomass] | MWInputbiomass |  | A | [1] | ctrl | 2025 | 10
3.2 Catalytic Pyrolysis Wood | Fast catalytic pyrolysis (25 MW) - wood feedstock | Energy/technical data | Typical total plant size [MW Input biomass] | MWInputbiomass |  | A | [1] | ctrl | 2030 | 25
3.2 Catalytic Pyrolysis Wood | Fast catalytic pyrolysis (25 MW) - wood feedstock | Energy/technical data | Typical total plant size [MW Input biomass] | MWInputbiomass |  | A | [1] | ctrl | 2035 | 25
3.2 Catalytic Pyrolysis Wood | Fast catalytic pyrolysis (25 MW) - wood feedstock | Energy/technical data | Typical total plant size [MW Input biomass] | MWInputbiomass |  | A | [1] | ctrl | 2040 | 25
3.2 Catalytic Pyrolysis Wood | Fast catalytic pyrolysis (25 MW) - wood feedstock | Energy/technical data | Typical total plant size [MW Input biomass] | MWInputbiomass |  | A | [1] | ctrl | 2050 | 100
3.2 Catalytic Pyrolysis Wood | Fast catalytic pyrolysis (25 MW) - wood feedstock | Energy/technical data | Typical total plant size [MW input] | MWinput |  | A | [1] | Lower | 2025 | 12
3.2 Catalytic Pyrolysis Wood | Fast catalytic pyrolysis (25 MW) - wood feedstock | Energy/technical data | Typical total plant size [MW input] | MWinput |  | A | [1] | Lower | 2050 | 27.75
3.2 Catalytic Pyrolysis Wood | Fast catalytic pyrolysis (25 MW) - wood feedstock | Energy/technical data | Typical total plant size [MW input] | MWinput |  | A | [1] | Upper | 2025 | 22.5
3.2 Catalytic Pyrolysis Wood | Fast catalytic pyrolysis (25 MW) - wood feedstock | Energy/technical data | Typical total plant size [MW input] | MWinput |  | A | [1] | Upper | 2050 | 110
3.2 Catalytic Pyrolysis Wood | Fast catalytic pyrolysis (25 MW) - wood feedstock | Energy/technical data | Typical total plant size [MW input] | MWinput |  | A | [1] | ctrl | 2025 | 12
3.2 Catalytic Pyrolysis Wood | Fast catalytic pyrolysis (25 MW) - wood feedstock | Energy/technical data | Typical total plant size [MW input] | MWinput |  | A | [1] | ctrl | 2030 | 27.75
3.2 Catalytic Pyrolysis Wood | Fast catalytic pyrolysis (25 MW) - wood feedstock | Energy/technical data | Typical total plant size [MW input] | MWinput |  | A | [1] | ctrl | 2035 | 27.75
3.2 Catalytic Pyrolysis Wood | Fast catalytic pyrolysis (25 MW) - wood feedstock | Energy/technical data | Typical total plant size [MW input] | MWinput |  | A | [1] | ctrl | 2040 | 27.75
3.2 Catalytic Pyrolysis Wood | Fast catalytic pyrolysis (25 MW) - wood feedstock | Energy/technical data | Typical total plant size [MW input] | MWinput |  | A | [1] | ctrl | 2050 | 110
3.2 Catalytic Pyrolysis Wood | Fast catalytic pyrolysis (25 MW) - wood feedstock | Financial data | - equipment [%] | pct. |  |  |  | Lower | 2025 | 0.85
3.2 Catalytic Pyrolysis Wood | Fast catalytic pyrolysis (25 MW) - wood feedstock | Financial data | - equipment [%] | pct. |  |  |  | Lower | 2050 | 0.85
3.2 Catalytic Pyrolysis Wood | Fast catalytic pyrolysis (25 MW) - wood feedstock | Financial data | - equipment [%] | pct. |  |  |  | Upper | 2025 | 0.85
3.2 Catalytic Pyrolysis Wood | Fast catalytic pyrolysis (25 MW) - wood feedstock | Financial data | - equipment [%] | pct. |  |  |  | Upper | 2050 | 0.85
3.2 Catalytic Pyrolysis Wood | Fast catalytic pyrolysis (25 MW) - wood feedstock | Financial data | - equipment [%] | pct. |  |  |  | ctrl | 2025 | 0.85
3.2 Catalytic Pyrolysis Wood | Fast catalytic pyrolysis (25 MW) - wood feedstock | Financial data | - equipment [%] | pct. |  |  |  | ctrl | 2030 | 0.85
3.2 Catalytic Pyrolysis Wood | Fast catalytic pyrolysis (25 MW) - wood feedstock | Financial data | - equipment [%] | pct. |  |  |  | ctrl | 2035 | 0.85
3.2 Catalytic Pyrolysis Wood | Fast catalytic pyrolysis (25 MW) - wood feedstock | Financial data | - equipment [%] | pct. |  |  |  | ctrl | 2040 | 0.85
3.2 Catalytic Pyrolysis Wood | Fast catalytic pyrolysis (25 MW) - wood feedstock | Financial data | - equipment [%] | pct. |  |  |  | ctrl | 2050 | 0.85
3.2 Catalytic Pyrolysis Wood | Fast catalytic pyrolysis (25 MW) - wood feedstock | Financial data | - installation [%] | pct. |  |  |  | Lower | 2025 | 0.15
3.2 Catalytic Pyrolysis Wood | Fast catalytic pyrolysis (25 MW) - wood feedstock | Financial data | - installation [%] | pct. |  |  |  | Lower | 2050 | 0.15
3.2 Catalytic Pyrolysis Wood | Fast catalytic pyrolysis (25 MW) - wood feedstock | Financial data | - installation [%] | pct. |  |  |  | Upper | 2025 | 0.15
3.2 Catalytic Pyrolysis Wood | Fast catalytic pyrolysis (25 MW) - wood feedstock | Financial data | - installation [%] | pct. |  |  |  | Upper | 2050 | 0.15
3.2 Catalytic Pyrolysis Wood | Fast catalytic pyrolysis (25 MW) - wood feedstock | Financial data | - installation [%] | pct. |  |  |  | ctrl | 2025 | 0.15
3.2 Catalytic Pyrolysis Wood | Fast catalytic pyrolysis (25 MW) - wood feedstock | Financial data | - installation [%] | pct. |  |  |  | ctrl | 2030 | 0.15
3.2 Catalytic Pyrolysis Wood | Fast catalytic pyrolysis (25 MW) - wood feedstock | Financial data | - installation [%] | pct. |  |  |  | ctrl | 2035 | 0.15
3.2 Catalytic Pyrolysis Wood | Fast catalytic pyrolysis (25 MW) - wood feedstock | Financial data | - installation [%] | pct. |  |  |  | ctrl | 2040 | 0.15
3.2 Catalytic Pyrolysis Wood | Fast catalytic pyrolysis (25 MW) - wood feedstock | Financial data | - installation [%] | pct. |  |  |  | ctrl | 2050 | 0.15
3.2 Catalytic Pyrolysis Wood | Fast catalytic pyrolysis (25 MW) - wood feedstock | Financial data | Fixed and variable O&M [M€/MW output from pyrolysis process/year] | M€/MWoutputfrompyrolysisprocess/year |  | B | [3] | Lower | 2025 | 0.1632
3.2 Catalytic Pyrolysis Wood | Fast catalytic pyrolysis (25 MW) - wood feedstock | Financial data | Fixed and variable O&M [M€/MW output from pyrolysis process/year] | M€/MWoutputfrompyrolysisprocess/year |  | B | [3] | Lower | 2050 | 0.12485
3.2 Catalytic Pyrolysis Wood | Fast catalytic pyrolysis (25 MW) - wood feedstock | Financial data | Fixed and variable O&M [M€/MW output from pyrolysis process/year] | M€/MWoutputfrompyrolysisprocess/year |  | B | [3] | Upper | 2025 | 0.2208
3.2 Catalytic Pyrolysis Wood | Fast catalytic pyrolysis (25 MW) - wood feedstock | Financial data | Fixed and variable O&M [M€/MW output from pyrolysis process/year] | M€/MWoutputfrompyrolysisprocess/year |  | B | [3] | Upper | 2050 | 0.16891
3.2 Catalytic Pyrolysis Wood | Fast catalytic pyrolysis (25 MW) - wood feedstock | Financial data | Fixed and variable O&M [M€/MW output from pyrolysis process/year] | M€/MWoutputfrompyrolysisprocess/year |  | B | [3] | ctrl | 2025 | 0.192
3.2 Catalytic Pyrolysis Wood | Fast catalytic pyrolysis (25 MW) - wood feedstock | Financial data | Fixed and variable O&M [M€/MW output from pyrolysis process/year] | M€/MWoutputfrompyrolysisprocess/year |  | B | [3] | ctrl | 2030 | 0.192
3.2 Catalytic Pyrolysis Wood | Fast catalytic pyrolysis (25 MW) - wood feedstock | Financial data | Fixed and variable O&M [M€/MW output from pyrolysis process/year] | M€/MWoutputfrompyrolysisprocess/year |  | B | [3] | ctrl | 2035 | 0.1728
3.2 Catalytic Pyrolysis Wood | Fast catalytic pyrolysis (25 MW) - wood feedstock | Financial data | Fixed and variable O&M [M€/MW output from pyrolysis process/year] | M€/MWoutputfrompyrolysisprocess/year |  | B | [3] | ctrl | 2040 | 0.1632
3.2 Catalytic Pyrolysis Wood | Fast catalytic pyrolysis (25 MW) - wood feedstock | Financial data | Fixed and variable O&M [M€/MW output from pyrolysis process/year] | M€/MWoutputfrompyrolysisprocess/year |  | B | [3] | ctrl | 2050 | 0.14688
3.2 Catalytic Pyrolysis Wood | Fast catalytic pyrolysis (25 MW) - wood feedstock | Financial data | Specific investment [M€/MW output from pyrolysis process] | M€/MWoutputfrompyrolysisprocess |  | E, F, H |  | Lower | 2025 | 1.36
3.2 Catalytic Pyrolysis Wood | Fast catalytic pyrolysis (25 MW) - wood feedstock | Financial data | Specific investment [M€/MW output from pyrolysis process] | M€/MWoutputfrompyrolysisprocess |  | E, F, H |  | Lower | 2050 | 1.0404
3.2 Catalytic Pyrolysis Wood | Fast catalytic pyrolysis (25 MW) - wood feedstock | Financial data | Specific investment [M€/MW output from pyrolysis process] | M€/MWoutputfrompyrolysisprocess |  | E, F, H |  | Upper | 2025 | 1.84
3.2 Catalytic Pyrolysis Wood | Fast catalytic pyrolysis (25 MW) - wood feedstock | Financial data | Specific investment [M€/MW output from pyrolysis process] | M€/MWoutputfrompyrolysisprocess |  | E, F, H |  | Upper | 2050 | 1.4076
3.2 Catalytic Pyrolysis Wood | Fast catalytic pyrolysis (25 MW) - wood feedstock | Financial data | Specific investment [M€/MW output from pyrolysis process] | M€/MWoutputfrompyrolysisprocess |  | E, F, H |  | ctrl | 2025 | 1.6
3.2 Catalytic Pyrolysis Wood | Fast catalytic pyrolysis (25 MW) - wood feedstock | Financial data | Specific investment [M€/MW output from pyrolysis process] | M€/MWoutputfrompyrolysisprocess |  | E, F, H |  | ctrl | 2030 | 1.6
3.2 Catalytic Pyrolysis Wood | Fast catalytic pyrolysis (25 MW) - wood feedstock | Financial data | Specific investment [M€/MW output from pyrolysis process] | M€/MWoutputfrompyrolysisprocess |  | E, F, H |  | ctrl | 2035 | 1.44
3.2 Catalytic Pyrolysis Wood | Fast catalytic pyrolysis (25 MW) - wood feedstock | Financial data | Specific investment [M€/MW output from pyrolysis process] | M€/MWoutputfrompyrolysisprocess |  | E, F, H |  | ctrl | 2040 | 1.36
3.2 Catalytic Pyrolysis Wood | Fast catalytic pyrolysis (25 MW) - wood feedstock | Financial data | Specific investment [M€/MW output from pyrolysis process] | M€/MWoutputfrompyrolysisprocess |  | E, F, H |  | ctrl | 2050 | 1.224
3.2 Catalytic Pyrolysis Wood | Fast catalytic pyrolysis (25 MW) - wood feedstock | Technology-specific data | Biochar Output [Carbon balance] | Carbonbalance |  | C | [1] | Lower | 2025 | 0.32
3.2 Catalytic Pyrolysis Wood | Fast catalytic pyrolysis (25 MW) - wood feedstock | Technology-specific data | Biochar Output [Carbon balance] | Carbonbalance |  | C | [1] | Lower | 2050 | 0.32
3.2 Catalytic Pyrolysis Wood | Fast catalytic pyrolysis (25 MW) - wood feedstock | Technology-specific data | Biochar Output [Carbon balance] | Carbonbalance |  | C | [1] | Upper | 2025 | 0.34
3.2 Catalytic Pyrolysis Wood | Fast catalytic pyrolysis (25 MW) - wood feedstock | Technology-specific data | Biochar Output [Carbon balance] | Carbonbalance |  | C | [1] | Upper | 2050 | 0.34
3.2 Catalytic Pyrolysis Wood | Fast catalytic pyrolysis (25 MW) - wood feedstock | Technology-specific data | Biochar Output [Carbon balance] | Carbonbalance |  | C | [1] | ctrl | 2025 | 0.34
3.2 Catalytic Pyrolysis Wood | Fast catalytic pyrolysis (25 MW) - wood feedstock | Technology-specific data | Biochar Output [Carbon balance] | Carbonbalance |  | C | [1] | ctrl | 2030 | 0.34
3.2 Catalytic Pyrolysis Wood | Fast catalytic pyrolysis (25 MW) - wood feedstock | Technology-specific data | Biochar Output [Carbon balance] | Carbonbalance |  | C | [1] | ctrl | 2035 | 0.34
3.2 Catalytic Pyrolysis Wood | Fast catalytic pyrolysis (25 MW) - wood feedstock | Technology-specific data | Biochar Output [Carbon balance] | Carbonbalance |  | C | [1] | ctrl | 2040 | 0.34
3.2 Catalytic Pyrolysis Wood | Fast catalytic pyrolysis (25 MW) - wood feedstock | Technology-specific data | Biochar Output [Carbon balance] | Carbonbalance |  | C | [1] | ctrl | 2050 | 0.34
3.2 Catalytic Pyrolysis Wood | Fast catalytic pyrolysis (25 MW) - wood feedstock | Technology-specific data | Catalytic pyrolysis oil HHV [MJ/kg] | MJ/kg |  |  | [1, 4] | Lower | 2025 | 35
3.2 Catalytic Pyrolysis Wood | Fast catalytic pyrolysis (25 MW) - wood feedstock | Technology-specific data | Catalytic pyrolysis oil HHV [MJ/kg] | MJ/kg |  |  | [1, 4] | Lower | 2050 | 35
3.2 Catalytic Pyrolysis Wood | Fast catalytic pyrolysis (25 MW) - wood feedstock | Technology-specific data | Catalytic pyrolysis oil HHV [MJ/kg] | MJ/kg |  |  | [1, 4] | Upper | 2025 | 35
3.2 Catalytic Pyrolysis Wood | Fast catalytic pyrolysis (25 MW) - wood feedstock | Technology-specific data | Catalytic pyrolysis oil HHV [MJ/kg] | MJ/kg |  |  | [1, 4] | Upper | 2050 | 35
3.2 Catalytic Pyrolysis Wood | Fast catalytic pyrolysis (25 MW) - wood feedstock | Technology-specific data | Catalytic pyrolysis oil HHV [MJ/kg] | MJ/kg |  |  | [1, 4] | ctrl | 2025 | 35
3.2 Catalytic Pyrolysis Wood | Fast catalytic pyrolysis (25 MW) - wood feedstock | Technology-specific data | Catalytic pyrolysis oil HHV [MJ/kg] | MJ/kg |  |  | [1, 4] | ctrl | 2030 | 35
3.2 Catalytic Pyrolysis Wood | Fast catalytic pyrolysis (25 MW) - wood feedstock | Technology-specific data | Catalytic pyrolysis oil HHV [MJ/kg] | MJ/kg |  |  | [1, 4] | ctrl | 2035 | 35
3.2 Catalytic Pyrolysis Wood | Fast catalytic pyrolysis (25 MW) - wood feedstock | Technology-specific data | Catalytic pyrolysis oil HHV [MJ/kg] | MJ/kg |  |  | [1, 4] | ctrl | 2040 | 35
3.2 Catalytic Pyrolysis Wood | Fast catalytic pyrolysis (25 MW) - wood feedstock | Technology-specific data | Catalytic pyrolysis oil HHV [MJ/kg] | MJ/kg |  |  | [1, 4] | ctrl | 2050 | 35
3.2 Catalytic Pyrolysis Wood | Fast catalytic pyrolysis (25 MW) - wood feedstock | Technology-specific data | Pyrolysis gas/heat Output [carbon balance] | carbonbalance |  |  | [1,4] | Lower | 2025 | 0.3
3.2 Catalytic Pyrolysis Wood | Fast catalytic pyrolysis (25 MW) - wood feedstock | Technology-specific data | Pyrolysis gas/heat Output [carbon balance] | carbonbalance |  |  | [1,4] | Lower | 2050 | 0.3
3.2 Catalytic Pyrolysis Wood | Fast catalytic pyrolysis (25 MW) - wood feedstock | Technology-specific data | Pyrolysis gas/heat Output [carbon balance] | carbonbalance |  |  | [1,4] | Upper | 2025 | 0.34
3.2 Catalytic Pyrolysis Wood | Fast catalytic pyrolysis (25 MW) - wood feedstock | Technology-specific data | Pyrolysis gas/heat Output [carbon balance] | carbonbalance |  |  | [1,4] | Upper | 2050 | 0.34
3.2 Catalytic Pyrolysis Wood | Fast catalytic pyrolysis (25 MW) - wood feedstock | Technology-specific data | Pyrolysis gas/heat Output [carbon balance] | carbonbalance |  |  | [1,4] | ctrl | 2025 | 0.34
3.2 Catalytic Pyrolysis Wood | Fast catalytic pyrolysis (25 MW) - wood feedstock | Technology-specific data | Pyrolysis gas/heat Output [carbon balance] | carbonbalance |  |  | [1,4] | ctrl | 2030 | 0.34
3.2 Catalytic Pyrolysis Wood | Fast catalytic pyrolysis (25 MW) - wood feedstock | Technology-specific data | Pyrolysis gas/heat Output [carbon balance] | carbonbalance |  |  | [1,4] | ctrl | 2035 | 0.34
3.2 Catalytic Pyrolysis Wood | Fast catalytic pyrolysis (25 MW) - wood feedstock | Technology-specific data | Pyrolysis gas/heat Output [carbon balance] | carbonbalance |  |  | [1,4] | ctrl | 2040 | 0.34
3.2 Catalytic Pyrolysis Wood | Fast catalytic pyrolysis (25 MW) - wood feedstock | Technology-specific data | Pyrolysis gas/heat Output [carbon balance] | carbonbalance |  |  | [1,4] | ctrl | 2050 | 0.34
3.2 Catalytic Pyrolysis Wood | Fast catalytic pyrolysis (25 MW) - wood feedstock | Technology-specific data | Pyrolysis oil Output [Carbon balance] | Carbonbalance |  | D | [1,4] | Lower | 2025 | 0.2
3.2 Catalytic Pyrolysis Wood | Fast catalytic pyrolysis (25 MW) - wood feedstock | Technology-specific data | Pyrolysis oil Output [Carbon balance] | Carbonbalance |  | D | [1,4] | Lower | 2050 | 0.2
3.2 Catalytic Pyrolysis Wood | Fast catalytic pyrolysis (25 MW) - wood feedstock | Technology-specific data | Pyrolysis oil Output [Carbon balance] | Carbonbalance |  | D | [1,4] | Upper | 2025 | 0.36
3.2 Catalytic Pyrolysis Wood | Fast catalytic pyrolysis (25 MW) - wood feedstock | Technology-specific data | Pyrolysis oil Output [Carbon balance] | Carbonbalance |  | D | [1,4] | Upper | 2050 | 0.36
3.2 Catalytic Pyrolysis Wood | Fast catalytic pyrolysis (25 MW) - wood feedstock | Technology-specific data | Pyrolysis oil Output [Carbon balance] | Carbonbalance |  | D | [1,4] | ctrl | 2025 | 0.32
3.2 Catalytic Pyrolysis Wood | Fast catalytic pyrolysis (25 MW) - wood feedstock | Technology-specific data | Pyrolysis oil Output [Carbon balance] | Carbonbalance |  | D | [1,4] | ctrl | 2030 | 0.32
3.2 Catalytic Pyrolysis Wood | Fast catalytic pyrolysis (25 MW) - wood feedstock | Technology-specific data | Pyrolysis oil Output [Carbon balance] | Carbonbalance |  | D | [1,4] | ctrl | 2035 | 0.32
3.2 Catalytic Pyrolysis Wood | Fast catalytic pyrolysis (25 MW) - wood feedstock | Technology-specific data | Pyrolysis oil Output [Carbon balance] | Carbonbalance |  | D | [1,4] | ctrl | 2040 | 0.32
3.2 Catalytic Pyrolysis Wood | Fast catalytic pyrolysis (25 MW) - wood feedstock | Technology-specific data | Pyrolysis oil Output [Carbon balance] | Carbonbalance |  | D | [1,4] | ctrl | 2050 | 0.32
3.3 Slow Pyrolysis Large Garden | Large scale slow pyrolysis (20 MW) - Garden waste feedstock | Energy/technical data | Biochar Output [MWh/MWh Total Input] | MWh/MWhTotalInput |  | F, J |  | Lower | 2025 | 0.46
3.3 Slow Pyrolysis Large Garden | Large scale slow pyrolysis (20 MW) - Garden waste feedstock | Energy/technical data | Biochar Output [MWh/MWh Total Input] | MWh/MWhTotalInput |  | F, J |  | Lower | 2050 | 0.46
3.3 Slow Pyrolysis Large Garden | Large scale slow pyrolysis (20 MW) - Garden waste feedstock | Energy/technical data | Biochar Output [MWh/MWh Total Input] | MWh/MWhTotalInput |  | F, J |  | Upper | 2025 | 0.46
3.3 Slow Pyrolysis Large Garden | Large scale slow pyrolysis (20 MW) - Garden waste feedstock | Energy/technical data | Biochar Output [MWh/MWh Total Input] | MWh/MWhTotalInput |  | F, J |  | Upper | 2050 | 0.46
3.3 Slow Pyrolysis Large Garden | Large scale slow pyrolysis (20 MW) - Garden waste feedstock | Energy/technical data | Biochar Output [MWh/MWh Total Input] | MWh/MWhTotalInput |  | F, J |  | ctrl | 2025 | 0.46
3.3 Slow Pyrolysis Large Garden | Large scale slow pyrolysis (20 MW) - Garden waste feedstock | Energy/technical data | Biochar Output [MWh/MWh Total Input] | MWh/MWhTotalInput |  | F, J |  | ctrl | 2030 | 0.46
3.3 Slow Pyrolysis Large Garden | Large scale slow pyrolysis (20 MW) - Garden waste feedstock | Energy/technical data | Biochar Output [MWh/MWh Total Input] | MWh/MWhTotalInput |  | F, J |  | ctrl | 2035 | 0.46
3.3 Slow Pyrolysis Large Garden | Large scale slow pyrolysis (20 MW) - Garden waste feedstock | Energy/technical data | Biochar Output [MWh/MWh Total Input] | MWh/MWhTotalInput |  | F, J |  | ctrl | 2040 | 0.46
3.3 Slow Pyrolysis Large Garden | Large scale slow pyrolysis (20 MW) - Garden waste feedstock | Energy/technical data | Biochar Output [MWh/MWh Total Input] | MWh/MWhTotalInput |  | F, J |  | ctrl | 2050 | 0.46
3.3 Slow Pyrolysis Large Garden | Large scale slow pyrolysis (20 MW) - Garden waste feedstock | Energy/technical data | Construction time [years] | years |  |  |  | Lower | 2025 | 1.5
3.3 Slow Pyrolysis Large Garden | Large scale slow pyrolysis (20 MW) - Garden waste feedstock | Energy/technical data | Construction time [years] | years |  |  |  | Lower | 2050 | 1.5
3.3 Slow Pyrolysis Large Garden | Large scale slow pyrolysis (20 MW) - Garden waste feedstock | Energy/technical data | Construction time [years] | years |  |  |  | Upper | 2025 | 2
3.3 Slow Pyrolysis Large Garden | Large scale slow pyrolysis (20 MW) - Garden waste feedstock | Energy/technical data | Construction time [years] | years |  |  |  | Upper | 2050 | 2
3.3 Slow Pyrolysis Large Garden | Large scale slow pyrolysis (20 MW) - Garden waste feedstock | Energy/technical data | Construction time [years] | years |  |  |  | ctrl | 2025 | 1.5
3.3 Slow Pyrolysis Large Garden | Large scale slow pyrolysis (20 MW) - Garden waste feedstock | Energy/technical data | Construction time [years] | years |  |  |  | ctrl | 2030 | 1.5
3.3 Slow Pyrolysis Large Garden | Large scale slow pyrolysis (20 MW) - Garden waste feedstock | Energy/technical data | Construction time [years] | years |  |  |  | ctrl | 2035 | 1.5
3.3 Slow Pyrolysis Large Garden | Large scale slow pyrolysis (20 MW) - Garden waste feedstock | Energy/technical data | Construction time [years] | years |  |  |  | ctrl | 2040 | 1.5
3.3 Slow Pyrolysis Large Garden | Large scale slow pyrolysis (20 MW) - Garden waste feedstock | Energy/technical data | Construction time [years] | years |  |  |  | ctrl | 2050 | 1.5
3.3 Slow Pyrolysis Large Garden | Large scale slow pyrolysis (20 MW) - Garden waste feedstock | Energy/technical data | Electricity Consumption [MWh/MWh Total Input] | MWh/MWhTotalInput |  | F, J | [1,4] | Lower | 2025 | 0.040399
3.3 Slow Pyrolysis Large Garden | Large scale slow pyrolysis (20 MW) - Garden waste feedstock | Energy/technical data | Electricity Consumption [MWh/MWh Total Input] | MWh/MWhTotalInput |  | F, J | [1,4] | Lower | 2050 | 0.040399
3.3 Slow Pyrolysis Large Garden | Large scale slow pyrolysis (20 MW) - Garden waste feedstock | Energy/technical data | Electricity Consumption [MWh/MWh Total Input] | MWh/MWhTotalInput |  | F, J | [1,4] | Upper | 2025 | 0.040399
3.3 Slow Pyrolysis Large Garden | Large scale slow pyrolysis (20 MW) - Garden waste feedstock | Energy/technical data | Electricity Consumption [MWh/MWh Total Input] | MWh/MWhTotalInput |  | F, J | [1,4] | Upper | 2050 | 0.040399
3.3 Slow Pyrolysis Large Garden | Large scale slow pyrolysis (20 MW) - Garden waste feedstock | Energy/technical data | Electricity Consumption [MWh/MWh Total Input] | MWh/MWhTotalInput |  | F, J | [1,4] | ctrl | 2025 | 0.040399
3.3 Slow Pyrolysis Large Garden | Large scale slow pyrolysis (20 MW) - Garden waste feedstock | Energy/technical data | Electricity Consumption [MWh/MWh Total Input] | MWh/MWhTotalInput |  | F, J | [1,4] | ctrl | 2030 | 0.040399
3.3 Slow Pyrolysis Large Garden | Large scale slow pyrolysis (20 MW) - Garden waste feedstock | Energy/technical data | Electricity Consumption [MWh/MWh Total Input] | MWh/MWhTotalInput |  | F, J | [1,4] | ctrl | 2035 | 0.040399
3.3 Slow Pyrolysis Large Garden | Large scale slow pyrolysis (20 MW) - Garden waste feedstock | Energy/technical data | Electricity Consumption [MWh/MWh Total Input] | MWh/MWhTotalInput |  | F, J | [1,4] | ctrl | 2040 | 0.040399
3.3 Slow Pyrolysis Large Garden | Large scale slow pyrolysis (20 MW) - Garden waste feedstock | Energy/technical data | Electricity Consumption [MWh/MWh Total Input] | MWh/MWhTotalInput |  | F, J | [1,4] | ctrl | 2050 | 0.040399
3.3 Slow Pyrolysis Large Garden | Large scale slow pyrolysis (20 MW) - Garden waste feedstock | Energy/technical data | Feedstock Consumption [MWh/MWh Total Input] | MWh/MWhTotalInput |  | F, J | [1,4] | Lower | 2025 | 0.86454
3.3 Slow Pyrolysis Large Garden | Large scale slow pyrolysis (20 MW) - Garden waste feedstock | Energy/technical data | Feedstock Consumption [MWh/MWh Total Input] | MWh/MWhTotalInput |  | F, J | [1,4] | Lower | 2050 | 0.86454
3.3 Slow Pyrolysis Large Garden | Large scale slow pyrolysis (20 MW) - Garden waste feedstock | Energy/technical data | Feedstock Consumption [MWh/MWh Total Input] | MWh/MWhTotalInput |  | F, J | [1,4] | Upper | 2025 | 0.86454
3.3 Slow Pyrolysis Large Garden | Large scale slow pyrolysis (20 MW) - Garden waste feedstock | Energy/technical data | Feedstock Consumption [MWh/MWh Total Input] | MWh/MWhTotalInput |  | F, J | [1,4] | Upper | 2050 | 0.86454
3.3 Slow Pyrolysis Large Garden | Large scale slow pyrolysis (20 MW) - Garden waste feedstock | Energy/technical data | Feedstock Consumption [MWh/MWh Total Input] | MWh/MWhTotalInput |  | F, J | [1,4] | ctrl | 2025 | 0.86454
3.3 Slow Pyrolysis Large Garden | Large scale slow pyrolysis (20 MW) - Garden waste feedstock | Energy/technical data | Feedstock Consumption [MWh/MWh Total Input] | MWh/MWhTotalInput |  | F, J | [1,4] | ctrl | 2030 | 0.86454
3.3 Slow Pyrolysis Large Garden | Large scale slow pyrolysis (20 MW) - Garden waste feedstock | Energy/technical data | Feedstock Consumption [MWh/MWh Total Input] | MWh/MWhTotalInput |  | F, J | [1,4] | ctrl | 2035 | 0.86454
3.3 Slow Pyrolysis Large Garden | Large scale slow pyrolysis (20 MW) - Garden waste feedstock | Energy/technical data | Feedstock Consumption [MWh/MWh Total Input] | MWh/MWhTotalInput |  | F, J | [1,4] | ctrl | 2040 | 0.86454
3.3 Slow Pyrolysis Large Garden | Large scale slow pyrolysis (20 MW) - Garden waste feedstock | Energy/technical data | Feedstock Consumption [MWh/MWh Total Input] | MWh/MWhTotalInput |  | F, J | [1,4] | ctrl | 2050 | 0.86454
3.3 Slow Pyrolysis Large Garden | Large scale slow pyrolysis (20 MW) - Garden waste feedstock | Energy/technical data | Forced outage [%] | pct. |  | H |  | Lower | 2025 | 0.02
3.3 Slow Pyrolysis Large Garden | Large scale slow pyrolysis (20 MW) - Garden waste feedstock | Energy/technical data | Forced outage [%] | pct. |  | H |  | Lower | 2050 | 0.02
3.3 Slow Pyrolysis Large Garden | Large scale slow pyrolysis (20 MW) - Garden waste feedstock | Energy/technical data | Forced outage [%] | pct. |  | H |  | Upper | 2025 | 0.04
3.3 Slow Pyrolysis Large Garden | Large scale slow pyrolysis (20 MW) - Garden waste feedstock | Energy/technical data | Forced outage [%] | pct. |  | H |  | Upper | 2050 | 0.04
3.3 Slow Pyrolysis Large Garden | Large scale slow pyrolysis (20 MW) - Garden waste feedstock | Energy/technical data | Forced outage [%] | pct. |  | H |  | ctrl | 2025 | 0.03
3.3 Slow Pyrolysis Large Garden | Large scale slow pyrolysis (20 MW) - Garden waste feedstock | Energy/technical data | Forced outage [%] | pct. |  | H |  | ctrl | 2030 | 0.03
3.3 Slow Pyrolysis Large Garden | Large scale slow pyrolysis (20 MW) - Garden waste feedstock | Energy/technical data | Forced outage [%] | pct. |  | H |  | ctrl | 2035 | 0.03
3.3 Slow Pyrolysis Large Garden | Large scale slow pyrolysis (20 MW) - Garden waste feedstock | Energy/technical data | Forced outage [%] | pct. |  | H |  | ctrl | 2040 | 0.03
3.3 Slow Pyrolysis Large Garden | Large scale slow pyrolysis (20 MW) - Garden waste feedstock | Energy/technical data | Forced outage [%] | pct. |  | H |  | ctrl | 2050 | 0.03
3.3 Slow Pyrolysis Large Garden | Large scale slow pyrolysis (20 MW) - Garden waste feedstock | Energy/technical data | Heat Consumption [MWh/MWh Total Input] | MWh/MWhTotalInput |  | J |  | Lower | 2025 | 0.1
3.3 Slow Pyrolysis Large Garden | Large scale slow pyrolysis (20 MW) - Garden waste feedstock | Energy/technical data | Heat Consumption [MWh/MWh Total Input] | MWh/MWhTotalInput |  | J |  | Lower | 2050 | 0.1
3.3 Slow Pyrolysis Large Garden | Large scale slow pyrolysis (20 MW) - Garden waste feedstock | Energy/technical data | Heat Consumption [MWh/MWh Total Input] | MWh/MWhTotalInput |  | J |  | Upper | 2025 | 0.1
3.3 Slow Pyrolysis Large Garden | Large scale slow pyrolysis (20 MW) - Garden waste feedstock | Energy/technical data | Heat Consumption [MWh/MWh Total Input] | MWh/MWhTotalInput |  | J |  | Upper | 2050 | 0.1
3.3 Slow Pyrolysis Large Garden | Large scale slow pyrolysis (20 MW) - Garden waste feedstock | Energy/technical data | Heat Consumption [MWh/MWh Total Input] | MWh/MWhTotalInput |  | J |  | ctrl | 2025 | 0.1
3.3 Slow Pyrolysis Large Garden | Large scale slow pyrolysis (20 MW) - Garden waste feedstock | Energy/technical data | Heat Consumption [MWh/MWh Total Input] | MWh/MWhTotalInput |  | J |  | ctrl | 2030 | 0.1
3.3 Slow Pyrolysis Large Garden | Large scale slow pyrolysis (20 MW) - Garden waste feedstock | Energy/technical data | Heat Consumption [MWh/MWh Total Input] | MWh/MWhTotalInput |  | J |  | ctrl | 2035 | 0.1
3.3 Slow Pyrolysis Large Garden | Large scale slow pyrolysis (20 MW) - Garden waste feedstock | Energy/technical data | Heat Consumption [MWh/MWh Total Input] | MWh/MWhTotalInput |  | J |  | ctrl | 2040 | 0.1
3.3 Slow Pyrolysis Large Garden | Large scale slow pyrolysis (20 MW) - Garden waste feedstock | Energy/technical data | Heat Consumption [MWh/MWh Total Input] | MWh/MWhTotalInput |  | J |  | ctrl | 2050 | 0.1
3.3 Slow Pyrolysis Large Garden | Large scale slow pyrolysis (20 MW) - Garden waste feedstock | Energy/technical data | Heat Losses [MWh/MWh Total Input] | MWh/MWhTotalInput |  | J |  | Lower | 2025 | 0.12
3.3 Slow Pyrolysis Large Garden | Large scale slow pyrolysis (20 MW) - Garden waste feedstock | Energy/technical data | Heat Losses [MWh/MWh Total Input] | MWh/MWhTotalInput |  | J |  | Lower | 2050 | 0.12
3.3 Slow Pyrolysis Large Garden | Large scale slow pyrolysis (20 MW) - Garden waste feedstock | Energy/technical data | Heat Losses [MWh/MWh Total Input] | MWh/MWhTotalInput |  | J |  | Upper | 2025 | 0.12
3.3 Slow Pyrolysis Large Garden | Large scale slow pyrolysis (20 MW) - Garden waste feedstock | Energy/technical data | Heat Losses [MWh/MWh Total Input] | MWh/MWhTotalInput |  | J |  | Upper | 2050 | 0.12
3.3 Slow Pyrolysis Large Garden | Large scale slow pyrolysis (20 MW) - Garden waste feedstock | Energy/technical data | Heat Losses [MWh/MWh Total Input] | MWh/MWhTotalInput |  | J |  | ctrl | 2025 | 0.12
3.3 Slow Pyrolysis Large Garden | Large scale slow pyrolysis (20 MW) - Garden waste feedstock | Energy/technical data | Heat Losses [MWh/MWh Total Input] | MWh/MWhTotalInput |  | J |  | ctrl | 2030 | 0.12
3.3 Slow Pyrolysis Large Garden | Large scale slow pyrolysis (20 MW) - Garden waste feedstock | Energy/technical data | Heat Losses [MWh/MWh Total Input] | MWh/MWhTotalInput |  | J |  | ctrl | 2035 | 0.12
3.3 Slow Pyrolysis Large Garden | Large scale slow pyrolysis (20 MW) - Garden waste feedstock | Energy/technical data | Heat Losses [MWh/MWh Total Input] | MWh/MWhTotalInput |  | J |  | ctrl | 2040 | 0.12
3.3 Slow Pyrolysis Large Garden | Large scale slow pyrolysis (20 MW) - Garden waste feedstock | Energy/technical data | Heat Losses [MWh/MWh Total Input] | MWh/MWhTotalInput |  | J |  | ctrl | 2050 | 0.12
3.3 Slow Pyrolysis Large Garden | Large scale slow pyrolysis (20 MW) - Garden waste feedstock | Energy/technical data | Heat Output [MWh/MWh Total Input] | MWh/MWhTotalInput |  | F, J, K |  | Lower | 2025 | 0.41
3.3 Slow Pyrolysis Large Garden | Large scale slow pyrolysis (20 MW) - Garden waste feedstock | Energy/technical data | Heat Output [MWh/MWh Total Input] | MWh/MWhTotalInput |  | F, J, K |  | Lower | 2050 | 0.41
3.3 Slow Pyrolysis Large Garden | Large scale slow pyrolysis (20 MW) - Garden waste feedstock | Energy/technical data | Heat Output [MWh/MWh Total Input] | MWh/MWhTotalInput |  | F, J, K |  | Upper | 2025 | 0.41
3.3 Slow Pyrolysis Large Garden | Large scale slow pyrolysis (20 MW) - Garden waste feedstock | Energy/technical data | Heat Output [MWh/MWh Total Input] | MWh/MWhTotalInput |  | F, J, K |  | Upper | 2050 | 0.41
3.3 Slow Pyrolysis Large Garden | Large scale slow pyrolysis (20 MW) - Garden waste feedstock | Energy/technical data | Heat Output [MWh/MWh Total Input] | MWh/MWhTotalInput |  | F, J, K |  | ctrl | 2025 | 0.41
3.3 Slow Pyrolysis Large Garden | Large scale slow pyrolysis (20 MW) - Garden waste feedstock | Energy/technical data | Heat Output [MWh/MWh Total Input] | MWh/MWhTotalInput |  | F, J, K |  | ctrl | 2030 | 0.41
3.3 Slow Pyrolysis Large Garden | Large scale slow pyrolysis (20 MW) - Garden waste feedstock | Energy/technical data | Heat Output [MWh/MWh Total Input] | MWh/MWhTotalInput |  | F, J, K |  | ctrl | 2035 | 0.41
3.3 Slow Pyrolysis Large Garden | Large scale slow pyrolysis (20 MW) - Garden waste feedstock | Energy/technical data | Heat Output [MWh/MWh Total Input] | MWh/MWhTotalInput |  | F, J, K |  | ctrl | 2040 | 0.41
3.3 Slow Pyrolysis Large Garden | Large scale slow pyrolysis (20 MW) - Garden waste feedstock | Energy/technical data | Heat Output [MWh/MWh Total Input] | MWh/MWhTotalInput |  | F, J, K |  | ctrl | 2050 | 0.41
3.3 Slow Pyrolysis Large Garden | Large scale slow pyrolysis (20 MW) - Garden waste feedstock | Energy/technical data | Planned outage [weeks per year] | weeks/year |  |  |  | Lower | 2025 | 1
3.3 Slow Pyrolysis Large Garden | Large scale slow pyrolysis (20 MW) - Garden waste feedstock | Energy/technical data | Planned outage [weeks per year] | weeks/year |  |  |  | Lower | 2050 | 1
3.3 Slow Pyrolysis Large Garden | Large scale slow pyrolysis (20 MW) - Garden waste feedstock | Energy/technical data | Planned outage [weeks per year] | weeks/year |  |  |  | Upper | 2025 | 2
3.3 Slow Pyrolysis Large Garden | Large scale slow pyrolysis (20 MW) - Garden waste feedstock | Energy/technical data | Planned outage [weeks per year] | weeks/year |  |  |  | Upper | 2050 | 2
3.3 Slow Pyrolysis Large Garden | Large scale slow pyrolysis (20 MW) - Garden waste feedstock | Energy/technical data | Planned outage [weeks per year] | weeks/year |  |  |  | ctrl | 2025 | 2
3.3 Slow Pyrolysis Large Garden | Large scale slow pyrolysis (20 MW) - Garden waste feedstock | Energy/technical data | Planned outage [weeks per year] | weeks/year |  |  |  | ctrl | 2030 | 1
3.3 Slow Pyrolysis Large Garden | Large scale slow pyrolysis (20 MW) - Garden waste feedstock | Energy/technical data | Planned outage [weeks per year] | weeks/year |  |  |  | ctrl | 2035 | 1
3.3 Slow Pyrolysis Large Garden | Large scale slow pyrolysis (20 MW) - Garden waste feedstock | Energy/technical data | Planned outage [weeks per year] | weeks/year |  |  |  | ctrl | 2040 | 1
3.3 Slow Pyrolysis Large Garden | Large scale slow pyrolysis (20 MW) - Garden waste feedstock | Energy/technical data | Planned outage [weeks per year] | weeks/year |  |  |  | ctrl | 2050 | 1
3.3 Slow Pyrolysis Large Garden | Large scale slow pyrolysis (20 MW) - Garden waste feedstock | Energy/technical data | Steam Output [MWh/MWh Total Input] | MWh/MWhTotalInput |  | I, J |  | Lower | 2025 | 0.009
3.3 Slow Pyrolysis Large Garden | Large scale slow pyrolysis (20 MW) - Garden waste feedstock | Energy/technical data | Steam Output [MWh/MWh Total Input] | MWh/MWhTotalInput |  | I, J |  | Lower | 2050 | 0.009
3.3 Slow Pyrolysis Large Garden | Large scale slow pyrolysis (20 MW) - Garden waste feedstock | Energy/technical data | Steam Output [MWh/MWh Total Input] | MWh/MWhTotalInput |  | I, J |  | Upper | 2025 | 0.009
3.3 Slow Pyrolysis Large Garden | Large scale slow pyrolysis (20 MW) - Garden waste feedstock | Energy/technical data | Steam Output [MWh/MWh Total Input] | MWh/MWhTotalInput |  | I, J |  | Upper | 2050 | 0.009
3.3 Slow Pyrolysis Large Garden | Large scale slow pyrolysis (20 MW) - Garden waste feedstock | Energy/technical data | Steam Output [MWh/MWh Total Input] | MWh/MWhTotalInput |  | I, J |  | ctrl | 2025 | 0.009
3.3 Slow Pyrolysis Large Garden | Large scale slow pyrolysis (20 MW) - Garden waste feedstock | Energy/technical data | Steam Output [MWh/MWh Total Input] | MWh/MWhTotalInput |  | I, J |  | ctrl | 2030 | 0.009
3.3 Slow Pyrolysis Large Garden | Large scale slow pyrolysis (20 MW) - Garden waste feedstock | Energy/technical data | Steam Output [MWh/MWh Total Input] | MWh/MWhTotalInput |  | I, J |  | ctrl | 2035 | 0.009
3.3 Slow Pyrolysis Large Garden | Large scale slow pyrolysis (20 MW) - Garden waste feedstock | Energy/technical data | Steam Output [MWh/MWh Total Input] | MWh/MWhTotalInput |  | I, J |  | ctrl | 2040 | 0.009
3.3 Slow Pyrolysis Large Garden | Large scale slow pyrolysis (20 MW) - Garden waste feedstock | Energy/technical data | Steam Output [MWh/MWh Total Input] | MWh/MWhTotalInput |  | I, J |  | ctrl | 2050 | 0.009
3.3 Slow Pyrolysis Large Garden | Large scale slow pyrolysis (20 MW) - Garden waste feedstock | Energy/technical data | Technical lifetime [years] | years |  |  | [2] | Lower | 2025 | 20
3.3 Slow Pyrolysis Large Garden | Large scale slow pyrolysis (20 MW) - Garden waste feedstock | Energy/technical data | Technical lifetime [years] | years |  |  | [2] | Lower | 2050 | 20
3.3 Slow Pyrolysis Large Garden | Large scale slow pyrolysis (20 MW) - Garden waste feedstock | Energy/technical data | Technical lifetime [years] | years |  |  | [2] | Upper | 2025 | 25
3.3 Slow Pyrolysis Large Garden | Large scale slow pyrolysis (20 MW) - Garden waste feedstock | Energy/technical data | Technical lifetime [years] | years |  |  | [2] | Upper | 2050 | 25
3.3 Slow Pyrolysis Large Garden | Large scale slow pyrolysis (20 MW) - Garden waste feedstock | Energy/technical data | Technical lifetime [years] | years |  |  | [2] | ctrl | 2025 | 20
3.3 Slow Pyrolysis Large Garden | Large scale slow pyrolysis (20 MW) - Garden waste feedstock | Energy/technical data | Technical lifetime [years] | years |  |  | [2] | ctrl | 2030 | 20
3.3 Slow Pyrolysis Large Garden | Large scale slow pyrolysis (20 MW) - Garden waste feedstock | Energy/technical data | Technical lifetime [years] | years |  |  | [2] | ctrl | 2035 | 20
3.3 Slow Pyrolysis Large Garden | Large scale slow pyrolysis (20 MW) - Garden waste feedstock | Energy/technical data | Technical lifetime [years] | years |  |  | [2] | ctrl | 2040 | 20
3.3 Slow Pyrolysis Large Garden | Large scale slow pyrolysis (20 MW) - Garden waste feedstock | Energy/technical data | Technical lifetime [years] | years |  |  | [2] | ctrl | 2050 | 20
3.3 Slow Pyrolysis Large Garden | Large scale slow pyrolysis (20 MW) - Garden waste feedstock | Energy/technical data | Typical total plant size [MW input biomass] | MWinputbiomass |  | A, B | [7] | Lower | 2025 | 18.19
3.3 Slow Pyrolysis Large Garden | Large scale slow pyrolysis (20 MW) - Garden waste feedstock | Energy/technical data | Typical total plant size [MW input biomass] | MWinputbiomass |  | A, B | [7] | Lower | 2050 | 18.19
3.3 Slow Pyrolysis Large Garden | Large scale slow pyrolysis (20 MW) - Garden waste feedstock | Energy/technical data | Typical total plant size [MW input biomass] | MWinputbiomass |  | A, B | [7] | Upper | 2025 | 18.19
3.3 Slow Pyrolysis Large Garden | Large scale slow pyrolysis (20 MW) - Garden waste feedstock | Energy/technical data | Typical total plant size [MW input biomass] | MWinputbiomass |  | A, B | [7] | Upper | 2050 | 18.19
3.3 Slow Pyrolysis Large Garden | Large scale slow pyrolysis (20 MW) - Garden waste feedstock | Energy/technical data | Typical total plant size [MW input biomass] | MWinputbiomass |  | A, B | [7] | ctrl | 2025 | 18.19
3.3 Slow Pyrolysis Large Garden | Large scale slow pyrolysis (20 MW) - Garden waste feedstock | Energy/technical data | Typical total plant size [MW input biomass] | MWinputbiomass |  | A, B | [7] | ctrl | 2030 | 18.19
3.3 Slow Pyrolysis Large Garden | Large scale slow pyrolysis (20 MW) - Garden waste feedstock | Energy/technical data | Typical total plant size [MW input biomass] | MWinputbiomass |  | A, B | [7] | ctrl | 2035 | 18.19
3.3 Slow Pyrolysis Large Garden | Large scale slow pyrolysis (20 MW) - Garden waste feedstock | Energy/technical data | Typical total plant size [MW input biomass] | MWinputbiomass |  | A, B | [7] | ctrl | 2040 | 18.19
3.3 Slow Pyrolysis Large Garden | Large scale slow pyrolysis (20 MW) - Garden waste feedstock | Energy/technical data | Typical total plant size [MW input biomass] | MWinputbiomass |  | A, B | [7] | ctrl | 2050 | 18.19
3.3 Slow Pyrolysis Large Garden | Large scale slow pyrolysis (20 MW) - Garden waste feedstock | Energy/technical data | Typical total plant size [MW input] | MWinput |  | A, B |  | Lower | 2025 | 21.04
3.3 Slow Pyrolysis Large Garden | Large scale slow pyrolysis (20 MW) - Garden waste feedstock | Energy/technical data | Typical total plant size [MW input] | MWinput |  | A, B |  | Lower | 2050 | 21.04
3.3 Slow Pyrolysis Large Garden | Large scale slow pyrolysis (20 MW) - Garden waste feedstock | Energy/technical data | Typical total plant size [MW input] | MWinput |  | A, B |  | Upper | 2025 | 21.04
3.3 Slow Pyrolysis Large Garden | Large scale slow pyrolysis (20 MW) - Garden waste feedstock | Energy/technical data | Typical total plant size [MW input] | MWinput |  | A, B |  | Upper | 2050 | 21.04
3.3 Slow Pyrolysis Large Garden | Large scale slow pyrolysis (20 MW) - Garden waste feedstock | Energy/technical data | Typical total plant size [MW input] | MWinput |  | A, B |  | ctrl | 2025 | 21.04
3.3 Slow Pyrolysis Large Garden | Large scale slow pyrolysis (20 MW) - Garden waste feedstock | Energy/technical data | Typical total plant size [MW input] | MWinput |  | A, B |  | ctrl | 2030 | 21.04
3.3 Slow Pyrolysis Large Garden | Large scale slow pyrolysis (20 MW) - Garden waste feedstock | Energy/technical data | Typical total plant size [MW input] | MWinput |  | A, B |  | ctrl | 2035 | 21.04
3.3 Slow Pyrolysis Large Garden | Large scale slow pyrolysis (20 MW) - Garden waste feedstock | Energy/technical data | Typical total plant size [MW input] | MWinput |  | A, B |  | ctrl | 2040 | 21.04
3.3 Slow Pyrolysis Large Garden | Large scale slow pyrolysis (20 MW) - Garden waste feedstock | Energy/technical data | Typical total plant size [MW input] | MWinput |  | A, B |  | ctrl | 2050 | 21.04
3.3 Slow Pyrolysis Large Garden | Large scale slow pyrolysis (20 MW) - Garden waste feedstock | Financial data | - equipment [%] | pct. |  |  |  | Lower | 2025 | 0.85
3.3 Slow Pyrolysis Large Garden | Large scale slow pyrolysis (20 MW) - Garden waste feedstock | Financial data | - equipment [%] | pct. |  |  |  | Lower | 2050 | 0.85
3.3 Slow Pyrolysis Large Garden | Large scale slow pyrolysis (20 MW) - Garden waste feedstock | Financial data | - equipment [%] | pct. |  |  |  | Upper | 2025 | 0.85
3.3 Slow Pyrolysis Large Garden | Large scale slow pyrolysis (20 MW) - Garden waste feedstock | Financial data | - equipment [%] | pct. |  |  |  | Upper | 2050 | 0.85
3.3 Slow Pyrolysis Large Garden | Large scale slow pyrolysis (20 MW) - Garden waste feedstock | Financial data | - equipment [%] | pct. |  |  |  | ctrl | 2025 | 0.85
3.3 Slow Pyrolysis Large Garden | Large scale slow pyrolysis (20 MW) - Garden waste feedstock | Financial data | - equipment [%] | pct. |  |  |  | ctrl | 2030 | 0.85
3.3 Slow Pyrolysis Large Garden | Large scale slow pyrolysis (20 MW) - Garden waste feedstock | Financial data | - equipment [%] | pct. |  |  |  | ctrl | 2035 | 0.85
3.3 Slow Pyrolysis Large Garden | Large scale slow pyrolysis (20 MW) - Garden waste feedstock | Financial data | - equipment [%] | pct. |  |  |  | ctrl | 2040 | 0.85
3.3 Slow Pyrolysis Large Garden | Large scale slow pyrolysis (20 MW) - Garden waste feedstock | Financial data | - equipment [%] | pct. |  |  |  | ctrl | 2050 | 0.85
3.3 Slow Pyrolysis Large Garden | Large scale slow pyrolysis (20 MW) - Garden waste feedstock | Financial data | - installation [%] | pct. |  |  |  | Lower | 2025 | 0.15
3.3 Slow Pyrolysis Large Garden | Large scale slow pyrolysis (20 MW) - Garden waste feedstock | Financial data | - installation [%] | pct. |  |  |  | Lower | 2050 | 0.15
3.3 Slow Pyrolysis Large Garden | Large scale slow pyrolysis (20 MW) - Garden waste feedstock | Financial data | - installation [%] | pct. |  |  |  | Upper | 2025 | 0.15
3.3 Slow Pyrolysis Large Garden | Large scale slow pyrolysis (20 MW) - Garden waste feedstock | Financial data | - installation [%] | pct. |  |  |  | Upper | 2050 | 0.15
3.3 Slow Pyrolysis Large Garden | Large scale slow pyrolysis (20 MW) - Garden waste feedstock | Financial data | - installation [%] | pct. |  |  |  | ctrl | 2025 | 0.15
3.3 Slow Pyrolysis Large Garden | Large scale slow pyrolysis (20 MW) - Garden waste feedstock | Financial data | - installation [%] | pct. |  |  |  | ctrl | 2030 | 0.15
3.3 Slow Pyrolysis Large Garden | Large scale slow pyrolysis (20 MW) - Garden waste feedstock | Financial data | - installation [%] | pct. |  |  |  | ctrl | 2035 | 0.15
3.3 Slow Pyrolysis Large Garden | Large scale slow pyrolysis (20 MW) - Garden waste feedstock | Financial data | - installation [%] | pct. |  |  |  | ctrl | 2040 | 0.15
3.3 Slow Pyrolysis Large Garden | Large scale slow pyrolysis (20 MW) - Garden waste feedstock | Financial data | - installation [%] | pct. |  |  |  | ctrl | 2050 | 0.15
3.3 Slow Pyrolysis Large Garden | Large scale slow pyrolysis (20 MW) - Garden waste feedstock | Financial data | Fixed and variable O&M [M€/MW output from pyrolysis process/year] | M€/MWoutputfrompyrolysisprocess/year |  | E |  | Lower | 2025 | 0.225
3.3 Slow Pyrolysis Large Garden | Large scale slow pyrolysis (20 MW) - Garden waste feedstock | Financial data | Fixed and variable O&M [M€/MW output from pyrolysis process/year] | M€/MWoutputfrompyrolysisprocess/year |  | E |  | Lower | 2050 | 0.2025
3.3 Slow Pyrolysis Large Garden | Large scale slow pyrolysis (20 MW) - Garden waste feedstock | Financial data | Fixed and variable O&M [M€/MW output from pyrolysis process/year] | M€/MWoutputfrompyrolysisprocess/year |  | E |  | Upper | 2025 | 0.225
3.3 Slow Pyrolysis Large Garden | Large scale slow pyrolysis (20 MW) - Garden waste feedstock | Financial data | Fixed and variable O&M [M€/MW output from pyrolysis process/year] | M€/MWoutputfrompyrolysisprocess/year |  | E |  | Upper | 2050 | 0.14625
3.3 Slow Pyrolysis Large Garden | Large scale slow pyrolysis (20 MW) - Garden waste feedstock | Financial data | Fixed and variable O&M [M€/MW output from pyrolysis process/year] | M€/MWoutputfrompyrolysisprocess/year |  | E |  | ctrl | 2025 | 0.225
3.3 Slow Pyrolysis Large Garden | Large scale slow pyrolysis (20 MW) - Garden waste feedstock | Financial data | Fixed and variable O&M [M€/MW output from pyrolysis process/year] | M€/MWoutputfrompyrolysisprocess/year |  | E |  | ctrl | 2030 | 0.225
3.3 Slow Pyrolysis Large Garden | Large scale slow pyrolysis (20 MW) - Garden waste feedstock | Financial data | Fixed and variable O&M [M€/MW output from pyrolysis process/year] | M€/MWoutputfrompyrolysisprocess/year |  | E |  | ctrl | 2035 | 0.1935
3.3 Slow Pyrolysis Large Garden | Large scale slow pyrolysis (20 MW) - Garden waste feedstock | Financial data | Fixed and variable O&M [M€/MW output from pyrolysis process/year] | M€/MWoutputfrompyrolysisprocess/year |  | E |  | ctrl | 2040 | 0.17996
3.3 Slow Pyrolysis Large Garden | Large scale slow pyrolysis (20 MW) - Garden waste feedstock | Financial data | Fixed and variable O&M [M€/MW output from pyrolysis process/year] | M€/MWoutputfrompyrolysisprocess/year |  | E |  | ctrl | 2050 | 0.16196
3.3 Slow Pyrolysis Large Garden | Large scale slow pyrolysis (20 MW) - Garden waste feedstock | Financial data | Specific investment [M€/MW output from pyrolysis process] | M€/MWoutputfrompyrolysisprocess |  | E, C, D | [2,3] | Lower | 2025 | 1.8
3.3 Slow Pyrolysis Large Garden | Large scale slow pyrolysis (20 MW) - Garden waste feedstock | Financial data | Specific investment [M€/MW output from pyrolysis process] | M€/MWoutputfrompyrolysisprocess |  | E, C, D | [2,3] | Lower | 2050 | 1.62
3.3 Slow Pyrolysis Large Garden | Large scale slow pyrolysis (20 MW) - Garden waste feedstock | Financial data | Specific investment [M€/MW output from pyrolysis process] | M€/MWoutputfrompyrolysisprocess |  | E, C, D | [2,3] | Upper | 2025 | 1.8
3.3 Slow Pyrolysis Large Garden | Large scale slow pyrolysis (20 MW) - Garden waste feedstock | Financial data | Specific investment [M€/MW output from pyrolysis process] | M€/MWoutputfrompyrolysisprocess |  | E, C, D | [2,3] | Upper | 2050 | 1.17
3.3 Slow Pyrolysis Large Garden | Large scale slow pyrolysis (20 MW) - Garden waste feedstock | Financial data | Specific investment [M€/MW output from pyrolysis process] | M€/MWoutputfrompyrolysisprocess |  | E, C, D | [2,3] | ctrl | 2025 | 1.8
3.3 Slow Pyrolysis Large Garden | Large scale slow pyrolysis (20 MW) - Garden waste feedstock | Financial data | Specific investment [M€/MW output from pyrolysis process] | M€/MWoutputfrompyrolysisprocess |  | E, C, D | [2,3] | ctrl | 2030 | 1.8
3.3 Slow Pyrolysis Large Garden | Large scale slow pyrolysis (20 MW) - Garden waste feedstock | Financial data | Specific investment [M€/MW output from pyrolysis process] | M€/MWoutputfrompyrolysisprocess |  | E, C, D | [2,3] | ctrl | 2035 | 1.548
3.3 Slow Pyrolysis Large Garden | Large scale slow pyrolysis (20 MW) - Garden waste feedstock | Financial data | Specific investment [M€/MW output from pyrolysis process] | M€/MWoutputfrompyrolysisprocess |  | E, C, D | [2,3] | ctrl | 2040 | 1.4396
3.3 Slow Pyrolysis Large Garden | Large scale slow pyrolysis (20 MW) - Garden waste feedstock | Financial data | Specific investment [M€/MW output from pyrolysis process] | M€/MWoutputfrompyrolysisprocess |  | E, C, D | [2,3] | ctrl | 2050 | 1.2957
3.3 Slow Pyrolysis Large Garden | Large scale slow pyrolysis (20 MW) - Garden waste feedstock | Technology-specific data | Additional Heat Output Condensate [MW] | MW |  | I |  | Lower | 2025 | 3.5
3.3 Slow Pyrolysis Large Garden | Large scale slow pyrolysis (20 MW) - Garden waste feedstock | Technology-specific data | Additional Heat Output Condensate [MW] | MW |  | I |  | Lower | 2050 | 3.5
3.3 Slow Pyrolysis Large Garden | Large scale slow pyrolysis (20 MW) - Garden waste feedstock | Technology-specific data | Additional Heat Output Condensate [MW] | MW |  | I |  | Upper | 2025 | 3.5
3.3 Slow Pyrolysis Large Garden | Large scale slow pyrolysis (20 MW) - Garden waste feedstock | Technology-specific data | Additional Heat Output Condensate [MW] | MW |  | I |  | Upper | 2050 | 3.5
3.3 Slow Pyrolysis Large Garden | Large scale slow pyrolysis (20 MW) - Garden waste feedstock | Technology-specific data | Additional Heat Output Condensate [MW] | MW |  | I |  | ctrl | 2025 | 3.5
3.3 Slow Pyrolysis Large Garden | Large scale slow pyrolysis (20 MW) - Garden waste feedstock | Technology-specific data | Additional Heat Output Condensate [MW] | MW |  | I |  | ctrl | 2030 | 3.5
3.3 Slow Pyrolysis Large Garden | Large scale slow pyrolysis (20 MW) - Garden waste feedstock | Technology-specific data | Additional Heat Output Condensate [MW] | MW |  | I |  | ctrl | 2035 | 3.5
3.3 Slow Pyrolysis Large Garden | Large scale slow pyrolysis (20 MW) - Garden waste feedstock | Technology-specific data | Additional Heat Output Condensate [MW] | MW |  | I |  | ctrl | 2040 | 3.5
3.3 Slow Pyrolysis Large Garden | Large scale slow pyrolysis (20 MW) - Garden waste feedstock | Technology-specific data | Additional Heat Output Condensate [MW] | MW |  | I |  | ctrl | 2050 | 3.5
3.3 Slow Pyrolysis Large Garden | Large scale slow pyrolysis (20 MW) - Garden waste feedstock | Technology-specific data | Alternative Configuation - Additional Input Heat [MW input] | MWinput |  | K |  | Lower | 2025 | 1.7
3.3 Slow Pyrolysis Large Garden | Large scale slow pyrolysis (20 MW) - Garden waste feedstock | Technology-specific data | Alternative Configuation - Additional Input Heat [MW input] | MWinput |  | K |  | Lower | 2050 | 1.7
3.3 Slow Pyrolysis Large Garden | Large scale slow pyrolysis (20 MW) - Garden waste feedstock | Technology-specific data | Alternative Configuation - Additional Input Heat [MW input] | MWinput |  | K |  | Upper | 2025 | 1.7
3.3 Slow Pyrolysis Large Garden | Large scale slow pyrolysis (20 MW) - Garden waste feedstock | Technology-specific data | Alternative Configuation - Additional Input Heat [MW input] | MWinput |  | K |  | Upper | 2050 | 1.7
3.3 Slow Pyrolysis Large Garden | Large scale slow pyrolysis (20 MW) - Garden waste feedstock | Technology-specific data | Alternative Configuation - Additional Input Heat [MW input] | MWinput |  | K |  | ctrl | 2025 | 1.7
3.3 Slow Pyrolysis Large Garden | Large scale slow pyrolysis (20 MW) - Garden waste feedstock | Technology-specific data | Alternative Configuation - Additional Input Heat [MW input] | MWinput |  | K |  | ctrl | 2030 | 1.7
3.3 Slow Pyrolysis Large Garden | Large scale slow pyrolysis (20 MW) - Garden waste feedstock | Technology-specific data | Alternative Configuation - Additional Input Heat [MW input] | MWinput |  | K |  | ctrl | 2035 | 1.7
3.3 Slow Pyrolysis Large Garden | Large scale slow pyrolysis (20 MW) - Garden waste feedstock | Technology-specific data | Alternative Configuation - Additional Input Heat [MW input] | MWinput |  | K |  | ctrl | 2040 | 1.7
3.3 Slow Pyrolysis Large Garden | Large scale slow pyrolysis (20 MW) - Garden waste feedstock | Technology-specific data | Alternative Configuation - Additional Input Heat [MW input] | MWinput |  | K |  | ctrl | 2050 | 1.7
3.3 Slow Pyrolysis Large Garden | Large scale slow pyrolysis (20 MW) - Garden waste feedstock | Technology-specific data | Alternative Configuation - Biochar Output [MWh/MWh Alternative Total Input] | MWh/MWhAlternativeTotalInput |  | K |  | Lower | 2025 | 0.42216
3.3 Slow Pyrolysis Large Garden | Large scale slow pyrolysis (20 MW) - Garden waste feedstock | Technology-specific data | Alternative Configuation - Biochar Output [MWh/MWh Alternative Total Input] | MWh/MWhAlternativeTotalInput |  | K |  | Lower | 2050 | 0.42216
3.3 Slow Pyrolysis Large Garden | Large scale slow pyrolysis (20 MW) - Garden waste feedstock | Technology-specific data | Alternative Configuation - Biochar Output [MWh/MWh Alternative Total Input] | MWh/MWhAlternativeTotalInput |  | K |  | Upper | 2025 | 0.42216
3.3 Slow Pyrolysis Large Garden | Large scale slow pyrolysis (20 MW) - Garden waste feedstock | Technology-specific data | Alternative Configuation - Biochar Output [MWh/MWh Alternative Total Input] | MWh/MWhAlternativeTotalInput |  | K |  | Upper | 2050 | 0.42216
3.3 Slow Pyrolysis Large Garden | Large scale slow pyrolysis (20 MW) - Garden waste feedstock | Technology-specific data | Alternative Configuation - Biochar Output [MWh/MWh Alternative Total Input] | MWh/MWhAlternativeTotalInput |  | K |  | ctrl | 2025 | 0.42216
3.3 Slow Pyrolysis Large Garden | Large scale slow pyrolysis (20 MW) - Garden waste feedstock | Technology-specific data | Alternative Configuation - Biochar Output [MWh/MWh Alternative Total Input] | MWh/MWhAlternativeTotalInput |  | K |  | ctrl | 2030 | 0.42216
3.3 Slow Pyrolysis Large Garden | Large scale slow pyrolysis (20 MW) - Garden waste feedstock | Technology-specific data | Alternative Configuation - Biochar Output [MWh/MWh Alternative Total Input] | MWh/MWhAlternativeTotalInput |  | K |  | ctrl | 2035 | 0.42216
3.3 Slow Pyrolysis Large Garden | Large scale slow pyrolysis (20 MW) - Garden waste feedstock | Technology-specific data | Alternative Configuation - Biochar Output [MWh/MWh Alternative Total Input] | MWh/MWhAlternativeTotalInput |  | K |  | ctrl | 2040 | 0.42216
3.3 Slow Pyrolysis Large Garden | Large scale slow pyrolysis (20 MW) - Garden waste feedstock | Technology-specific data | Alternative Configuation - Biochar Output [MWh/MWh Alternative Total Input] | MWh/MWhAlternativeTotalInput |  | K |  | ctrl | 2050 | 0.42216
3.3 Slow Pyrolysis Large Garden | Large scale slow pyrolysis (20 MW) - Garden waste feedstock | Technology-specific data | Alternative Configuation - Heat Losses [MWh/MWh Alternative Total Input] | MWh/MWhAlternativeTotalInput |  | K |  | Lower | 2025 | 0.075198
3.3 Slow Pyrolysis Large Garden | Large scale slow pyrolysis (20 MW) - Garden waste feedstock | Technology-specific data | Alternative Configuation - Heat Losses [MWh/MWh Alternative Total Input] | MWh/MWhAlternativeTotalInput |  | K |  | Lower | 2050 | 0.075198
3.3 Slow Pyrolysis Large Garden | Large scale slow pyrolysis (20 MW) - Garden waste feedstock | Technology-specific data | Alternative Configuation - Heat Losses [MWh/MWh Alternative Total Input] | MWh/MWhAlternativeTotalInput |  | K |  | Upper | 2025 | 0.075198
3.3 Slow Pyrolysis Large Garden | Large scale slow pyrolysis (20 MW) - Garden waste feedstock | Technology-specific data | Alternative Configuation - Heat Losses [MWh/MWh Alternative Total Input] | MWh/MWhAlternativeTotalInput |  | K |  | Upper | 2050 | 0.075198
3.3 Slow Pyrolysis Large Garden | Large scale slow pyrolysis (20 MW) - Garden waste feedstock | Technology-specific data | Alternative Configuation - Heat Losses [MWh/MWh Alternative Total Input] | MWh/MWhAlternativeTotalInput |  | K |  | ctrl | 2025 | 0.075198
3.3 Slow Pyrolysis Large Garden | Large scale slow pyrolysis (20 MW) - Garden waste feedstock | Technology-specific data | Alternative Configuation - Heat Losses [MWh/MWh Alternative Total Input] | MWh/MWhAlternativeTotalInput |  | K |  | ctrl | 2030 | 0.075198
3.3 Slow Pyrolysis Large Garden | Large scale slow pyrolysis (20 MW) - Garden waste feedstock | Technology-specific data | Alternative Configuation - Heat Losses [MWh/MWh Alternative Total Input] | MWh/MWhAlternativeTotalInput |  | K |  | ctrl | 2035 | 0.075198
3.3 Slow Pyrolysis Large Garden | Large scale slow pyrolysis (20 MW) - Garden waste feedstock | Technology-specific data | Alternative Configuation - Heat Losses [MWh/MWh Alternative Total Input] | MWh/MWhAlternativeTotalInput |  | K |  | ctrl | 2040 | 0.075198
3.3 Slow Pyrolysis Large Garden | Large scale slow pyrolysis (20 MW) - Garden waste feedstock | Technology-specific data | Alternative Configuation - Heat Losses [MWh/MWh Alternative Total Input] | MWh/MWhAlternativeTotalInput |  | K |  | ctrl | 2050 | 0.075198
3.3 Slow Pyrolysis Large Garden | Large scale slow pyrolysis (20 MW) - Garden waste feedstock | Technology-specific data | Alternative Configuation - Pyrolysis Gas Output [MWh/MWh Alternative Total Input] | MWh/MWhAlternativeTotalInput |  | K |  | Lower | 2025 | 0.49252
3.3 Slow Pyrolysis Large Garden | Large scale slow pyrolysis (20 MW) - Garden waste feedstock | Technology-specific data | Alternative Configuation - Pyrolysis Gas Output [MWh/MWh Alternative Total Input] | MWh/MWhAlternativeTotalInput |  | K |  | Lower | 2050 | 0.49252
3.3 Slow Pyrolysis Large Garden | Large scale slow pyrolysis (20 MW) - Garden waste feedstock | Technology-specific data | Alternative Configuation - Pyrolysis Gas Output [MWh/MWh Alternative Total Input] | MWh/MWhAlternativeTotalInput |  | K |  | Upper | 2025 | 0.49252
3.3 Slow Pyrolysis Large Garden | Large scale slow pyrolysis (20 MW) - Garden waste feedstock | Technology-specific data | Alternative Configuation - Pyrolysis Gas Output [MWh/MWh Alternative Total Input] | MWh/MWhAlternativeTotalInput |  | K |  | Upper | 2050 | 0.49252
3.3 Slow Pyrolysis Large Garden | Large scale slow pyrolysis (20 MW) - Garden waste feedstock | Technology-specific data | Alternative Configuation - Pyrolysis Gas Output [MWh/MWh Alternative Total Input] | MWh/MWhAlternativeTotalInput |  | K |  | ctrl | 2025 | 0.49252
3.3 Slow Pyrolysis Large Garden | Large scale slow pyrolysis (20 MW) - Garden waste feedstock | Technology-specific data | Alternative Configuation - Pyrolysis Gas Output [MWh/MWh Alternative Total Input] | MWh/MWhAlternativeTotalInput |  | K |  | ctrl | 2030 | 0.49252
3.3 Slow Pyrolysis Large Garden | Large scale slow pyrolysis (20 MW) - Garden waste feedstock | Technology-specific data | Alternative Configuation - Pyrolysis Gas Output [MWh/MWh Alternative Total Input] | MWh/MWhAlternativeTotalInput |  | K |  | ctrl | 2035 | 0.49252
3.3 Slow Pyrolysis Large Garden | Large scale slow pyrolysis (20 MW) - Garden waste feedstock | Technology-specific data | Alternative Configuation - Pyrolysis Gas Output [MWh/MWh Alternative Total Input] | MWh/MWhAlternativeTotalInput |  | K |  | ctrl | 2040 | 0.49252
3.3 Slow Pyrolysis Large Garden | Large scale slow pyrolysis (20 MW) - Garden waste feedstock | Technology-specific data | Alternative Configuation - Pyrolysis Gas Output [MWh/MWh Alternative Total Input] | MWh/MWhAlternativeTotalInput |  | K |  | ctrl | 2050 | 0.49252
3.3 Slow Pyrolysis Large Garden | Large scale slow pyrolysis (20 MW) - Garden waste feedstock | Technology-specific data | Alternative Configuation - Steam Output [MWh/MWh Alternative Total Input] | MWh/MWhAlternativeTotalInput |  | K |  | Lower | 2025 | 0.010114
3.3 Slow Pyrolysis Large Garden | Large scale slow pyrolysis (20 MW) - Garden waste feedstock | Technology-specific data | Alternative Configuation - Steam Output [MWh/MWh Alternative Total Input] | MWh/MWhAlternativeTotalInput |  | K |  | Lower | 2050 | 0.010114
3.3 Slow Pyrolysis Large Garden | Large scale slow pyrolysis (20 MW) - Garden waste feedstock | Technology-specific data | Alternative Configuation - Steam Output [MWh/MWh Alternative Total Input] | MWh/MWhAlternativeTotalInput |  | K |  | Upper | 2025 | 0.010114
3.3 Slow Pyrolysis Large Garden | Large scale slow pyrolysis (20 MW) - Garden waste feedstock | Technology-specific data | Alternative Configuation - Steam Output [MWh/MWh Alternative Total Input] | MWh/MWhAlternativeTotalInput |  | K |  | Upper | 2050 | 0.010114
3.3 Slow Pyrolysis Large Garden | Large scale slow pyrolysis (20 MW) - Garden waste feedstock | Technology-specific data | Alternative Configuation - Steam Output [MWh/MWh Alternative Total Input] | MWh/MWhAlternativeTotalInput |  | K |  | ctrl | 2025 | 0.010114
3.3 Slow Pyrolysis Large Garden | Large scale slow pyrolysis (20 MW) - Garden waste feedstock | Technology-specific data | Alternative Configuation - Steam Output [MWh/MWh Alternative Total Input] | MWh/MWhAlternativeTotalInput |  | K |  | ctrl | 2030 | 0.010114
3.3 Slow Pyrolysis Large Garden | Large scale slow pyrolysis (20 MW) - Garden waste feedstock | Technology-specific data | Alternative Configuation - Steam Output [MWh/MWh Alternative Total Input] | MWh/MWhAlternativeTotalInput |  | K |  | ctrl | 2035 | 0.010114
3.3 Slow Pyrolysis Large Garden | Large scale slow pyrolysis (20 MW) - Garden waste feedstock | Technology-specific data | Alternative Configuation - Steam Output [MWh/MWh Alternative Total Input] | MWh/MWhAlternativeTotalInput |  | K |  | ctrl | 2040 | 0.010114
3.3 Slow Pyrolysis Large Garden | Large scale slow pyrolysis (20 MW) - Garden waste feedstock | Technology-specific data | Alternative Configuation - Steam Output [MWh/MWh Alternative Total Input] | MWh/MWhAlternativeTotalInput |  | K |  | ctrl | 2050 | 0.010114
3.3 Slow Pyrolysis Large Garden | Large scale slow pyrolysis (20 MW) - Garden waste feedstock | Technology-specific data | Alternative Configuation - Total plant size [MW input] | MWinput |  | K |  | Lower | 2025 | 22.74
3.3 Slow Pyrolysis Large Garden | Large scale slow pyrolysis (20 MW) - Garden waste feedstock | Technology-specific data | Alternative Configuation - Total plant size [MW input] | MWinput |  | K |  | Lower | 2050 | 22.74
3.3 Slow Pyrolysis Large Garden | Large scale slow pyrolysis (20 MW) - Garden waste feedstock | Technology-specific data | Alternative Configuation - Total plant size [MW input] | MWinput |  | K |  | Upper | 2025 | 22.74
3.3 Slow Pyrolysis Large Garden | Large scale slow pyrolysis (20 MW) - Garden waste feedstock | Technology-specific data | Alternative Configuation - Total plant size [MW input] | MWinput |  | K |  | Upper | 2050 | 22.74
3.3 Slow Pyrolysis Large Garden | Large scale slow pyrolysis (20 MW) - Garden waste feedstock | Technology-specific data | Alternative Configuation - Total plant size [MW input] | MWinput |  | K |  | ctrl | 2025 | 22.74
3.3 Slow Pyrolysis Large Garden | Large scale slow pyrolysis (20 MW) - Garden waste feedstock | Technology-specific data | Alternative Configuation - Total plant size [MW input] | MWinput |  | K |  | ctrl | 2030 | 22.74
3.3 Slow Pyrolysis Large Garden | Large scale slow pyrolysis (20 MW) - Garden waste feedstock | Technology-specific data | Alternative Configuation - Total plant size [MW input] | MWinput |  | K |  | ctrl | 2035 | 22.74
3.3 Slow Pyrolysis Large Garden | Large scale slow pyrolysis (20 MW) - Garden waste feedstock | Technology-specific data | Alternative Configuation - Total plant size [MW input] | MWinput |  | K |  | ctrl | 2040 | 22.74
3.3 Slow Pyrolysis Large Garden | Large scale slow pyrolysis (20 MW) - Garden waste feedstock | Technology-specific data | Alternative Configuation - Total plant size [MW input] | MWinput |  | K |  | ctrl | 2050 | 22.74
3.3 Slow Pyrolysis Large Garden | Large scale slow pyrolysis (20 MW) - Garden waste feedstock | Technology-specific data | Reciculated Heat [MW] | MW |  |  |  | Lower | 2025 | 1.65
3.3 Slow Pyrolysis Large Garden | Large scale slow pyrolysis (20 MW) - Garden waste feedstock | Technology-specific data | Reciculated Heat [MW] | MW |  |  |  | Lower | 2050 | 1.65
3.3 Slow Pyrolysis Large Garden | Large scale slow pyrolysis (20 MW) - Garden waste feedstock | Technology-specific data | Reciculated Heat [MW] | MW |  |  |  | Upper | 2025 | 1.65
3.3 Slow Pyrolysis Large Garden | Large scale slow pyrolysis (20 MW) - Garden waste feedstock | Technology-specific data | Reciculated Heat [MW] | MW |  |  |  | Upper | 2050 | 1.65
3.3 Slow Pyrolysis Large Garden | Large scale slow pyrolysis (20 MW) - Garden waste feedstock | Technology-specific data | Reciculated Heat [MW] | MW |  |  |  | ctrl | 2025 | 1.65
3.3 Slow Pyrolysis Large Garden | Large scale slow pyrolysis (20 MW) - Garden waste feedstock | Technology-specific data | Reciculated Heat [MW] | MW |  |  |  | ctrl | 2030 | 1.65
3.3 Slow Pyrolysis Large Garden | Large scale slow pyrolysis (20 MW) - Garden waste feedstock | Technology-specific data | Reciculated Heat [MW] | MW |  |  |  | ctrl | 2035 | 1.65
3.3 Slow Pyrolysis Large Garden | Large scale slow pyrolysis (20 MW) - Garden waste feedstock | Technology-specific data | Reciculated Heat [MW] | MW |  |  |  | ctrl | 2040 | 1.65
3.3 Slow Pyrolysis Large Garden | Large scale slow pyrolysis (20 MW) - Garden waste feedstock | Technology-specific data | Reciculated Heat [MW] | MW |  |  |  | ctrl | 2050 | 1.65
3.3 Slow Pyrolysis Large Garden | Large scale slow pyrolysis (20 MW) - Garden waste feedstock | Technology-specific data | Specific bulk density of biochar [ton/m3] | ton/m3 |  |  | [6] | Lower | 2025 | 0.15
3.3 Slow Pyrolysis Large Garden | Large scale slow pyrolysis (20 MW) - Garden waste feedstock | Technology-specific data | Specific bulk density of biochar [ton/m3] | ton/m3 |  |  | [6] | Lower | 2050 | 0.15
3.3 Slow Pyrolysis Large Garden | Large scale slow pyrolysis (20 MW) - Garden waste feedstock | Technology-specific data | Specific bulk density of biochar [ton/m3] | ton/m3 |  |  | [6] | Upper | 2025 | 0.5
3.3 Slow Pyrolysis Large Garden | Large scale slow pyrolysis (20 MW) - Garden waste feedstock | Technology-specific data | Specific bulk density of biochar [ton/m3] | ton/m3 |  |  | [6] | Upper | 2050 | 0.5
3.3 Slow Pyrolysis Large Garden | Large scale slow pyrolysis (20 MW) - Garden waste feedstock | Technology-specific data | Specific bulk density of biochar [ton/m3] | ton/m3 |  |  | [6] | ctrl | 2025 | 0.5
3.3 Slow Pyrolysis Large Garden | Large scale slow pyrolysis (20 MW) - Garden waste feedstock | Technology-specific data | Specific bulk density of biochar [ton/m3] | ton/m3 |  |  | [6] | ctrl | 2030 | 0.5
3.3 Slow Pyrolysis Large Garden | Large scale slow pyrolysis (20 MW) - Garden waste feedstock | Technology-specific data | Specific bulk density of biochar [ton/m3] | ton/m3 |  |  | [6] | ctrl | 2035 | 0.5
3.3 Slow Pyrolysis Large Garden | Large scale slow pyrolysis (20 MW) - Garden waste feedstock | Technology-specific data | Specific bulk density of biochar [ton/m3] | ton/m3 |  |  | [6] | ctrl | 2040 | 0.5
3.3 Slow Pyrolysis Large Garden | Large scale slow pyrolysis (20 MW) - Garden waste feedstock | Technology-specific data | Specific bulk density of biochar [ton/m3] | ton/m3 |  |  | [6] | ctrl | 2050 | 0.5
3.3 Slow Pyrolysis Large Garden | Large scale slow pyrolysis (20 MW) - Garden waste feedstock | Technology-specific data | Specific energy content [GJ/ton biochar from garden waste feedstock] | GJ/tonbiocharfromgardenwastefeedstock |  |  | [5] | Lower | 2025 | 20
3.3 Slow Pyrolysis Large Garden | Large scale slow pyrolysis (20 MW) - Garden waste feedstock | Technology-specific data | Specific energy content [GJ/ton biochar from garden waste feedstock] | GJ/tonbiocharfromgardenwastefeedstock |  |  | [5] | Lower | 2050 | 20
3.3 Slow Pyrolysis Large Garden | Large scale slow pyrolysis (20 MW) - Garden waste feedstock | Technology-specific data | Specific energy content [GJ/ton biochar from garden waste feedstock] | GJ/tonbiocharfromgardenwastefeedstock |  |  | [5] | Upper | 2025 | 25
3.3 Slow Pyrolysis Large Garden | Large scale slow pyrolysis (20 MW) - Garden waste feedstock | Technology-specific data | Specific energy content [GJ/ton biochar from garden waste feedstock] | GJ/tonbiocharfromgardenwastefeedstock |  |  | [5] | Upper | 2050 | 25
3.3 Slow Pyrolysis Large Garden | Large scale slow pyrolysis (20 MW) - Garden waste feedstock | Technology-specific data | Specific energy content [GJ/ton biochar from garden waste feedstock] | GJ/tonbiocharfromgardenwastefeedstock |  |  | [5] | ctrl | 2025 | 22.5
3.3 Slow Pyrolysis Large Garden | Large scale slow pyrolysis (20 MW) - Garden waste feedstock | Technology-specific data | Specific energy content [GJ/ton biochar from garden waste feedstock] | GJ/tonbiocharfromgardenwastefeedstock |  |  | [5] | ctrl | 2030 | 22.5
3.3 Slow Pyrolysis Large Garden | Large scale slow pyrolysis (20 MW) - Garden waste feedstock | Technology-specific data | Specific energy content [GJ/ton biochar from garden waste feedstock] | GJ/tonbiocharfromgardenwastefeedstock |  |  | [5] | ctrl | 2035 | 22.5
3.3 Slow Pyrolysis Large Garden | Large scale slow pyrolysis (20 MW) - Garden waste feedstock | Technology-specific data | Specific energy content [GJ/ton biochar from garden waste feedstock] | GJ/tonbiocharfromgardenwastefeedstock |  |  | [5] | ctrl | 2040 | 22.5
3.3 Slow Pyrolysis Large Garden | Large scale slow pyrolysis (20 MW) - Garden waste feedstock | Technology-specific data | Specific energy content [GJ/ton biochar from garden waste feedstock] | GJ/tonbiocharfromgardenwastefeedstock |  |  | [5] | ctrl | 2050 | 22.5
3.3 Slow Pyrolysis Large Straw | Large scale slow pyrolysis (20 MW) - Straw feedstock | Energy/technical data | Biochar Output [MWh/MWh Total Input] | MWh/MWhTotalInput |  | A, B | [1] | Lower | 2025 | 0.45084
3.3 Slow Pyrolysis Large Straw | Large scale slow pyrolysis (20 MW) - Straw feedstock | Energy/technical data | Biochar Output [MWh/MWh Total Input] | MWh/MWhTotalInput |  | A, B | [1] | Lower | 2050 | 0.45084
3.3 Slow Pyrolysis Large Straw | Large scale slow pyrolysis (20 MW) - Straw feedstock | Energy/technical data | Biochar Output [MWh/MWh Total Input] | MWh/MWhTotalInput |  | A, B | [1] | Upper | 2025 | 0.45084
3.3 Slow Pyrolysis Large Straw | Large scale slow pyrolysis (20 MW) - Straw feedstock | Energy/technical data | Biochar Output [MWh/MWh Total Input] | MWh/MWhTotalInput |  | A, B | [1] | Upper | 2050 | 0.45084
3.3 Slow Pyrolysis Large Straw | Large scale slow pyrolysis (20 MW) - Straw feedstock | Energy/technical data | Biochar Output [MWh/MWh Total Input] | MWh/MWhTotalInput |  | A, B | [1] | ctrl | 2025 | 0.45084
3.3 Slow Pyrolysis Large Straw | Large scale slow pyrolysis (20 MW) - Straw feedstock | Energy/technical data | Biochar Output [MWh/MWh Total Input] | MWh/MWhTotalInput |  | A, B | [1] | ctrl | 2030 | 0.45084
3.3 Slow Pyrolysis Large Straw | Large scale slow pyrolysis (20 MW) - Straw feedstock | Energy/technical data | Biochar Output [MWh/MWh Total Input] | MWh/MWhTotalInput |  | A, B | [1] | ctrl | 2035 | 0.45084
3.3 Slow Pyrolysis Large Straw | Large scale slow pyrolysis (20 MW) - Straw feedstock | Energy/technical data | Biochar Output [MWh/MWh Total Input] | MWh/MWhTotalInput |  | A, B | [1] | ctrl | 2040 | 0.45084
3.3 Slow Pyrolysis Large Straw | Large scale slow pyrolysis (20 MW) - Straw feedstock | Energy/technical data | Biochar Output [MWh/MWh Total Input] | MWh/MWhTotalInput |  | A, B | [1] | ctrl | 2050 | 0.45084
3.3 Slow Pyrolysis Large Straw | Large scale slow pyrolysis (20 MW) - Straw feedstock | Energy/technical data | Construction time [years] | years |  | A |  | Lower | 2025 | 1.5
3.3 Slow Pyrolysis Large Straw | Large scale slow pyrolysis (20 MW) - Straw feedstock | Energy/technical data | Construction time [years] | years |  | A |  | Lower | 2050 | 1.5
3.3 Slow Pyrolysis Large Straw | Large scale slow pyrolysis (20 MW) - Straw feedstock | Energy/technical data | Construction time [years] | years |  | A |  | Upper | 2025 | 2
3.3 Slow Pyrolysis Large Straw | Large scale slow pyrolysis (20 MW) - Straw feedstock | Energy/technical data | Construction time [years] | years |  | A |  | Upper | 2050 | 2
3.3 Slow Pyrolysis Large Straw | Large scale slow pyrolysis (20 MW) - Straw feedstock | Energy/technical data | Construction time [years] | years |  | A |  | ctrl | 2025 | 1.5
3.3 Slow Pyrolysis Large Straw | Large scale slow pyrolysis (20 MW) - Straw feedstock | Energy/technical data | Construction time [years] | years |  | A |  | ctrl | 2030 | 1.5
3.3 Slow Pyrolysis Large Straw | Large scale slow pyrolysis (20 MW) - Straw feedstock | Energy/technical data | Construction time [years] | years |  | A |  | ctrl | 2035 | 1.5
3.3 Slow Pyrolysis Large Straw | Large scale slow pyrolysis (20 MW) - Straw feedstock | Energy/technical data | Construction time [years] | years |  | A |  | ctrl | 2040 | 1.5
3.3 Slow Pyrolysis Large Straw | Large scale slow pyrolysis (20 MW) - Straw feedstock | Energy/technical data | Construction time [years] | years |  | A |  | ctrl | 2050 | 1.5
3.3 Slow Pyrolysis Large Straw | Large scale slow pyrolysis (20 MW) - Straw feedstock | Energy/technical data | Electricity Consumption [MWh/MWh Total Input] | MWh/MWhTotalInput |  | B | [1] | Lower | 2025 | 0.040767
3.3 Slow Pyrolysis Large Straw | Large scale slow pyrolysis (20 MW) - Straw feedstock | Energy/technical data | Electricity Consumption [MWh/MWh Total Input] | MWh/MWhTotalInput |  | B | [1] | Lower | 2050 | 0.040767
3.3 Slow Pyrolysis Large Straw | Large scale slow pyrolysis (20 MW) - Straw feedstock | Energy/technical data | Electricity Consumption [MWh/MWh Total Input] | MWh/MWhTotalInput |  | B | [1] | Upper | 2025 | 0.040767
3.3 Slow Pyrolysis Large Straw | Large scale slow pyrolysis (20 MW) - Straw feedstock | Energy/technical data | Electricity Consumption [MWh/MWh Total Input] | MWh/MWhTotalInput |  | B | [1] | Upper | 2050 | 0.040767
3.3 Slow Pyrolysis Large Straw | Large scale slow pyrolysis (20 MW) - Straw feedstock | Energy/technical data | Electricity Consumption [MWh/MWh Total Input] | MWh/MWhTotalInput |  | B | [1] | ctrl | 2025 | 0.040767
3.3 Slow Pyrolysis Large Straw | Large scale slow pyrolysis (20 MW) - Straw feedstock | Energy/technical data | Electricity Consumption [MWh/MWh Total Input] | MWh/MWhTotalInput |  | B | [1] | ctrl | 2030 | 0.040767
3.3 Slow Pyrolysis Large Straw | Large scale slow pyrolysis (20 MW) - Straw feedstock | Energy/technical data | Electricity Consumption [MWh/MWh Total Input] | MWh/MWhTotalInput |  | B | [1] | ctrl | 2035 | 0.040767
3.3 Slow Pyrolysis Large Straw | Large scale slow pyrolysis (20 MW) - Straw feedstock | Energy/technical data | Electricity Consumption [MWh/MWh Total Input] | MWh/MWhTotalInput |  | B | [1] | ctrl | 2040 | 0.040767
3.3 Slow Pyrolysis Large Straw | Large scale slow pyrolysis (20 MW) - Straw feedstock | Energy/technical data | Electricity Consumption [MWh/MWh Total Input] | MWh/MWhTotalInput |  | B | [1] | ctrl | 2050 | 0.040767
3.3 Slow Pyrolysis Large Straw | Large scale slow pyrolysis (20 MW) - Straw feedstock | Energy/technical data | Feedstock Consumption [MWh/MWh Total Input] | MWh/MWhTotalInput |  | B | [1] | Lower | 2025 | 0.95923
3.3 Slow Pyrolysis Large Straw | Large scale slow pyrolysis (20 MW) - Straw feedstock | Energy/technical data | Feedstock Consumption [MWh/MWh Total Input] | MWh/MWhTotalInput |  | B | [1] | Lower | 2050 | 0.95923
3.3 Slow Pyrolysis Large Straw | Large scale slow pyrolysis (20 MW) - Straw feedstock | Energy/technical data | Feedstock Consumption [MWh/MWh Total Input] | MWh/MWhTotalInput |  | B | [1] | Upper | 2025 | 0.95923
3.3 Slow Pyrolysis Large Straw | Large scale slow pyrolysis (20 MW) - Straw feedstock | Energy/technical data | Feedstock Consumption [MWh/MWh Total Input] | MWh/MWhTotalInput |  | B | [1] | Upper | 2050 | 0.95923
3.3 Slow Pyrolysis Large Straw | Large scale slow pyrolysis (20 MW) - Straw feedstock | Energy/technical data | Feedstock Consumption [MWh/MWh Total Input] | MWh/MWhTotalInput |  | B | [1] | ctrl | 2025 | 0.95923
3.3 Slow Pyrolysis Large Straw | Large scale slow pyrolysis (20 MW) - Straw feedstock | Energy/technical data | Feedstock Consumption [MWh/MWh Total Input] | MWh/MWhTotalInput |  | B | [1] | ctrl | 2030 | 0.95923
3.3 Slow Pyrolysis Large Straw | Large scale slow pyrolysis (20 MW) - Straw feedstock | Energy/technical data | Feedstock Consumption [MWh/MWh Total Input] | MWh/MWhTotalInput |  | B | [1] | ctrl | 2035 | 0.95923
3.3 Slow Pyrolysis Large Straw | Large scale slow pyrolysis (20 MW) - Straw feedstock | Energy/technical data | Feedstock Consumption [MWh/MWh Total Input] | MWh/MWhTotalInput |  | B | [1] | ctrl | 2040 | 0.95923
3.3 Slow Pyrolysis Large Straw | Large scale slow pyrolysis (20 MW) - Straw feedstock | Energy/technical data | Feedstock Consumption [MWh/MWh Total Input] | MWh/MWhTotalInput |  | B | [1] | ctrl | 2050 | 0.95923
3.3 Slow Pyrolysis Large Straw | Large scale slow pyrolysis (20 MW) - Straw feedstock | Energy/technical data | Forced outage [%] | pct. |  | G |  | Lower | 2025 | 0.02
3.3 Slow Pyrolysis Large Straw | Large scale slow pyrolysis (20 MW) - Straw feedstock | Energy/technical data | Forced outage [%] | pct. |  | G |  | Lower | 2050 | 0.02
3.3 Slow Pyrolysis Large Straw | Large scale slow pyrolysis (20 MW) - Straw feedstock | Energy/technical data | Forced outage [%] | pct. |  | G |  | Upper | 2025 | 0.04
3.3 Slow Pyrolysis Large Straw | Large scale slow pyrolysis (20 MW) - Straw feedstock | Energy/technical data | Forced outage [%] | pct. |  | G |  | Upper | 2050 | 0.04
3.3 Slow Pyrolysis Large Straw | Large scale slow pyrolysis (20 MW) - Straw feedstock | Energy/technical data | Forced outage [%] | pct. |  | G |  | ctrl | 2025 | 0.03
3.3 Slow Pyrolysis Large Straw | Large scale slow pyrolysis (20 MW) - Straw feedstock | Energy/technical data | Forced outage [%] | pct. |  | G |  | ctrl | 2030 | 0.03
3.3 Slow Pyrolysis Large Straw | Large scale slow pyrolysis (20 MW) - Straw feedstock | Energy/technical data | Forced outage [%] | pct. |  | G |  | ctrl | 2035 | 0.03
3.3 Slow Pyrolysis Large Straw | Large scale slow pyrolysis (20 MW) - Straw feedstock | Energy/technical data | Forced outage [%] | pct. |  | G |  | ctrl | 2040 | 0.03
3.3 Slow Pyrolysis Large Straw | Large scale slow pyrolysis (20 MW) - Straw feedstock | Energy/technical data | Forced outage [%] | pct. |  | G |  | ctrl | 2050 | 0.03
3.3 Slow Pyrolysis Large Straw | Large scale slow pyrolysis (20 MW) - Straw feedstock | Energy/technical data | Heat Output [MWh/MWh Total Input] | MWh/MWhTotalInput |  | A, B, J | [1] | Lower | 2025 | 0.23981
3.3 Slow Pyrolysis Large Straw | Large scale slow pyrolysis (20 MW) - Straw feedstock | Energy/technical data | Heat Output [MWh/MWh Total Input] | MWh/MWhTotalInput |  | A, B, J | [1] | Lower | 2050 | 0.23981
3.3 Slow Pyrolysis Large Straw | Large scale slow pyrolysis (20 MW) - Straw feedstock | Energy/technical data | Heat Output [MWh/MWh Total Input] | MWh/MWhTotalInput |  | A, B, J | [1] | Upper | 2025 | 0.23981
3.3 Slow Pyrolysis Large Straw | Large scale slow pyrolysis (20 MW) - Straw feedstock | Energy/technical data | Heat Output [MWh/MWh Total Input] | MWh/MWhTotalInput |  | A, B, J | [1] | Upper | 2050 | 0.23981
3.3 Slow Pyrolysis Large Straw | Large scale slow pyrolysis (20 MW) - Straw feedstock | Energy/technical data | Heat Output [MWh/MWh Total Input] | MWh/MWhTotalInput |  | A, B, J | [1] | ctrl | 2025 | 0.23981
3.3 Slow Pyrolysis Large Straw | Large scale slow pyrolysis (20 MW) - Straw feedstock | Energy/technical data | Heat Output [MWh/MWh Total Input] | MWh/MWhTotalInput |  | A, B, J | [1] | ctrl | 2030 | 0.23981
3.3 Slow Pyrolysis Large Straw | Large scale slow pyrolysis (20 MW) - Straw feedstock | Energy/technical data | Heat Output [MWh/MWh Total Input] | MWh/MWhTotalInput |  | A, B, J | [1] | ctrl | 2035 | 0.23981
3.3 Slow Pyrolysis Large Straw | Large scale slow pyrolysis (20 MW) - Straw feedstock | Energy/technical data | Heat Output [MWh/MWh Total Input] | MWh/MWhTotalInput |  | A, B, J | [1] | ctrl | 2040 | 0.23981
3.3 Slow Pyrolysis Large Straw | Large scale slow pyrolysis (20 MW) - Straw feedstock | Energy/technical data | Heat Output [MWh/MWh Total Input] | MWh/MWhTotalInput |  | A, B, J | [1] | ctrl | 2050 | 0.23981
3.3 Slow Pyrolysis Large Straw | Large scale slow pyrolysis (20 MW) - Straw feedstock | Energy/technical data | Heat losses [MWh/MWh total input] | MWh/MWhtotalinput |  |  | [1] | Lower | 2025 | 0.11751
3.3 Slow Pyrolysis Large Straw | Large scale slow pyrolysis (20 MW) - Straw feedstock | Energy/technical data | Heat losses [MWh/MWh total input] | MWh/MWhtotalinput |  |  | [1] | Lower | 2050 | 0.11751
3.3 Slow Pyrolysis Large Straw | Large scale slow pyrolysis (20 MW) - Straw feedstock | Energy/technical data | Heat losses [MWh/MWh total input] | MWh/MWhtotalinput |  |  | [1] | Upper | 2025 | 0.11751
3.3 Slow Pyrolysis Large Straw | Large scale slow pyrolysis (20 MW) - Straw feedstock | Energy/technical data | Heat losses [MWh/MWh total input] | MWh/MWhtotalinput |  |  | [1] | Upper | 2050 | 0.11751
3.3 Slow Pyrolysis Large Straw | Large scale slow pyrolysis (20 MW) - Straw feedstock | Energy/technical data | Heat losses [MWh/MWh total input] | MWh/MWhtotalinput |  |  | [1] | ctrl | 2025 | 0.11751
3.3 Slow Pyrolysis Large Straw | Large scale slow pyrolysis (20 MW) - Straw feedstock | Energy/technical data | Heat losses [MWh/MWh total input] | MWh/MWhtotalinput |  |  | [1] | ctrl | 2030 | 0.11751
3.3 Slow Pyrolysis Large Straw | Large scale slow pyrolysis (20 MW) - Straw feedstock | Energy/technical data | Heat losses [MWh/MWh total input] | MWh/MWhtotalinput |  |  | [1] | ctrl | 2035 | 0.11751
3.3 Slow Pyrolysis Large Straw | Large scale slow pyrolysis (20 MW) - Straw feedstock | Energy/technical data | Heat losses [MWh/MWh total input] | MWh/MWhtotalinput |  |  | [1] | ctrl | 2040 | 0.11751
3.3 Slow Pyrolysis Large Straw | Large scale slow pyrolysis (20 MW) - Straw feedstock | Energy/technical data | Heat losses [MWh/MWh total input] | MWh/MWhtotalinput |  |  | [1] | ctrl | 2050 | 0.11751
3.3 Slow Pyrolysis Large Straw | Large scale slow pyrolysis (20 MW) - Straw feedstock | Energy/technical data | Planned outage [weeks per year] | weeks/year |  |  |  | Lower | 2025 | 1
3.3 Slow Pyrolysis Large Straw | Large scale slow pyrolysis (20 MW) - Straw feedstock | Energy/technical data | Planned outage [weeks per year] | weeks/year |  |  |  | Lower | 2050 | 1
3.3 Slow Pyrolysis Large Straw | Large scale slow pyrolysis (20 MW) - Straw feedstock | Energy/technical data | Planned outage [weeks per year] | weeks/year |  |  |  | Upper | 2025 | 2
3.3 Slow Pyrolysis Large Straw | Large scale slow pyrolysis (20 MW) - Straw feedstock | Energy/technical data | Planned outage [weeks per year] | weeks/year |  |  |  | Upper | 2050 | 2
3.3 Slow Pyrolysis Large Straw | Large scale slow pyrolysis (20 MW) - Straw feedstock | Energy/technical data | Planned outage [weeks per year] | weeks/year |  |  |  | ctrl | 2025 | 2
3.3 Slow Pyrolysis Large Straw | Large scale slow pyrolysis (20 MW) - Straw feedstock | Energy/technical data | Planned outage [weeks per year] | weeks/year |  |  |  | ctrl | 2030 | 1
3.3 Slow Pyrolysis Large Straw | Large scale slow pyrolysis (20 MW) - Straw feedstock | Energy/technical data | Planned outage [weeks per year] | weeks/year |  |  |  | ctrl | 2035 | 1
3.3 Slow Pyrolysis Large Straw | Large scale slow pyrolysis (20 MW) - Straw feedstock | Energy/technical data | Planned outage [weeks per year] | weeks/year |  |  |  | ctrl | 2040 | 1
3.3 Slow Pyrolysis Large Straw | Large scale slow pyrolysis (20 MW) - Straw feedstock | Energy/technical data | Planned outage [weeks per year] | weeks/year |  |  |  | ctrl | 2050 | 1
3.3 Slow Pyrolysis Large Straw | Large scale slow pyrolysis (20 MW) - Straw feedstock | Energy/technical data | Pyrolysis Oil Output [MWh/MWh Total Input] | MWh/MWhTotalInput |  | A, B | [1] | Lower | 2025 | 0.19185
3.3 Slow Pyrolysis Large Straw | Large scale slow pyrolysis (20 MW) - Straw feedstock | Energy/technical data | Pyrolysis Oil Output [MWh/MWh Total Input] | MWh/MWhTotalInput |  | A, B | [1] | Lower | 2050 | 0.19185
3.3 Slow Pyrolysis Large Straw | Large scale slow pyrolysis (20 MW) - Straw feedstock | Energy/technical data | Pyrolysis Oil Output [MWh/MWh Total Input] | MWh/MWhTotalInput |  | A, B | [1] | Upper | 2025 | 0.19185
3.3 Slow Pyrolysis Large Straw | Large scale slow pyrolysis (20 MW) - Straw feedstock | Energy/technical data | Pyrolysis Oil Output [MWh/MWh Total Input] | MWh/MWhTotalInput |  | A, B | [1] | Upper | 2050 | 0.19185
3.3 Slow Pyrolysis Large Straw | Large scale slow pyrolysis (20 MW) - Straw feedstock | Energy/technical data | Pyrolysis Oil Output [MWh/MWh Total Input] | MWh/MWhTotalInput |  | A, B | [1] | ctrl | 2025 | 0.19185
3.3 Slow Pyrolysis Large Straw | Large scale slow pyrolysis (20 MW) - Straw feedstock | Energy/technical data | Pyrolysis Oil Output [MWh/MWh Total Input] | MWh/MWhTotalInput |  | A, B | [1] | ctrl | 2030 | 0.19185
3.3 Slow Pyrolysis Large Straw | Large scale slow pyrolysis (20 MW) - Straw feedstock | Energy/technical data | Pyrolysis Oil Output [MWh/MWh Total Input] | MWh/MWhTotalInput |  | A, B | [1] | ctrl | 2035 | 0.19185
3.3 Slow Pyrolysis Large Straw | Large scale slow pyrolysis (20 MW) - Straw feedstock | Energy/technical data | Pyrolysis Oil Output [MWh/MWh Total Input] | MWh/MWhTotalInput |  | A, B | [1] | ctrl | 2040 | 0.19185
3.3 Slow Pyrolysis Large Straw | Large scale slow pyrolysis (20 MW) - Straw feedstock | Energy/technical data | Pyrolysis Oil Output [MWh/MWh Total Input] | MWh/MWhTotalInput |  | A, B | [1] | ctrl | 2050 | 0.19185
3.3 Slow Pyrolysis Large Straw | Large scale slow pyrolysis (20 MW) - Straw feedstock | Energy/technical data | Technical lifetime [years] | years |  |  |  | Lower | 2025 | 20
3.3 Slow Pyrolysis Large Straw | Large scale slow pyrolysis (20 MW) - Straw feedstock | Energy/technical data | Technical lifetime [years] | years |  |  |  | Lower | 2050 | 20
3.3 Slow Pyrolysis Large Straw | Large scale slow pyrolysis (20 MW) - Straw feedstock | Energy/technical data | Technical lifetime [years] | years |  |  |  | Upper | 2025 | 25
3.3 Slow Pyrolysis Large Straw | Large scale slow pyrolysis (20 MW) - Straw feedstock | Energy/technical data | Technical lifetime [years] | years |  |  |  | Upper | 2050 | 25
3.3 Slow Pyrolysis Large Straw | Large scale slow pyrolysis (20 MW) - Straw feedstock | Energy/technical data | Technical lifetime [years] | years |  |  |  | ctrl | 2025 | 20
3.3 Slow Pyrolysis Large Straw | Large scale slow pyrolysis (20 MW) - Straw feedstock | Energy/technical data | Technical lifetime [years] | years |  |  |  | ctrl | 2030 | 20
3.3 Slow Pyrolysis Large Straw | Large scale slow pyrolysis (20 MW) - Straw feedstock | Energy/technical data | Technical lifetime [years] | years |  |  |  | ctrl | 2035 | 20
3.3 Slow Pyrolysis Large Straw | Large scale slow pyrolysis (20 MW) - Straw feedstock | Energy/technical data | Technical lifetime [years] | years |  |  |  | ctrl | 2040 | 20
3.3 Slow Pyrolysis Large Straw | Large scale slow pyrolysis (20 MW) - Straw feedstock | Energy/technical data | Technical lifetime [years] | years |  |  |  | ctrl | 2050 | 20
3.3 Slow Pyrolysis Large Straw | Large scale slow pyrolysis (20 MW) - Straw feedstock | Energy/technical data | Typical total plant size [MW input biomass] | MWinputbiomass |  | A, I | [6, 7] | Lower | 2025 | 20
3.3 Slow Pyrolysis Large Straw | Large scale slow pyrolysis (20 MW) - Straw feedstock | Energy/technical data | Typical total plant size [MW input biomass] | MWinputbiomass |  | A, I | [6, 7] | Lower | 2050 | 20
3.3 Slow Pyrolysis Large Straw | Large scale slow pyrolysis (20 MW) - Straw feedstock | Energy/technical data | Typical total plant size [MW input biomass] | MWinputbiomass |  | A, I | [6, 7] | Upper | 2025 | 20
3.3 Slow Pyrolysis Large Straw | Large scale slow pyrolysis (20 MW) - Straw feedstock | Energy/technical data | Typical total plant size [MW input biomass] | MWinputbiomass |  | A, I | [6, 7] | Upper | 2050 | 20
3.3 Slow Pyrolysis Large Straw | Large scale slow pyrolysis (20 MW) - Straw feedstock | Energy/technical data | Typical total plant size [MW input biomass] | MWinputbiomass |  | A, I | [6, 7] | ctrl | 2025 | 20
3.3 Slow Pyrolysis Large Straw | Large scale slow pyrolysis (20 MW) - Straw feedstock | Energy/technical data | Typical total plant size [MW input biomass] | MWinputbiomass |  | A, I | [6, 7] | ctrl | 2030 | 20
3.3 Slow Pyrolysis Large Straw | Large scale slow pyrolysis (20 MW) - Straw feedstock | Energy/technical data | Typical total plant size [MW input biomass] | MWinputbiomass |  | A, I | [6, 7] | ctrl | 2035 | 20
3.3 Slow Pyrolysis Large Straw | Large scale slow pyrolysis (20 MW) - Straw feedstock | Energy/technical data | Typical total plant size [MW input biomass] | MWinputbiomass |  | A, I | [6, 7] | ctrl | 2040 | 20
3.3 Slow Pyrolysis Large Straw | Large scale slow pyrolysis (20 MW) - Straw feedstock | Energy/technical data | Typical total plant size [MW input biomass] | MWinputbiomass |  | A, I | [6, 7] | ctrl | 2050 | 20
3.3 Slow Pyrolysis Large Straw | Large scale slow pyrolysis (20 MW) - Straw feedstock | Energy/technical data | Typical total plant size [MW input] | MWinput |  |  |  | Lower | 2025 | 20.85
3.3 Slow Pyrolysis Large Straw | Large scale slow pyrolysis (20 MW) - Straw feedstock | Energy/technical data | Typical total plant size [MW input] | MWinput |  |  |  | Lower | 2050 | 20.85
3.3 Slow Pyrolysis Large Straw | Large scale slow pyrolysis (20 MW) - Straw feedstock | Energy/technical data | Typical total plant size [MW input] | MWinput |  |  |  | Upper | 2025 | 20.85
3.3 Slow Pyrolysis Large Straw | Large scale slow pyrolysis (20 MW) - Straw feedstock | Energy/technical data | Typical total plant size [MW input] | MWinput |  |  |  | Upper | 2050 | 20.85
3.3 Slow Pyrolysis Large Straw | Large scale slow pyrolysis (20 MW) - Straw feedstock | Energy/technical data | Typical total plant size [MW input] | MWinput |  |  |  | ctrl | 2025 | 20.85
3.3 Slow Pyrolysis Large Straw | Large scale slow pyrolysis (20 MW) - Straw feedstock | Energy/technical data | Typical total plant size [MW input] | MWinput |  |  |  | ctrl | 2030 | 20.85
3.3 Slow Pyrolysis Large Straw | Large scale slow pyrolysis (20 MW) - Straw feedstock | Energy/technical data | Typical total plant size [MW input] | MWinput |  |  |  | ctrl | 2035 | 20.85
3.3 Slow Pyrolysis Large Straw | Large scale slow pyrolysis (20 MW) - Straw feedstock | Energy/technical data | Typical total plant size [MW input] | MWinput |  |  |  | ctrl | 2040 | 20.85
3.3 Slow Pyrolysis Large Straw | Large scale slow pyrolysis (20 MW) - Straw feedstock | Energy/technical data | Typical total plant size [MW input] | MWinput |  |  |  | ctrl | 2050 | 20.85
3.3 Slow Pyrolysis Large Straw | Large scale slow pyrolysis (20 MW) - Straw feedstock | Financial data | - equipment [%] | pct. |  |  |  | Lower | 2025 | 0.85
3.3 Slow Pyrolysis Large Straw | Large scale slow pyrolysis (20 MW) - Straw feedstock | Financial data | - equipment [%] | pct. |  |  |  | Lower | 2050 | 0.85
3.3 Slow Pyrolysis Large Straw | Large scale slow pyrolysis (20 MW) - Straw feedstock | Financial data | - equipment [%] | pct. |  |  |  | Upper | 2025 | 0.85
3.3 Slow Pyrolysis Large Straw | Large scale slow pyrolysis (20 MW) - Straw feedstock | Financial data | - equipment [%] | pct. |  |  |  | Upper | 2050 | 0.85
3.3 Slow Pyrolysis Large Straw | Large scale slow pyrolysis (20 MW) - Straw feedstock | Financial data | - equipment [%] | pct. |  |  |  | ctrl | 2025 | 0.85
3.3 Slow Pyrolysis Large Straw | Large scale slow pyrolysis (20 MW) - Straw feedstock | Financial data | - equipment [%] | pct. |  |  |  | ctrl | 2030 | 0.85
3.3 Slow Pyrolysis Large Straw | Large scale slow pyrolysis (20 MW) - Straw feedstock | Financial data | - equipment [%] | pct. |  |  |  | ctrl | 2035 | 0.85
3.3 Slow Pyrolysis Large Straw | Large scale slow pyrolysis (20 MW) - Straw feedstock | Financial data | - equipment [%] | pct. |  |  |  | ctrl | 2040 | 0.85
3.3 Slow Pyrolysis Large Straw | Large scale slow pyrolysis (20 MW) - Straw feedstock | Financial data | - equipment [%] | pct. |  |  |  | ctrl | 2050 | 0.85
3.3 Slow Pyrolysis Large Straw | Large scale slow pyrolysis (20 MW) - Straw feedstock | Financial data | - installation [%] | pct. |  |  |  | Lower | 2025 | 0.15
3.3 Slow Pyrolysis Large Straw | Large scale slow pyrolysis (20 MW) - Straw feedstock | Financial data | - installation [%] | pct. |  |  |  | Lower | 2050 | 0.15
3.3 Slow Pyrolysis Large Straw | Large scale slow pyrolysis (20 MW) - Straw feedstock | Financial data | - installation [%] | pct. |  |  |  | Upper | 2025 | 0.15
3.3 Slow Pyrolysis Large Straw | Large scale slow pyrolysis (20 MW) - Straw feedstock | Financial data | - installation [%] | pct. |  |  |  | Upper | 2050 | 0.15
3.3 Slow Pyrolysis Large Straw | Large scale slow pyrolysis (20 MW) - Straw feedstock | Financial data | - installation [%] | pct. |  |  |  | ctrl | 2025 | 0.15
3.3 Slow Pyrolysis Large Straw | Large scale slow pyrolysis (20 MW) - Straw feedstock | Financial data | - installation [%] | pct. |  |  |  | ctrl | 2030 | 0.15
3.3 Slow Pyrolysis Large Straw | Large scale slow pyrolysis (20 MW) - Straw feedstock | Financial data | - installation [%] | pct. |  |  |  | ctrl | 2035 | 0.15
3.3 Slow Pyrolysis Large Straw | Large scale slow pyrolysis (20 MW) - Straw feedstock | Financial data | - installation [%] | pct. |  |  |  | ctrl | 2040 | 0.15
3.3 Slow Pyrolysis Large Straw | Large scale slow pyrolysis (20 MW) - Straw feedstock | Financial data | - installation [%] | pct. |  |  |  | ctrl | 2050 | 0.15
3.3 Slow Pyrolysis Large Straw | Large scale slow pyrolysis (20 MW) - Straw feedstock | Financial data | Fixed and variabel O&M [M€/MW output from pyrolysis process/year] | M€/MWoutputfrompyrolysisprocess/year |  | F | [2] | Lower | 2025 | 0.11875
3.3 Slow Pyrolysis Large Straw | Large scale slow pyrolysis (20 MW) - Straw feedstock | Financial data | Fixed and variabel O&M [M€/MW output from pyrolysis process/year] | M€/MWoutputfrompyrolysisprocess/year |  | F | [2] | Lower | 2050 | 0.1125
3.3 Slow Pyrolysis Large Straw | Large scale slow pyrolysis (20 MW) - Straw feedstock | Financial data | Fixed and variabel O&M [M€/MW output from pyrolysis process/year] | M€/MWoutputfrompyrolysisprocess/year |  | F | [2] | Upper | 2025 | 0.1375
3.3 Slow Pyrolysis Large Straw | Large scale slow pyrolysis (20 MW) - Straw feedstock | Financial data | Fixed and variabel O&M [M€/MW output from pyrolysis process/year] | M€/MWoutputfrompyrolysisprocess/year |  | F | [2] | Upper | 2050 | 0.1
3.3 Slow Pyrolysis Large Straw | Large scale slow pyrolysis (20 MW) - Straw feedstock | Financial data | Fixed and variabel O&M [M€/MW output from pyrolysis process/year] | M€/MWoutputfrompyrolysisprocess/year |  | F | [2] | ctrl | 2025 | 0.125
3.3 Slow Pyrolysis Large Straw | Large scale slow pyrolysis (20 MW) - Straw feedstock | Financial data | Fixed and variabel O&M [M€/MW output from pyrolysis process/year] | M€/MWoutputfrompyrolysisprocess/year |  | F | [2] | ctrl | 2030 | 0.125
3.3 Slow Pyrolysis Large Straw | Large scale slow pyrolysis (20 MW) - Straw feedstock | Financial data | Fixed and variabel O&M [M€/MW output from pyrolysis process/year] | M€/MWoutputfrompyrolysisprocess/year |  | F | [2] | ctrl | 2035 | 0.1125
3.3 Slow Pyrolysis Large Straw | Large scale slow pyrolysis (20 MW) - Straw feedstock | Financial data | Fixed and variabel O&M [M€/MW output from pyrolysis process/year] | M€/MWoutputfrompyrolysisprocess/year |  | F | [2] | ctrl | 2040 | 0.10625
3.3 Slow Pyrolysis Large Straw | Large scale slow pyrolysis (20 MW) - Straw feedstock | Financial data | Fixed and variabel O&M [M€/MW output from pyrolysis process/year] | M€/MWoutputfrompyrolysisprocess/year |  | F | [2] | ctrl | 2050 | 0.1
3.3 Slow Pyrolysis Large Straw | Large scale slow pyrolysis (20 MW) - Straw feedstock | Financial data | Specific investment [M€/MW output from pyrolysis process] | M€/MWoutputfrompyrolysisprocess |  | C,D | [1,2] | Lower | 2025 | 1
3.3 Slow Pyrolysis Large Straw | Large scale slow pyrolysis (20 MW) - Straw feedstock | Financial data | Specific investment [M€/MW output from pyrolysis process] | M€/MWoutputfrompyrolysisprocess |  | C,D | [1,2] | Lower | 2050 | 0.9
3.3 Slow Pyrolysis Large Straw | Large scale slow pyrolysis (20 MW) - Straw feedstock | Financial data | Specific investment [M€/MW output from pyrolysis process] | M€/MWoutputfrompyrolysisprocess |  | C,D | [1,2] | Upper | 2025 | 1
3.3 Slow Pyrolysis Large Straw | Large scale slow pyrolysis (20 MW) - Straw feedstock | Financial data | Specific investment [M€/MW output from pyrolysis process] | M€/MWoutputfrompyrolysisprocess |  | C,D | [1,2] | Upper | 2050 | 0.65
3.3 Slow Pyrolysis Large Straw | Large scale slow pyrolysis (20 MW) - Straw feedstock | Financial data | Specific investment [M€/MW output from pyrolysis process] | M€/MWoutputfrompyrolysisprocess |  | C,D | [1,2] | ctrl | 2025 | 1
3.3 Slow Pyrolysis Large Straw | Large scale slow pyrolysis (20 MW) - Straw feedstock | Financial data | Specific investment [M€/MW output from pyrolysis process] | M€/MWoutputfrompyrolysisprocess |  | C,D | [1,2] | ctrl | 2030 | 1
3.3 Slow Pyrolysis Large Straw | Large scale slow pyrolysis (20 MW) - Straw feedstock | Financial data | Specific investment [M€/MW output from pyrolysis process] | M€/MWoutputfrompyrolysisprocess |  | C,D | [1,2] | ctrl | 2035 | 0.86
3.3 Slow Pyrolysis Large Straw | Large scale slow pyrolysis (20 MW) - Straw feedstock | Financial data | Specific investment [M€/MW output from pyrolysis process] | M€/MWoutputfrompyrolysisprocess |  | C,D | [1,2] | ctrl | 2040 | 0.7998
3.3 Slow Pyrolysis Large Straw | Large scale slow pyrolysis (20 MW) - Straw feedstock | Financial data | Specific investment [M€/MW output from pyrolysis process] | M€/MWoutputfrompyrolysisprocess |  | C,D | [1,2] | ctrl | 2050 | 0.71982
3.3 Slow Pyrolysis Large Straw | Large scale slow pyrolysis (20 MW) - Straw feedstock | Technology-specific data | Alternative Configuation - Additional Input Heat [MW input] | MWinput |  | J |  | Lower | 2025 | 1.7
3.3 Slow Pyrolysis Large Straw | Large scale slow pyrolysis (20 MW) - Straw feedstock | Technology-specific data | Alternative Configuation - Additional Input Heat [MW input] | MWinput |  | J |  | Lower | 2050 | 1.7
3.3 Slow Pyrolysis Large Straw | Large scale slow pyrolysis (20 MW) - Straw feedstock | Technology-specific data | Alternative Configuation - Additional Input Heat [MW input] | MWinput |  | J |  | Upper | 2025 | 1.7
3.3 Slow Pyrolysis Large Straw | Large scale slow pyrolysis (20 MW) - Straw feedstock | Technology-specific data | Alternative Configuation - Additional Input Heat [MW input] | MWinput |  | J |  | Upper | 2050 | 1.7
3.3 Slow Pyrolysis Large Straw | Large scale slow pyrolysis (20 MW) - Straw feedstock | Technology-specific data | Alternative Configuation - Additional Input Heat [MW input] | MWinput |  | J |  | ctrl | 2025 | 1.7
3.3 Slow Pyrolysis Large Straw | Large scale slow pyrolysis (20 MW) - Straw feedstock | Technology-specific data | Alternative Configuation - Additional Input Heat [MW input] | MWinput |  | J |  | ctrl | 2030 | 1.7
3.3 Slow Pyrolysis Large Straw | Large scale slow pyrolysis (20 MW) - Straw feedstock | Technology-specific data | Alternative Configuation - Additional Input Heat [MW input] | MWinput |  | J |  | ctrl | 2035 | 1.7
3.3 Slow Pyrolysis Large Straw | Large scale slow pyrolysis (20 MW) - Straw feedstock | Technology-specific data | Alternative Configuation - Additional Input Heat [MW input] | MWinput |  | J |  | ctrl | 2040 | 1.7
3.3 Slow Pyrolysis Large Straw | Large scale slow pyrolysis (20 MW) - Straw feedstock | Technology-specific data | Alternative Configuation - Additional Input Heat [MW input] | MWinput |  | J |  | ctrl | 2050 | 1.7
3.3 Slow Pyrolysis Large Straw | Large scale slow pyrolysis (20 MW) - Straw feedstock | Technology-specific data | Alternative Configuation - Biochar Output [MWh/MWh Alternative Total Input] | MWh/MWhAlternativeTotalInput |  | J |  | Lower | 2025 | 0.41685
3.3 Slow Pyrolysis Large Straw | Large scale slow pyrolysis (20 MW) - Straw feedstock | Technology-specific data | Alternative Configuation - Biochar Output [MWh/MWh Alternative Total Input] | MWh/MWhAlternativeTotalInput |  | J |  | Lower | 2050 | 0.41685
3.3 Slow Pyrolysis Large Straw | Large scale slow pyrolysis (20 MW) - Straw feedstock | Technology-specific data | Alternative Configuation - Biochar Output [MWh/MWh Alternative Total Input] | MWh/MWhAlternativeTotalInput |  | J |  | Upper | 2025 | 0.41685
3.3 Slow Pyrolysis Large Straw | Large scale slow pyrolysis (20 MW) - Straw feedstock | Technology-specific data | Alternative Configuation - Biochar Output [MWh/MWh Alternative Total Input] | MWh/MWhAlternativeTotalInput |  | J |  | Upper | 2050 | 0.41685
3.3 Slow Pyrolysis Large Straw | Large scale slow pyrolysis (20 MW) - Straw feedstock | Technology-specific data | Alternative Configuation - Biochar Output [MWh/MWh Alternative Total Input] | MWh/MWhAlternativeTotalInput |  | J |  | ctrl | 2025 | 0.41685
3.3 Slow Pyrolysis Large Straw | Large scale slow pyrolysis (20 MW) - Straw feedstock | Technology-specific data | Alternative Configuation - Biochar Output [MWh/MWh Alternative Total Input] | MWh/MWhAlternativeTotalInput |  | J |  | ctrl | 2030 | 0.41685
3.3 Slow Pyrolysis Large Straw | Large scale slow pyrolysis (20 MW) - Straw feedstock | Technology-specific data | Alternative Configuation - Biochar Output [MWh/MWh Alternative Total Input] | MWh/MWhAlternativeTotalInput |  | J |  | ctrl | 2035 | 0.41685
3.3 Slow Pyrolysis Large Straw | Large scale slow pyrolysis (20 MW) - Straw feedstock | Technology-specific data | Alternative Configuation - Biochar Output [MWh/MWh Alternative Total Input] | MWh/MWhAlternativeTotalInput |  | J |  | ctrl | 2040 | 0.41685
3.3 Slow Pyrolysis Large Straw | Large scale slow pyrolysis (20 MW) - Straw feedstock | Technology-specific data | Alternative Configuation - Biochar Output [MWh/MWh Alternative Total Input] | MWh/MWhAlternativeTotalInput |  | J |  | ctrl | 2050 | 0.41685
3.3 Slow Pyrolysis Large Straw | Large scale slow pyrolysis (20 MW) - Straw feedstock | Technology-specific data | Alternative Configuation - Heat Losses [MWh/MWh Alternative Total Input] | MWh/MWhAlternativeTotalInput |  | J |  | Lower | 2025 | 0.095344
3.3 Slow Pyrolysis Large Straw | Large scale slow pyrolysis (20 MW) - Straw feedstock | Technology-specific data | Alternative Configuation - Heat Losses [MWh/MWh Alternative Total Input] | MWh/MWhAlternativeTotalInput |  | J |  | Lower | 2050 | 0.095344
3.3 Slow Pyrolysis Large Straw | Large scale slow pyrolysis (20 MW) - Straw feedstock | Technology-specific data | Alternative Configuation - Heat Losses [MWh/MWh Alternative Total Input] | MWh/MWhAlternativeTotalInput |  | J |  | Upper | 2025 | 0.095344
3.3 Slow Pyrolysis Large Straw | Large scale slow pyrolysis (20 MW) - Straw feedstock | Technology-specific data | Alternative Configuation - Heat Losses [MWh/MWh Alternative Total Input] | MWh/MWhAlternativeTotalInput |  | J |  | Upper | 2050 | 0.095344
3.3 Slow Pyrolysis Large Straw | Large scale slow pyrolysis (20 MW) - Straw feedstock | Technology-specific data | Alternative Configuation - Heat Losses [MWh/MWh Alternative Total Input] | MWh/MWhAlternativeTotalInput |  | J |  | ctrl | 2025 | 0.095344
3.3 Slow Pyrolysis Large Straw | Large scale slow pyrolysis (20 MW) - Straw feedstock | Technology-specific data | Alternative Configuation - Heat Losses [MWh/MWh Alternative Total Input] | MWh/MWhAlternativeTotalInput |  | J |  | ctrl | 2030 | 0.095344
3.3 Slow Pyrolysis Large Straw | Large scale slow pyrolysis (20 MW) - Straw feedstock | Technology-specific data | Alternative Configuation - Heat Losses [MWh/MWh Alternative Total Input] | MWh/MWhAlternativeTotalInput |  | J |  | ctrl | 2035 | 0.095344
3.3 Slow Pyrolysis Large Straw | Large scale slow pyrolysis (20 MW) - Straw feedstock | Technology-specific data | Alternative Configuation - Heat Losses [MWh/MWh Alternative Total Input] | MWh/MWhAlternativeTotalInput |  | J |  | ctrl | 2040 | 0.095344
3.3 Slow Pyrolysis Large Straw | Large scale slow pyrolysis (20 MW) - Straw feedstock | Technology-specific data | Alternative Configuation - Heat Losses [MWh/MWh Alternative Total Input] | MWh/MWhAlternativeTotalInput |  | J |  | ctrl | 2050 | 0.095344
3.3 Slow Pyrolysis Large Straw | Large scale slow pyrolysis (20 MW) - Straw feedstock | Technology-specific data | Alternative Configuation - Pyrolysis Gas Output [MWh/MWh Alternative Total Input] | MWh/MWhAlternativeTotalInput |  | J |  | Lower | 2025 | 0.31042
3.3 Slow Pyrolysis Large Straw | Large scale slow pyrolysis (20 MW) - Straw feedstock | Technology-specific data | Alternative Configuation - Pyrolysis Gas Output [MWh/MWh Alternative Total Input] | MWh/MWhAlternativeTotalInput |  | J |  | Lower | 2050 | 0.31042
3.3 Slow Pyrolysis Large Straw | Large scale slow pyrolysis (20 MW) - Straw feedstock | Technology-specific data | Alternative Configuation - Pyrolysis Gas Output [MWh/MWh Alternative Total Input] | MWh/MWhAlternativeTotalInput |  | J |  | Upper | 2025 | 0.31042
3.3 Slow Pyrolysis Large Straw | Large scale slow pyrolysis (20 MW) - Straw feedstock | Technology-specific data | Alternative Configuation - Pyrolysis Gas Output [MWh/MWh Alternative Total Input] | MWh/MWhAlternativeTotalInput |  | J |  | Upper | 2050 | 0.31042
3.3 Slow Pyrolysis Large Straw | Large scale slow pyrolysis (20 MW) - Straw feedstock | Technology-specific data | Alternative Configuation - Pyrolysis Gas Output [MWh/MWh Alternative Total Input] | MWh/MWhAlternativeTotalInput |  | J |  | ctrl | 2025 | 0.31042
3.3 Slow Pyrolysis Large Straw | Large scale slow pyrolysis (20 MW) - Straw feedstock | Technology-specific data | Alternative Configuation - Pyrolysis Gas Output [MWh/MWh Alternative Total Input] | MWh/MWhAlternativeTotalInput |  | J |  | ctrl | 2030 | 0.31042
3.3 Slow Pyrolysis Large Straw | Large scale slow pyrolysis (20 MW) - Straw feedstock | Technology-specific data | Alternative Configuation - Pyrolysis Gas Output [MWh/MWh Alternative Total Input] | MWh/MWhAlternativeTotalInput |  | J |  | ctrl | 2035 | 0.31042
3.3 Slow Pyrolysis Large Straw | Large scale slow pyrolysis (20 MW) - Straw feedstock | Technology-specific data | Alternative Configuation - Pyrolysis Gas Output [MWh/MWh Alternative Total Input] | MWh/MWhAlternativeTotalInput |  | J |  | ctrl | 2040 | 0.31042
3.3 Slow Pyrolysis Large Straw | Large scale slow pyrolysis (20 MW) - Straw feedstock | Technology-specific data | Alternative Configuation - Pyrolysis Gas Output [MWh/MWh Alternative Total Input] | MWh/MWhAlternativeTotalInput |  | J |  | ctrl | 2050 | 0.31042
3.3 Slow Pyrolysis Large Straw | Large scale slow pyrolysis (20 MW) - Straw feedstock | Technology-specific data | Alternative Configuation - Pyrolysis oil Output [MWh/MWh Alternative Total Input] | MWh/MWhAlternativeTotalInput |  | J |  | Lower | 2025 | 0.17738
3.3 Slow Pyrolysis Large Straw | Large scale slow pyrolysis (20 MW) - Straw feedstock | Technology-specific data | Alternative Configuation - Pyrolysis oil Output [MWh/MWh Alternative Total Input] | MWh/MWhAlternativeTotalInput |  | J |  | Lower | 2050 | 0.17738
3.3 Slow Pyrolysis Large Straw | Large scale slow pyrolysis (20 MW) - Straw feedstock | Technology-specific data | Alternative Configuation - Pyrolysis oil Output [MWh/MWh Alternative Total Input] | MWh/MWhAlternativeTotalInput |  | J |  | Upper | 2025 | 0.17738
3.3 Slow Pyrolysis Large Straw | Large scale slow pyrolysis (20 MW) - Straw feedstock | Technology-specific data | Alternative Configuation - Pyrolysis oil Output [MWh/MWh Alternative Total Input] | MWh/MWhAlternativeTotalInput |  | J |  | Upper | 2050 | 0.17738
3.3 Slow Pyrolysis Large Straw | Large scale slow pyrolysis (20 MW) - Straw feedstock | Technology-specific data | Alternative Configuation - Pyrolysis oil Output [MWh/MWh Alternative Total Input] | MWh/MWhAlternativeTotalInput |  | J |  | ctrl | 2025 | 0.17738
3.3 Slow Pyrolysis Large Straw | Large scale slow pyrolysis (20 MW) - Straw feedstock | Technology-specific data | Alternative Configuation - Pyrolysis oil Output [MWh/MWh Alternative Total Input] | MWh/MWhAlternativeTotalInput |  | J |  | ctrl | 2030 | 0.17738
3.3 Slow Pyrolysis Large Straw | Large scale slow pyrolysis (20 MW) - Straw feedstock | Technology-specific data | Alternative Configuation - Pyrolysis oil Output [MWh/MWh Alternative Total Input] | MWh/MWhAlternativeTotalInput |  | J |  | ctrl | 2035 | 0.17738
3.3 Slow Pyrolysis Large Straw | Large scale slow pyrolysis (20 MW) - Straw feedstock | Technology-specific data | Alternative Configuation - Pyrolysis oil Output [MWh/MWh Alternative Total Input] | MWh/MWhAlternativeTotalInput |  | J |  | ctrl | 2040 | 0.17738
3.3 Slow Pyrolysis Large Straw | Large scale slow pyrolysis (20 MW) - Straw feedstock | Technology-specific data | Alternative Configuation - Pyrolysis oil Output [MWh/MWh Alternative Total Input] | MWh/MWhAlternativeTotalInput |  | J |  | ctrl | 2050 | 0.17738
3.3 Slow Pyrolysis Large Straw | Large scale slow pyrolysis (20 MW) - Straw feedstock | Technology-specific data | Alternative Configuation - Total plant size [MW input] | MWinput |  | J |  | Lower | 2025 | 22.55
3.3 Slow Pyrolysis Large Straw | Large scale slow pyrolysis (20 MW) - Straw feedstock | Technology-specific data | Alternative Configuation - Total plant size [MW input] | MWinput |  | J |  | Lower | 2050 | 22.55
3.3 Slow Pyrolysis Large Straw | Large scale slow pyrolysis (20 MW) - Straw feedstock | Technology-specific data | Alternative Configuation - Total plant size [MW input] | MWinput |  | J |  | Upper | 2025 | 22.55
3.3 Slow Pyrolysis Large Straw | Large scale slow pyrolysis (20 MW) - Straw feedstock | Technology-specific data | Alternative Configuation - Total plant size [MW input] | MWinput |  | J |  | Upper | 2050 | 22.55
3.3 Slow Pyrolysis Large Straw | Large scale slow pyrolysis (20 MW) - Straw feedstock | Technology-specific data | Alternative Configuation - Total plant size [MW input] | MWinput |  | J |  | ctrl | 2025 | 22.55
3.3 Slow Pyrolysis Large Straw | Large scale slow pyrolysis (20 MW) - Straw feedstock | Technology-specific data | Alternative Configuation - Total plant size [MW input] | MWinput |  | J |  | ctrl | 2030 | 22.55
3.3 Slow Pyrolysis Large Straw | Large scale slow pyrolysis (20 MW) - Straw feedstock | Technology-specific data | Alternative Configuation - Total plant size [MW input] | MWinput |  | J |  | ctrl | 2035 | 22.55
3.3 Slow Pyrolysis Large Straw | Large scale slow pyrolysis (20 MW) - Straw feedstock | Technology-specific data | Alternative Configuation - Total plant size [MW input] | MWinput |  | J |  | ctrl | 2040 | 22.55
3.3 Slow Pyrolysis Large Straw | Large scale slow pyrolysis (20 MW) - Straw feedstock | Technology-specific data | Alternative Configuation - Total plant size [MW input] | MWinput |  | J |  | ctrl | 2050 | 22.55
3.3 Slow Pyrolysis Large Straw | Large scale slow pyrolysis (20 MW) - Straw feedstock | Technology-specific data | Recirculated heat [MW] | MW |  | H | [1] | Lower | 2025 | 1.7
3.3 Slow Pyrolysis Large Straw | Large scale slow pyrolysis (20 MW) - Straw feedstock | Technology-specific data | Recirculated heat [MW] | MW |  | H | [1] | Lower | 2050 | 1.7
3.3 Slow Pyrolysis Large Straw | Large scale slow pyrolysis (20 MW) - Straw feedstock | Technology-specific data | Recirculated heat [MW] | MW |  | H | [1] | Upper | 2025 | 1.7
3.3 Slow Pyrolysis Large Straw | Large scale slow pyrolysis (20 MW) - Straw feedstock | Technology-specific data | Recirculated heat [MW] | MW |  | H | [1] | Upper | 2050 | 1.7
3.3 Slow Pyrolysis Large Straw | Large scale slow pyrolysis (20 MW) - Straw feedstock | Technology-specific data | Recirculated heat [MW] | MW |  | H | [1] | ctrl | 2025 | 1.7
3.3 Slow Pyrolysis Large Straw | Large scale slow pyrolysis (20 MW) - Straw feedstock | Technology-specific data | Recirculated heat [MW] | MW |  | H | [1] | ctrl | 2030 | 1.7
3.3 Slow Pyrolysis Large Straw | Large scale slow pyrolysis (20 MW) - Straw feedstock | Technology-specific data | Recirculated heat [MW] | MW |  | H | [1] | ctrl | 2035 | 1.7
3.3 Slow Pyrolysis Large Straw | Large scale slow pyrolysis (20 MW) - Straw feedstock | Technology-specific data | Recirculated heat [MW] | MW |  | H | [1] | ctrl | 2040 | 1.7
3.3 Slow Pyrolysis Large Straw | Large scale slow pyrolysis (20 MW) - Straw feedstock | Technology-specific data | Recirculated heat [MW] | MW |  | H | [1] | ctrl | 2050 | 1.7
3.3 Slow Pyrolysis Large Straw | Large scale slow pyrolysis (20 MW) - Straw feedstock | Technology-specific data | Specific bulk density of biochar [ton/m3] | ton/m3 |  |  | [4] | Lower | 2025 | 0.15
3.3 Slow Pyrolysis Large Straw | Large scale slow pyrolysis (20 MW) - Straw feedstock | Technology-specific data | Specific bulk density of biochar [ton/m3] | ton/m3 |  |  | [4] | Lower | 2050 | 0.15
3.3 Slow Pyrolysis Large Straw | Large scale slow pyrolysis (20 MW) - Straw feedstock | Technology-specific data | Specific bulk density of biochar [ton/m3] | ton/m3 |  |  | [4] | Upper | 2025 | 0.5
3.3 Slow Pyrolysis Large Straw | Large scale slow pyrolysis (20 MW) - Straw feedstock | Technology-specific data | Specific bulk density of biochar [ton/m3] | ton/m3 |  |  | [4] | Upper | 2050 | 0.5
3.3 Slow Pyrolysis Large Straw | Large scale slow pyrolysis (20 MW) - Straw feedstock | Technology-specific data | Specific bulk density of biochar [ton/m3] | ton/m3 |  |  | [4] | ctrl | 2025 | 0.5
3.3 Slow Pyrolysis Large Straw | Large scale slow pyrolysis (20 MW) - Straw feedstock | Technology-specific data | Specific bulk density of biochar [ton/m3] | ton/m3 |  |  | [4] | ctrl | 2030 | 0.5
3.3 Slow Pyrolysis Large Straw | Large scale slow pyrolysis (20 MW) - Straw feedstock | Technology-specific data | Specific bulk density of biochar [ton/m3] | ton/m3 |  |  | [4] | ctrl | 2035 | 0.5
3.3 Slow Pyrolysis Large Straw | Large scale slow pyrolysis (20 MW) - Straw feedstock | Technology-specific data | Specific bulk density of biochar [ton/m3] | ton/m3 |  |  | [4] | ctrl | 2040 | 0.5
3.3 Slow Pyrolysis Large Straw | Large scale slow pyrolysis (20 MW) - Straw feedstock | Technology-specific data | Specific bulk density of biochar [ton/m3] | ton/m3 |  |  | [4] | ctrl | 2050 | 0.5
3.3 Slow Pyrolysis Large Straw | Large scale slow pyrolysis (20 MW) - Straw feedstock | Technology-specific data | Specific density of pyrolysis oil [ton/m3] | ton/m3 |  |  | [10] | Lower | 2025 | 1.1
3.3 Slow Pyrolysis Large Straw | Large scale slow pyrolysis (20 MW) - Straw feedstock | Technology-specific data | Specific density of pyrolysis oil [ton/m3] | ton/m3 |  |  | [10] | Lower | 2050 | 1.1
3.3 Slow Pyrolysis Large Straw | Large scale slow pyrolysis (20 MW) - Straw feedstock | Technology-specific data | Specific density of pyrolysis oil [ton/m3] | ton/m3 |  |  | [10] | Upper | 2025 | 1.1
3.3 Slow Pyrolysis Large Straw | Large scale slow pyrolysis (20 MW) - Straw feedstock | Technology-specific data | Specific density of pyrolysis oil [ton/m3] | ton/m3 |  |  | [10] | Upper | 2050 | 1.1
3.3 Slow Pyrolysis Large Straw | Large scale slow pyrolysis (20 MW) - Straw feedstock | Technology-specific data | Specific density of pyrolysis oil [ton/m3] | ton/m3 |  |  | [10] | ctrl | 2025 | 1.1
3.3 Slow Pyrolysis Large Straw | Large scale slow pyrolysis (20 MW) - Straw feedstock | Technology-specific data | Specific density of pyrolysis oil [ton/m3] | ton/m3 |  |  | [10] | ctrl | 2030 | 1.1
3.3 Slow Pyrolysis Large Straw | Large scale slow pyrolysis (20 MW) - Straw feedstock | Technology-specific data | Specific density of pyrolysis oil [ton/m3] | ton/m3 |  |  | [10] | ctrl | 2035 | 1.1
3.3 Slow Pyrolysis Large Straw | Large scale slow pyrolysis (20 MW) - Straw feedstock | Technology-specific data | Specific density of pyrolysis oil [ton/m3] | ton/m3 |  |  | [10] | ctrl | 2040 | 1.1
3.3 Slow Pyrolysis Large Straw | Large scale slow pyrolysis (20 MW) - Straw feedstock | Technology-specific data | Specific density of pyrolysis oil [ton/m3] | ton/m3 |  |  | [10] | ctrl | 2050 | 1.1
3.3 Slow Pyrolysis Large Straw | Large scale slow pyrolysis (20 MW) - Straw feedstock | Technology-specific data | Specific energy content LHV [GJ/ton biochar from straw] | GJ/tonbiocharfromstraw |  |  | [3, 5,8] | Lower | 2025 | 23
3.3 Slow Pyrolysis Large Straw | Large scale slow pyrolysis (20 MW) - Straw feedstock | Technology-specific data | Specific energy content LHV [GJ/ton biochar from straw] | GJ/tonbiocharfromstraw |  |  | [3, 5,8] | Lower | 2050 | 23
3.3 Slow Pyrolysis Large Straw | Large scale slow pyrolysis (20 MW) - Straw feedstock | Technology-specific data | Specific energy content LHV [GJ/ton biochar from straw] | GJ/tonbiocharfromstraw |  |  | [3, 5,8] | Upper | 2025 | 27
3.3 Slow Pyrolysis Large Straw | Large scale slow pyrolysis (20 MW) - Straw feedstock | Technology-specific data | Specific energy content LHV [GJ/ton biochar from straw] | GJ/tonbiocharfromstraw |  |  | [3, 5,8] | Upper | 2050 | 27
3.3 Slow Pyrolysis Large Straw | Large scale slow pyrolysis (20 MW) - Straw feedstock | Technology-specific data | Specific energy content LHV [GJ/ton biochar from straw] | GJ/tonbiocharfromstraw |  |  | [3, 5,8] | ctrl | 2025 | 25
3.3 Slow Pyrolysis Large Straw | Large scale slow pyrolysis (20 MW) - Straw feedstock | Technology-specific data | Specific energy content LHV [GJ/ton biochar from straw] | GJ/tonbiocharfromstraw |  |  | [3, 5,8] | ctrl | 2030 | 25
3.3 Slow Pyrolysis Large Straw | Large scale slow pyrolysis (20 MW) - Straw feedstock | Technology-specific data | Specific energy content LHV [GJ/ton biochar from straw] | GJ/tonbiocharfromstraw |  |  | [3, 5,8] | ctrl | 2035 | 25
3.3 Slow Pyrolysis Large Straw | Large scale slow pyrolysis (20 MW) - Straw feedstock | Technology-specific data | Specific energy content LHV [GJ/ton biochar from straw] | GJ/tonbiocharfromstraw |  |  | [3, 5,8] | ctrl | 2040 | 25
3.3 Slow Pyrolysis Large Straw | Large scale slow pyrolysis (20 MW) - Straw feedstock | Technology-specific data | Specific energy content LHV [GJ/ton biochar from straw] | GJ/tonbiocharfromstraw |  |  | [3, 5,8] | ctrl | 2050 | 25
3.3 Slow Pyrolysis Large Straw | Large scale slow pyrolysis (20 MW) - Straw feedstock | Technology-specific data | Specific energy content LHV [GJ/ton pyrlolysis oil from straw] | GJ/tonpyrlolysisoilfromstraw |  |  | [9] | Lower | 2025 | 32.8
3.3 Slow Pyrolysis Large Straw | Large scale slow pyrolysis (20 MW) - Straw feedstock | Technology-specific data | Specific energy content LHV [GJ/ton pyrlolysis oil from straw] | GJ/tonpyrlolysisoilfromstraw |  |  | [9] | Lower | 2050 | 32.8
3.3 Slow Pyrolysis Large Straw | Large scale slow pyrolysis (20 MW) - Straw feedstock | Technology-specific data | Specific energy content LHV [GJ/ton pyrlolysis oil from straw] | GJ/tonpyrlolysisoilfromstraw |  |  | [9] | Upper | 2025 | 32.8
3.3 Slow Pyrolysis Large Straw | Large scale slow pyrolysis (20 MW) - Straw feedstock | Technology-specific data | Specific energy content LHV [GJ/ton pyrlolysis oil from straw] | GJ/tonpyrlolysisoilfromstraw |  |  | [9] | Upper | 2050 | 32.8
3.3 Slow Pyrolysis Large Straw | Large scale slow pyrolysis (20 MW) - Straw feedstock | Technology-specific data | Specific energy content LHV [GJ/ton pyrlolysis oil from straw] | GJ/tonpyrlolysisoilfromstraw |  |  | [9] | ctrl | 2025 | 32.8
3.3 Slow Pyrolysis Large Straw | Large scale slow pyrolysis (20 MW) - Straw feedstock | Technology-specific data | Specific energy content LHV [GJ/ton pyrlolysis oil from straw] | GJ/tonpyrlolysisoilfromstraw |  |  | [9] | ctrl | 2030 | 32.8
3.3 Slow Pyrolysis Large Straw | Large scale slow pyrolysis (20 MW) - Straw feedstock | Technology-specific data | Specific energy content LHV [GJ/ton pyrlolysis oil from straw] | GJ/tonpyrlolysisoilfromstraw |  |  | [9] | ctrl | 2035 | 32.8
3.3 Slow Pyrolysis Large Straw | Large scale slow pyrolysis (20 MW) - Straw feedstock | Technology-specific data | Specific energy content LHV [GJ/ton pyrlolysis oil from straw] | GJ/tonpyrlolysisoilfromstraw |  |  | [9] | ctrl | 2040 | 32.8
3.3 Slow Pyrolysis Large Straw | Large scale slow pyrolysis (20 MW) - Straw feedstock | Technology-specific data | Specific energy content LHV [GJ/ton pyrlolysis oil from straw] | GJ/tonpyrlolysisoilfromstraw |  |  | [9] | ctrl | 2050 | 32.8
3.3 Slow Pyrolysis Large Digest | Large scale slow pyrolysis (20 MW) - Digestate feedstock | Energy/technical data | Biochar Output [MWh/MWh Total Input] | MWh/MWhTotalInput |  | A, B | [1] | Lower | 2025 | 0.48102
3.3 Slow Pyrolysis Large Digest | Large scale slow pyrolysis (20 MW) - Digestate feedstock | Energy/technical data | Biochar Output [MWh/MWh Total Input] | MWh/MWhTotalInput |  | A, B | [1] | Lower | 2050 | 0.48102
3.3 Slow Pyrolysis Large Digest | Large scale slow pyrolysis (20 MW) - Digestate feedstock | Energy/technical data | Biochar Output [MWh/MWh Total Input] | MWh/MWhTotalInput |  | A, B | [1] | Upper | 2025 | 0.48102
3.3 Slow Pyrolysis Large Digest | Large scale slow pyrolysis (20 MW) - Digestate feedstock | Energy/technical data | Biochar Output [MWh/MWh Total Input] | MWh/MWhTotalInput |  | A, B | [1] | Upper | 2050 | 0.48102
3.3 Slow Pyrolysis Large Digest | Large scale slow pyrolysis (20 MW) - Digestate feedstock | Energy/technical data | Biochar Output [MWh/MWh Total Input] | MWh/MWhTotalInput |  | A, B | [1] | ctrl | 2025 | 0.48102
3.3 Slow Pyrolysis Large Digest | Large scale slow pyrolysis (20 MW) - Digestate feedstock | Energy/technical data | Biochar Output [MWh/MWh Total Input] | MWh/MWhTotalInput |  | A, B | [1] | ctrl | 2030 | 0.48102
3.3 Slow Pyrolysis Large Digest | Large scale slow pyrolysis (20 MW) - Digestate feedstock | Energy/technical data | Biochar Output [MWh/MWh Total Input] | MWh/MWhTotalInput |  | A, B | [1] | ctrl | 2035 | 0.48102
3.3 Slow Pyrolysis Large Digest | Large scale slow pyrolysis (20 MW) - Digestate feedstock | Energy/technical data | Biochar Output [MWh/MWh Total Input] | MWh/MWhTotalInput |  | A, B | [1] | ctrl | 2040 | 0.48102
3.3 Slow Pyrolysis Large Digest | Large scale slow pyrolysis (20 MW) - Digestate feedstock | Energy/technical data | Biochar Output [MWh/MWh Total Input] | MWh/MWhTotalInput |  | A, B | [1] | ctrl | 2050 | 0.48102
3.3 Slow Pyrolysis Large Digest | Large scale slow pyrolysis (20 MW) - Digestate feedstock | Energy/technical data | Construction time [years] | years |  |  |  | Lower | 2025 | 1.5
3.3 Slow Pyrolysis Large Digest | Large scale slow pyrolysis (20 MW) - Digestate feedstock | Energy/technical data | Construction time [years] | years |  |  |  | Lower | 2050 | 1.5
3.3 Slow Pyrolysis Large Digest | Large scale slow pyrolysis (20 MW) - Digestate feedstock | Energy/technical data | Construction time [years] | years |  |  |  | Upper | 2025 | 2
3.3 Slow Pyrolysis Large Digest | Large scale slow pyrolysis (20 MW) - Digestate feedstock | Energy/technical data | Construction time [years] | years |  |  |  | Upper | 2050 | 2
3.3 Slow Pyrolysis Large Digest | Large scale slow pyrolysis (20 MW) - Digestate feedstock | Energy/technical data | Construction time [years] | years |  |  |  | ctrl | 2025 | 1.5
3.3 Slow Pyrolysis Large Digest | Large scale slow pyrolysis (20 MW) - Digestate feedstock | Energy/technical data | Construction time [years] | years |  |  |  | ctrl | 2030 | 1.5
3.3 Slow Pyrolysis Large Digest | Large scale slow pyrolysis (20 MW) - Digestate feedstock | Energy/technical data | Construction time [years] | years |  |  |  | ctrl | 2035 | 1.5
3.3 Slow Pyrolysis Large Digest | Large scale slow pyrolysis (20 MW) - Digestate feedstock | Energy/technical data | Construction time [years] | years |  |  |  | ctrl | 2040 | 1.5
3.3 Slow Pyrolysis Large Digest | Large scale slow pyrolysis (20 MW) - Digestate feedstock | Energy/technical data | Construction time [years] | years |  |  |  | ctrl | 2050 | 1.5
3.3 Slow Pyrolysis Large Digest | Large scale slow pyrolysis (20 MW) - Digestate feedstock | Energy/technical data | Electricity Consumption [MWh/MWh Total Input] | MWh/MWhTotalInput |  | B | [1] | Lower | 2025 | 0.035579
3.3 Slow Pyrolysis Large Digest | Large scale slow pyrolysis (20 MW) - Digestate feedstock | Energy/technical data | Electricity Consumption [MWh/MWh Total Input] | MWh/MWhTotalInput |  | B | [1] | Lower | 2050 | 0.035579
3.3 Slow Pyrolysis Large Digest | Large scale slow pyrolysis (20 MW) - Digestate feedstock | Energy/technical data | Electricity Consumption [MWh/MWh Total Input] | MWh/MWhTotalInput |  | B | [1] | Upper | 2025 | 0.035579
3.3 Slow Pyrolysis Large Digest | Large scale slow pyrolysis (20 MW) - Digestate feedstock | Energy/technical data | Electricity Consumption [MWh/MWh Total Input] | MWh/MWhTotalInput |  | B | [1] | Upper | 2050 | 0.035579
3.3 Slow Pyrolysis Large Digest | Large scale slow pyrolysis (20 MW) - Digestate feedstock | Energy/technical data | Electricity Consumption [MWh/MWh Total Input] | MWh/MWhTotalInput |  | B | [1] | ctrl | 2025 | 0.040323
3.3 Slow Pyrolysis Large Digest | Large scale slow pyrolysis (20 MW) - Digestate feedstock | Energy/technical data | Electricity Consumption [MWh/MWh Total Input] | MWh/MWhTotalInput |  | B | [1] | ctrl | 2030 | 0.035579
3.3 Slow Pyrolysis Large Digest | Large scale slow pyrolysis (20 MW) - Digestate feedstock | Energy/technical data | Electricity Consumption [MWh/MWh Total Input] | MWh/MWhTotalInput |  | B | [1] | ctrl | 2035 | 0.035579
3.3 Slow Pyrolysis Large Digest | Large scale slow pyrolysis (20 MW) - Digestate feedstock | Energy/technical data | Electricity Consumption [MWh/MWh Total Input] | MWh/MWhTotalInput |  | B | [1] | ctrl | 2040 | 0.035579
3.3 Slow Pyrolysis Large Digest | Large scale slow pyrolysis (20 MW) - Digestate feedstock | Energy/technical data | Electricity Consumption [MWh/MWh Total Input] | MWh/MWhTotalInput |  | B | [1] | ctrl | 2050 | 0.035579
3.3 Slow Pyrolysis Large Digest | Large scale slow pyrolysis (20 MW) - Digestate feedstock | Energy/technical data | Feedstock Consumption [MWh/MWh Total Input] | MWh/MWhTotalInput |  | B | [1] | Lower | 2025 | 0.77894
3.3 Slow Pyrolysis Large Digest | Large scale slow pyrolysis (20 MW) - Digestate feedstock | Energy/technical data | Feedstock Consumption [MWh/MWh Total Input] | MWh/MWhTotalInput |  | B | [1] | Lower | 2050 | 0.77894
3.3 Slow Pyrolysis Large Digest | Large scale slow pyrolysis (20 MW) - Digestate feedstock | Energy/technical data | Feedstock Consumption [MWh/MWh Total Input] | MWh/MWhTotalInput |  | B | [1] | Upper | 2025 | 0.77894
3.3 Slow Pyrolysis Large Digest | Large scale slow pyrolysis (20 MW) - Digestate feedstock | Energy/technical data | Feedstock Consumption [MWh/MWh Total Input] | MWh/MWhTotalInput |  | B | [1] | Upper | 2050 | 0.77894
3.3 Slow Pyrolysis Large Digest | Large scale slow pyrolysis (20 MW) - Digestate feedstock | Energy/technical data | Feedstock Consumption [MWh/MWh Total Input] | MWh/MWhTotalInput |  | B | [1] | ctrl | 2025 | 0.77894
3.3 Slow Pyrolysis Large Digest | Large scale slow pyrolysis (20 MW) - Digestate feedstock | Energy/technical data | Feedstock Consumption [MWh/MWh Total Input] | MWh/MWhTotalInput |  | B | [1] | ctrl | 2030 | 0.77894
3.3 Slow Pyrolysis Large Digest | Large scale slow pyrolysis (20 MW) - Digestate feedstock | Energy/technical data | Feedstock Consumption [MWh/MWh Total Input] | MWh/MWhTotalInput |  | B | [1] | ctrl | 2035 | 0.77894
3.3 Slow Pyrolysis Large Digest | Large scale slow pyrolysis (20 MW) - Digestate feedstock | Energy/technical data | Feedstock Consumption [MWh/MWh Total Input] | MWh/MWhTotalInput |  | B | [1] | ctrl | 2040 | 0.77894
3.3 Slow Pyrolysis Large Digest | Large scale slow pyrolysis (20 MW) - Digestate feedstock | Energy/technical data | Feedstock Consumption [MWh/MWh Total Input] | MWh/MWhTotalInput |  | B | [1] | ctrl | 2050 | 0.77894
3.3 Slow Pyrolysis Large Digest | Large scale slow pyrolysis (20 MW) - Digestate feedstock | Energy/technical data | Forced outage [%] | pct. |  | G |  | Lower | 2025 | 0.02
3.3 Slow Pyrolysis Large Digest | Large scale slow pyrolysis (20 MW) - Digestate feedstock | Energy/technical data | Forced outage [%] | pct. |  | G |  | Lower | 2050 | 0.02
3.3 Slow Pyrolysis Large Digest | Large scale slow pyrolysis (20 MW) - Digestate feedstock | Energy/technical data | Forced outage [%] | pct. |  | G |  | Upper | 2025 | 0.04
3.3 Slow Pyrolysis Large Digest | Large scale slow pyrolysis (20 MW) - Digestate feedstock | Energy/technical data | Forced outage [%] | pct. |  | G |  | Upper | 2050 | 0.04
3.3 Slow Pyrolysis Large Digest | Large scale slow pyrolysis (20 MW) - Digestate feedstock | Energy/technical data | Forced outage [%] | pct. |  | G |  | ctrl | 2025 | 0.03
3.3 Slow Pyrolysis Large Digest | Large scale slow pyrolysis (20 MW) - Digestate feedstock | Energy/technical data | Forced outage [%] | pct. |  | G |  | ctrl | 2030 | 0.03
3.3 Slow Pyrolysis Large Digest | Large scale slow pyrolysis (20 MW) - Digestate feedstock | Energy/technical data | Forced outage [%] | pct. |  | G |  | ctrl | 2035 | 0.03
3.3 Slow Pyrolysis Large Digest | Large scale slow pyrolysis (20 MW) - Digestate feedstock | Energy/technical data | Forced outage [%] | pct. |  | G |  | ctrl | 2040 | 0.03
3.3 Slow Pyrolysis Large Digest | Large scale slow pyrolysis (20 MW) - Digestate feedstock | Energy/technical data | Forced outage [%] | pct. |  | G |  | ctrl | 2050 | 0.03
3.3 Slow Pyrolysis Large Digest | Large scale slow pyrolysis (20 MW) - Digestate feedstock | Energy/technical data | Heat Consumption [MWh/MWh Total input] | MWh/MWhTotalinput |  | I | [1] | Lower | 2025 | 0.18074
3.3 Slow Pyrolysis Large Digest | Large scale slow pyrolysis (20 MW) - Digestate feedstock | Energy/technical data | Heat Consumption [MWh/MWh Total input] | MWh/MWhTotalinput |  | I | [1] | Lower | 2050 | 0.18074
3.3 Slow Pyrolysis Large Digest | Large scale slow pyrolysis (20 MW) - Digestate feedstock | Energy/technical data | Heat Consumption [MWh/MWh Total input] | MWh/MWhTotalinput |  | I | [1] | Upper | 2025 | 0.18074
3.3 Slow Pyrolysis Large Digest | Large scale slow pyrolysis (20 MW) - Digestate feedstock | Energy/technical data | Heat Consumption [MWh/MWh Total input] | MWh/MWhTotalinput |  | I | [1] | Upper | 2050 | 0.18074
3.3 Slow Pyrolysis Large Digest | Large scale slow pyrolysis (20 MW) - Digestate feedstock | Energy/technical data | Heat Consumption [MWh/MWh Total input] | MWh/MWhTotalinput |  | I | [1] | ctrl | 2025 | 0.18074
3.3 Slow Pyrolysis Large Digest | Large scale slow pyrolysis (20 MW) - Digestate feedstock | Energy/technical data | Heat Consumption [MWh/MWh Total input] | MWh/MWhTotalinput |  | I | [1] | ctrl | 2030 | 0.18074
3.3 Slow Pyrolysis Large Digest | Large scale slow pyrolysis (20 MW) - Digestate feedstock | Energy/technical data | Heat Consumption [MWh/MWh Total input] | MWh/MWhTotalinput |  | I | [1] | ctrl | 2035 | 0.18074
3.3 Slow Pyrolysis Large Digest | Large scale slow pyrolysis (20 MW) - Digestate feedstock | Energy/technical data | Heat Consumption [MWh/MWh Total input] | MWh/MWhTotalinput |  | I | [1] | ctrl | 2040 | 0.18074
3.3 Slow Pyrolysis Large Digest | Large scale slow pyrolysis (20 MW) - Digestate feedstock | Energy/technical data | Heat Consumption [MWh/MWh Total input] | MWh/MWhTotalinput |  | I | [1] | ctrl | 2050 | 0.18074
3.3 Slow Pyrolysis Large Digest | Large scale slow pyrolysis (20 MW) - Digestate feedstock | Energy/technical data | Heat Output [MWh/MWh Total Input] | MWh/MWhTotalInput |  | A, B, I, M | [1] | Lower | 2025 | 0.38899
3.3 Slow Pyrolysis Large Digest | Large scale slow pyrolysis (20 MW) - Digestate feedstock | Energy/technical data | Heat Output [MWh/MWh Total Input] | MWh/MWhTotalInput |  | A, B, I, M | [1] | Lower | 2050 | 0.38899
3.3 Slow Pyrolysis Large Digest | Large scale slow pyrolysis (20 MW) - Digestate feedstock | Energy/technical data | Heat Output [MWh/MWh Total Input] | MWh/MWhTotalInput |  | A, B, I, M | [1] | Upper | 2025 | 0.38899
3.3 Slow Pyrolysis Large Digest | Large scale slow pyrolysis (20 MW) - Digestate feedstock | Energy/technical data | Heat Output [MWh/MWh Total Input] | MWh/MWhTotalInput |  | A, B, I, M | [1] | Upper | 2050 | 0.38899
3.3 Slow Pyrolysis Large Digest | Large scale slow pyrolysis (20 MW) - Digestate feedstock | Energy/technical data | Heat Output [MWh/MWh Total Input] | MWh/MWhTotalInput |  | A, B, I, M | [1] | ctrl | 2025 | 0.38899
3.3 Slow Pyrolysis Large Digest | Large scale slow pyrolysis (20 MW) - Digestate feedstock | Energy/technical data | Heat Output [MWh/MWh Total Input] | MWh/MWhTotalInput |  | A, B, I, M | [1] | ctrl | 2030 | 0.38899
3.3 Slow Pyrolysis Large Digest | Large scale slow pyrolysis (20 MW) - Digestate feedstock | Energy/technical data | Heat Output [MWh/MWh Total Input] | MWh/MWhTotalInput |  | A, B, I, M | [1] | ctrl | 2035 | 0.38899
3.3 Slow Pyrolysis Large Digest | Large scale slow pyrolysis (20 MW) - Digestate feedstock | Energy/technical data | Heat Output [MWh/MWh Total Input] | MWh/MWhTotalInput |  | A, B, I, M | [1] | ctrl | 2040 | 0.38899
3.3 Slow Pyrolysis Large Digest | Large scale slow pyrolysis (20 MW) - Digestate feedstock | Energy/technical data | Heat Output [MWh/MWh Total Input] | MWh/MWhTotalInput |  | A, B, I, M | [1] | ctrl | 2050 | 0.38899
3.3 Slow Pyrolysis Large Digest | Large scale slow pyrolysis (20 MW) - Digestate feedstock | Energy/technical data | Heat losses [MWh/MWh total input] | MWh/MWhtotalinput |  | A, B | [1] | Lower | 2025 | 0.11907
3.3 Slow Pyrolysis Large Digest | Large scale slow pyrolysis (20 MW) - Digestate feedstock | Energy/technical data | Heat losses [MWh/MWh total input] | MWh/MWhtotalinput |  | A, B | [1] | Lower | 2050 | 0.11907
3.3 Slow Pyrolysis Large Digest | Large scale slow pyrolysis (20 MW) - Digestate feedstock | Energy/technical data | Heat losses [MWh/MWh total input] | MWh/MWhtotalinput |  | A, B | [1] | Upper | 2025 | 0.11907
3.3 Slow Pyrolysis Large Digest | Large scale slow pyrolysis (20 MW) - Digestate feedstock | Energy/technical data | Heat losses [MWh/MWh total input] | MWh/MWhtotalinput |  | A, B | [1] | Upper | 2050 | 0.11907
3.3 Slow Pyrolysis Large Digest | Large scale slow pyrolysis (20 MW) - Digestate feedstock | Energy/technical data | Heat losses [MWh/MWh total input] | MWh/MWhtotalinput |  | A, B | [1] | ctrl | 2025 | 0.11907
3.3 Slow Pyrolysis Large Digest | Large scale slow pyrolysis (20 MW) - Digestate feedstock | Energy/technical data | Heat losses [MWh/MWh total input] | MWh/MWhtotalinput |  | A, B | [1] | ctrl | 2030 | 0.11907
3.3 Slow Pyrolysis Large Digest | Large scale slow pyrolysis (20 MW) - Digestate feedstock | Energy/technical data | Heat losses [MWh/MWh total input] | MWh/MWhtotalinput |  | A, B | [1] | ctrl | 2035 | 0.11907
3.3 Slow Pyrolysis Large Digest | Large scale slow pyrolysis (20 MW) - Digestate feedstock | Energy/technical data | Heat losses [MWh/MWh total input] | MWh/MWhtotalinput |  | A, B | [1] | ctrl | 2040 | 0.11907
3.3 Slow Pyrolysis Large Digest | Large scale slow pyrolysis (20 MW) - Digestate feedstock | Energy/technical data | Heat losses [MWh/MWh total input] | MWh/MWhtotalinput |  | A, B | [1] | ctrl | 2050 | 0.11907
3.3 Slow Pyrolysis Large Digest | Large scale slow pyrolysis (20 MW) - Digestate feedstock | Energy/technical data | Planned outage [weeks per year] | weeks/year |  |  |  | Lower | 2025 | 1
3.3 Slow Pyrolysis Large Digest | Large scale slow pyrolysis (20 MW) - Digestate feedstock | Energy/technical data | Planned outage [weeks per year] | weeks/year |  |  |  | Lower | 2050 | 1
3.3 Slow Pyrolysis Large Digest | Large scale slow pyrolysis (20 MW) - Digestate feedstock | Energy/technical data | Planned outage [weeks per year] | weeks/year |  |  |  | Upper | 2025 | 2
3.3 Slow Pyrolysis Large Digest | Large scale slow pyrolysis (20 MW) - Digestate feedstock | Energy/technical data | Planned outage [weeks per year] | weeks/year |  |  |  | Upper | 2050 | 2
3.3 Slow Pyrolysis Large Digest | Large scale slow pyrolysis (20 MW) - Digestate feedstock | Energy/technical data | Planned outage [weeks per year] | weeks/year |  |  |  | ctrl | 2025 | 2
3.3 Slow Pyrolysis Large Digest | Large scale slow pyrolysis (20 MW) - Digestate feedstock | Energy/technical data | Planned outage [weeks per year] | weeks/year |  |  |  | ctrl | 2030 | 1
3.3 Slow Pyrolysis Large Digest | Large scale slow pyrolysis (20 MW) - Digestate feedstock | Energy/technical data | Planned outage [weeks per year] | weeks/year |  |  |  | ctrl | 2035 | 1
3.3 Slow Pyrolysis Large Digest | Large scale slow pyrolysis (20 MW) - Digestate feedstock | Energy/technical data | Planned outage [weeks per year] | weeks/year |  |  |  | ctrl | 2040 | 1
3.3 Slow Pyrolysis Large Digest | Large scale slow pyrolysis (20 MW) - Digestate feedstock | Energy/technical data | Planned outage [weeks per year] | weeks/year |  |  |  | ctrl | 2050 | 1
3.3 Slow Pyrolysis Large Digest | Large scale slow pyrolysis (20 MW) - Digestate feedstock | Energy/technical data | Steam output [MWh/MWh total input] | MWh/MWhtotalinput |  | H | [1] | Lower | 2025 | 0.010911
3.3 Slow Pyrolysis Large Digest | Large scale slow pyrolysis (20 MW) - Digestate feedstock | Energy/technical data | Steam output [MWh/MWh total input] | MWh/MWhtotalinput |  | H | [1] | Lower | 2050 | 0.010911
3.3 Slow Pyrolysis Large Digest | Large scale slow pyrolysis (20 MW) - Digestate feedstock | Energy/technical data | Steam output [MWh/MWh total input] | MWh/MWhtotalinput |  | H | [1] | Upper | 2025 | 0.010911
3.3 Slow Pyrolysis Large Digest | Large scale slow pyrolysis (20 MW) - Digestate feedstock | Energy/technical data | Steam output [MWh/MWh total input] | MWh/MWhtotalinput |  | H | [1] | Upper | 2050 | 0.010911
3.3 Slow Pyrolysis Large Digest | Large scale slow pyrolysis (20 MW) - Digestate feedstock | Energy/technical data | Steam output [MWh/MWh total input] | MWh/MWhtotalinput |  | H | [1] | ctrl | 2025 | 0.010911
3.3 Slow Pyrolysis Large Digest | Large scale slow pyrolysis (20 MW) - Digestate feedstock | Energy/technical data | Steam output [MWh/MWh total input] | MWh/MWhtotalinput |  | H | [1] | ctrl | 2030 | 0.010911
3.3 Slow Pyrolysis Large Digest | Large scale slow pyrolysis (20 MW) - Digestate feedstock | Energy/technical data | Steam output [MWh/MWh total input] | MWh/MWhtotalinput |  | H | [1] | ctrl | 2035 | 0.010911
3.3 Slow Pyrolysis Large Digest | Large scale slow pyrolysis (20 MW) - Digestate feedstock | Energy/technical data | Steam output [MWh/MWh total input] | MWh/MWhtotalinput |  | H | [1] | ctrl | 2040 | 0.010911
3.3 Slow Pyrolysis Large Digest | Large scale slow pyrolysis (20 MW) - Digestate feedstock | Energy/technical data | Steam output [MWh/MWh total input] | MWh/MWhtotalinput |  | H | [1] | ctrl | 2050 | 0.010911
3.3 Slow Pyrolysis Large Digest | Large scale slow pyrolysis (20 MW) - Digestate feedstock | Energy/technical data | Technical lifetime [years] | years |  |  |  | Lower | 2025 | 20
3.3 Slow Pyrolysis Large Digest | Large scale slow pyrolysis (20 MW) - Digestate feedstock | Energy/technical data | Technical lifetime [years] | years |  |  |  | Lower | 2050 | 20
3.3 Slow Pyrolysis Large Digest | Large scale slow pyrolysis (20 MW) - Digestate feedstock | Energy/technical data | Technical lifetime [years] | years |  |  |  | Upper | 2025 | 25
3.3 Slow Pyrolysis Large Digest | Large scale slow pyrolysis (20 MW) - Digestate feedstock | Energy/technical data | Technical lifetime [years] | years |  |  |  | Upper | 2050 | 25
3.3 Slow Pyrolysis Large Digest | Large scale slow pyrolysis (20 MW) - Digestate feedstock | Energy/technical data | Technical lifetime [years] | years |  |  |  | ctrl | 2025 | 20
3.3 Slow Pyrolysis Large Digest | Large scale slow pyrolysis (20 MW) - Digestate feedstock | Energy/technical data | Technical lifetime [years] | years |  |  |  | ctrl | 2030 | 20
3.3 Slow Pyrolysis Large Digest | Large scale slow pyrolysis (20 MW) - Digestate feedstock | Energy/technical data | Technical lifetime [years] | years |  |  |  | ctrl | 2035 | 20
3.3 Slow Pyrolysis Large Digest | Large scale slow pyrolysis (20 MW) - Digestate feedstock | Energy/technical data | Technical lifetime [years] | years |  |  |  | ctrl | 2040 | 20
3.3 Slow Pyrolysis Large Digest | Large scale slow pyrolysis (20 MW) - Digestate feedstock | Energy/technical data | Technical lifetime [years] | years |  |  |  | ctrl | 2050 | 20
3.3 Slow Pyrolysis Large Digest | Large scale slow pyrolysis (20 MW) - Digestate feedstock | Energy/technical data | Typical total plant size [MW Input biomass] | MWInputbiomass |  | A, K | [6, 7] | Lower | 2025 | 16.42
3.3 Slow Pyrolysis Large Digest | Large scale slow pyrolysis (20 MW) - Digestate feedstock | Energy/technical data | Typical total plant size [MW Input biomass] | MWInputbiomass |  | A, K | [6, 7] | Lower | 2050 | 16.42
3.3 Slow Pyrolysis Large Digest | Large scale slow pyrolysis (20 MW) - Digestate feedstock | Energy/technical data | Typical total plant size [MW Input biomass] | MWInputbiomass |  | A, K | [6, 7] | Upper | 2025 | 16.42
3.3 Slow Pyrolysis Large Digest | Large scale slow pyrolysis (20 MW) - Digestate feedstock | Energy/technical data | Typical total plant size [MW Input biomass] | MWInputbiomass |  | A, K | [6, 7] | Upper | 2050 | 16.42
3.3 Slow Pyrolysis Large Digest | Large scale slow pyrolysis (20 MW) - Digestate feedstock | Energy/technical data | Typical total plant size [MW Input biomass] | MWInputbiomass |  | A, K | [6, 7] | ctrl | 2025 | 16.42
3.3 Slow Pyrolysis Large Digest | Large scale slow pyrolysis (20 MW) - Digestate feedstock | Energy/technical data | Typical total plant size [MW Input biomass] | MWInputbiomass |  | A, K | [6, 7] | ctrl | 2030 | 16.42
3.3 Slow Pyrolysis Large Digest | Large scale slow pyrolysis (20 MW) - Digestate feedstock | Energy/technical data | Typical total plant size [MW Input biomass] | MWInputbiomass |  | A, K | [6, 7] | ctrl | 2035 | 16.42
3.3 Slow Pyrolysis Large Digest | Large scale slow pyrolysis (20 MW) - Digestate feedstock | Energy/technical data | Typical total plant size [MW Input biomass] | MWInputbiomass |  | A, K | [6, 7] | ctrl | 2040 | 16.42
3.3 Slow Pyrolysis Large Digest | Large scale slow pyrolysis (20 MW) - Digestate feedstock | Energy/technical data | Typical total plant size [MW Input biomass] | MWInputbiomass |  | A, K | [6, 7] | ctrl | 2050 | 16.42
3.3 Slow Pyrolysis Large Digest | Large scale slow pyrolysis (20 MW) - Digestate feedstock | Energy/technical data | Typical total plant size [MW input] | MWinput |  | A |  | Lower | 2025 | 21.08
3.3 Slow Pyrolysis Large Digest | Large scale slow pyrolysis (20 MW) - Digestate feedstock | Energy/technical data | Typical total plant size [MW input] | MWinput |  | A |  | Lower | 2050 | 21.08
3.3 Slow Pyrolysis Large Digest | Large scale slow pyrolysis (20 MW) - Digestate feedstock | Energy/technical data | Typical total plant size [MW input] | MWinput |  | A |  | Upper | 2025 | 21.08
3.3 Slow Pyrolysis Large Digest | Large scale slow pyrolysis (20 MW) - Digestate feedstock | Energy/technical data | Typical total plant size [MW input] | MWinput |  | A |  | Upper | 2050 | 21.08
3.3 Slow Pyrolysis Large Digest | Large scale slow pyrolysis (20 MW) - Digestate feedstock | Energy/technical data | Typical total plant size [MW input] | MWinput |  | A |  | ctrl | 2025 | 21.08
3.3 Slow Pyrolysis Large Digest | Large scale slow pyrolysis (20 MW) - Digestate feedstock | Energy/technical data | Typical total plant size [MW input] | MWinput |  | A |  | ctrl | 2030 | 21.08
3.3 Slow Pyrolysis Large Digest | Large scale slow pyrolysis (20 MW) - Digestate feedstock | Energy/technical data | Typical total plant size [MW input] | MWinput |  | A |  | ctrl | 2035 | 21.08
3.3 Slow Pyrolysis Large Digest | Large scale slow pyrolysis (20 MW) - Digestate feedstock | Energy/technical data | Typical total plant size [MW input] | MWinput |  | A |  | ctrl | 2040 | 21.08
3.3 Slow Pyrolysis Large Digest | Large scale slow pyrolysis (20 MW) - Digestate feedstock | Energy/technical data | Typical total plant size [MW input] | MWinput |  | A |  | ctrl | 2050 | 21.08
3.3 Slow Pyrolysis Large Digest | Large scale slow pyrolysis (20 MW) - Digestate feedstock | Financial data | - equipment [%] | pct. |  |  |  | Lower | 2025 | 0.85
3.3 Slow Pyrolysis Large Digest | Large scale slow pyrolysis (20 MW) - Digestate feedstock | Financial data | - equipment [%] | pct. |  |  |  | Lower | 2050 | 0.85
3.3 Slow Pyrolysis Large Digest | Large scale slow pyrolysis (20 MW) - Digestate feedstock | Financial data | - equipment [%] | pct. |  |  |  | Upper | 2025 | 0.85
3.3 Slow Pyrolysis Large Digest | Large scale slow pyrolysis (20 MW) - Digestate feedstock | Financial data | - equipment [%] | pct. |  |  |  | Upper | 2050 | 0.85
3.3 Slow Pyrolysis Large Digest | Large scale slow pyrolysis (20 MW) - Digestate feedstock | Financial data | - equipment [%] | pct. |  |  |  | ctrl | 2025 | 0.85
3.3 Slow Pyrolysis Large Digest | Large scale slow pyrolysis (20 MW) - Digestate feedstock | Financial data | - equipment [%] | pct. |  |  |  | ctrl | 2030 | 0.85
3.3 Slow Pyrolysis Large Digest | Large scale slow pyrolysis (20 MW) - Digestate feedstock | Financial data | - equipment [%] | pct. |  |  |  | ctrl | 2035 | 0.85
3.3 Slow Pyrolysis Large Digest | Large scale slow pyrolysis (20 MW) - Digestate feedstock | Financial data | - equipment [%] | pct. |  |  |  | ctrl | 2040 | 0.85
3.3 Slow Pyrolysis Large Digest | Large scale slow pyrolysis (20 MW) - Digestate feedstock | Financial data | - equipment [%] | pct. |  |  |  | ctrl | 2050 | 0.85
3.3 Slow Pyrolysis Large Digest | Large scale slow pyrolysis (20 MW) - Digestate feedstock | Financial data | - installation [%] | pct. |  |  |  | Lower | 2025 | 0.15
3.3 Slow Pyrolysis Large Digest | Large scale slow pyrolysis (20 MW) - Digestate feedstock | Financial data | - installation [%] | pct. |  |  |  | Lower | 2050 | 0.15
3.3 Slow Pyrolysis Large Digest | Large scale slow pyrolysis (20 MW) - Digestate feedstock | Financial data | - installation [%] | pct. |  |  |  | Upper | 2025 | 0.15
3.3 Slow Pyrolysis Large Digest | Large scale slow pyrolysis (20 MW) - Digestate feedstock | Financial data | - installation [%] | pct. |  |  |  | Upper | 2050 | 0.15
3.3 Slow Pyrolysis Large Digest | Large scale slow pyrolysis (20 MW) - Digestate feedstock | Financial data | - installation [%] | pct. |  |  |  | ctrl | 2025 | 0.15
3.3 Slow Pyrolysis Large Digest | Large scale slow pyrolysis (20 MW) - Digestate feedstock | Financial data | - installation [%] | pct. |  |  |  | ctrl | 2030 | 0.15
3.3 Slow Pyrolysis Large Digest | Large scale slow pyrolysis (20 MW) - Digestate feedstock | Financial data | - installation [%] | pct. |  |  |  | ctrl | 2035 | 0.15
3.3 Slow Pyrolysis Large Digest | Large scale slow pyrolysis (20 MW) - Digestate feedstock | Financial data | - installation [%] | pct. |  |  |  | ctrl | 2040 | 0.15
3.3 Slow Pyrolysis Large Digest | Large scale slow pyrolysis (20 MW) - Digestate feedstock | Financial data | - installation [%] | pct. |  |  |  | ctrl | 2050 | 0.15
3.3 Slow Pyrolysis Large Digest | Large scale slow pyrolysis (20 MW) - Digestate feedstock | Financial data | Fixed and variable O&M [M€/MW output from pyrolysis process/year] | M€/MWoutputfrompyrolysisprocess/year |  | F | [2] | Lower | 2025 | 0.17813
3.3 Slow Pyrolysis Large Digest | Large scale slow pyrolysis (20 MW) - Digestate feedstock | Financial data | Fixed and variable O&M [M€/MW output from pyrolysis process/year] | M€/MWoutputfrompyrolysisprocess/year |  | F | [2] | Lower | 2050 | 0.16875
3.3 Slow Pyrolysis Large Digest | Large scale slow pyrolysis (20 MW) - Digestate feedstock | Financial data | Fixed and variable O&M [M€/MW output from pyrolysis process/year] | M€/MWoutputfrompyrolysisprocess/year |  | F | [2] | Upper | 2025 | 0.20625
3.3 Slow Pyrolysis Large Digest | Large scale slow pyrolysis (20 MW) - Digestate feedstock | Financial data | Fixed and variable O&M [M€/MW output from pyrolysis process/year] | M€/MWoutputfrompyrolysisprocess/year |  | F | [2] | Upper | 2050 | 0.15
3.3 Slow Pyrolysis Large Digest | Large scale slow pyrolysis (20 MW) - Digestate feedstock | Financial data | Fixed and variable O&M [M€/MW output from pyrolysis process/year] | M€/MWoutputfrompyrolysisprocess/year |  | F | [2] | ctrl | 2025 | 0.1875
3.3 Slow Pyrolysis Large Digest | Large scale slow pyrolysis (20 MW) - Digestate feedstock | Financial data | Fixed and variable O&M [M€/MW output from pyrolysis process/year] | M€/MWoutputfrompyrolysisprocess/year |  | F | [2] | ctrl | 2030 | 0.1875
3.3 Slow Pyrolysis Large Digest | Large scale slow pyrolysis (20 MW) - Digestate feedstock | Financial data | Fixed and variable O&M [M€/MW output from pyrolysis process/year] | M€/MWoutputfrompyrolysisprocess/year |  | F | [2] | ctrl | 2035 | 0.16875
3.3 Slow Pyrolysis Large Digest | Large scale slow pyrolysis (20 MW) - Digestate feedstock | Financial data | Fixed and variable O&M [M€/MW output from pyrolysis process/year] | M€/MWoutputfrompyrolysisprocess/year |  | F | [2] | ctrl | 2040 | 0.15937
3.3 Slow Pyrolysis Large Digest | Large scale slow pyrolysis (20 MW) - Digestate feedstock | Financial data | Fixed and variable O&M [M€/MW output from pyrolysis process/year] | M€/MWoutputfrompyrolysisprocess/year |  | F | [2] | ctrl | 2050 | 0.15
3.3 Slow Pyrolysis Large Digest | Large scale slow pyrolysis (20 MW) - Digestate feedstock | Financial data | Specific investment [M€/MW output from pyrolysis process] | M€/MWoutputfrompyrolysisprocess |  | C, D, J | [1,2] | Lower | 2025 | 1.2
3.3 Slow Pyrolysis Large Digest | Large scale slow pyrolysis (20 MW) - Digestate feedstock | Financial data | Specific investment [M€/MW output from pyrolysis process] | M€/MWoutputfrompyrolysisprocess |  | C, D, J | [1,2] | Lower | 2050 | 1
3.3 Slow Pyrolysis Large Digest | Large scale slow pyrolysis (20 MW) - Digestate feedstock | Financial data | Specific investment [M€/MW output from pyrolysis process] | M€/MWoutputfrompyrolysisprocess |  | C, D, J | [1,2] | Upper | 2025 | 1.6
3.3 Slow Pyrolysis Large Digest | Large scale slow pyrolysis (20 MW) - Digestate feedstock | Financial data | Specific investment [M€/MW output from pyrolysis process] | M€/MWoutputfrompyrolysisprocess |  | C, D, J | [1,2] | Upper | 2050 | 1.2
3.3 Slow Pyrolysis Large Digest | Large scale slow pyrolysis (20 MW) - Digestate feedstock | Financial data | Specific investment [M€/MW output from pyrolysis process] | M€/MWoutputfrompyrolysisprocess |  | C, D, J | [1,2] | ctrl | 2025 | 1.5
3.3 Slow Pyrolysis Large Digest | Large scale slow pyrolysis (20 MW) - Digestate feedstock | Financial data | Specific investment [M€/MW output from pyrolysis process] | M€/MWoutputfrompyrolysisprocess |  | C, D, J | [1,2] | ctrl | 2030 | 1.5
3.3 Slow Pyrolysis Large Digest | Large scale slow pyrolysis (20 MW) - Digestate feedstock | Financial data | Specific investment [M€/MW output from pyrolysis process] | M€/MWoutputfrompyrolysisprocess |  | C, D, J | [1,2] | ctrl | 2035 | 1.29
3.3 Slow Pyrolysis Large Digest | Large scale slow pyrolysis (20 MW) - Digestate feedstock | Financial data | Specific investment [M€/MW output from pyrolysis process] | M€/MWoutputfrompyrolysisprocess |  | C, D, J | [1,2] | ctrl | 2040 | 1.1997
3.3 Slow Pyrolysis Large Digest | Large scale slow pyrolysis (20 MW) - Digestate feedstock | Financial data | Specific investment [M€/MW output from pyrolysis process] | M€/MWoutputfrompyrolysisprocess |  | C, D, J | [1,2] | ctrl | 2050 | 1.0797
3.3 Slow Pyrolysis Large Digest | Large scale slow pyrolysis (20 MW) - Digestate feedstock | Technology-specific data | Additional Heat Output Condensate [MW] | MW |  | H |  | Lower | 2025 | 3.5
3.3 Slow Pyrolysis Large Digest | Large scale slow pyrolysis (20 MW) - Digestate feedstock | Technology-specific data | Additional Heat Output Condensate [MW] | MW |  | H |  | Lower | 2050 | 3.5
3.3 Slow Pyrolysis Large Digest | Large scale slow pyrolysis (20 MW) - Digestate feedstock | Technology-specific data | Additional Heat Output Condensate [MW] | MW |  | H |  | Upper | 2025 | 3.5
3.3 Slow Pyrolysis Large Digest | Large scale slow pyrolysis (20 MW) - Digestate feedstock | Technology-specific data | Additional Heat Output Condensate [MW] | MW |  | H |  | Upper | 2050 | 3.5
3.3 Slow Pyrolysis Large Digest | Large scale slow pyrolysis (20 MW) - Digestate feedstock | Technology-specific data | Additional Heat Output Condensate [MW] | MW |  | H |  | ctrl | 2025 | 3.5
3.3 Slow Pyrolysis Large Digest | Large scale slow pyrolysis (20 MW) - Digestate feedstock | Technology-specific data | Additional Heat Output Condensate [MW] | MW |  | H |  | ctrl | 2030 | 3.5
3.3 Slow Pyrolysis Large Digest | Large scale slow pyrolysis (20 MW) - Digestate feedstock | Technology-specific data | Additional Heat Output Condensate [MW] | MW |  | H |  | ctrl | 2035 | 3.5
3.3 Slow Pyrolysis Large Digest | Large scale slow pyrolysis (20 MW) - Digestate feedstock | Technology-specific data | Additional Heat Output Condensate [MW] | MW |  | H |  | ctrl | 2040 | 3.5
3.3 Slow Pyrolysis Large Digest | Large scale slow pyrolysis (20 MW) - Digestate feedstock | Technology-specific data | Additional Heat Output Condensate [MW] | MW |  | H |  | ctrl | 2050 | 3.5
3.3 Slow Pyrolysis Large Digest | Large scale slow pyrolysis (20 MW) - Digestate feedstock | Technology-specific data | Alternative Configuation - Additional Input Heat [MW input] | MWinput |  | M |  | Lower | 2025 | 1.7
3.3 Slow Pyrolysis Large Digest | Large scale slow pyrolysis (20 MW) - Digestate feedstock | Technology-specific data | Alternative Configuation - Additional Input Heat [MW input] | MWinput |  | M |  | Lower | 2050 | 1.7
3.3 Slow Pyrolysis Large Digest | Large scale slow pyrolysis (20 MW) - Digestate feedstock | Technology-specific data | Alternative Configuation - Additional Input Heat [MW input] | MWinput |  | M |  | Upper | 2025 | 1.7
3.3 Slow Pyrolysis Large Digest | Large scale slow pyrolysis (20 MW) - Digestate feedstock | Technology-specific data | Alternative Configuation - Additional Input Heat [MW input] | MWinput |  | M |  | Upper | 2050 | 1.7
3.3 Slow Pyrolysis Large Digest | Large scale slow pyrolysis (20 MW) - Digestate feedstock | Technology-specific data | Alternative Configuation - Additional Input Heat [MW input] | MWinput |  | M |  | ctrl | 2025 | 1.7
3.3 Slow Pyrolysis Large Digest | Large scale slow pyrolysis (20 MW) - Digestate feedstock | Technology-specific data | Alternative Configuation - Additional Input Heat [MW input] | MWinput |  | M |  | ctrl | 2030 | 1.7
3.3 Slow Pyrolysis Large Digest | Large scale slow pyrolysis (20 MW) - Digestate feedstock | Technology-specific data | Alternative Configuation - Additional Input Heat [MW input] | MWinput |  | M |  | ctrl | 2035 | 1.7
3.3 Slow Pyrolysis Large Digest | Large scale slow pyrolysis (20 MW) - Digestate feedstock | Technology-specific data | Alternative Configuation - Additional Input Heat [MW input] | MWinput |  | M |  | ctrl | 2040 | 1.7
3.3 Slow Pyrolysis Large Digest | Large scale slow pyrolysis (20 MW) - Digestate feedstock | Technology-specific data | Alternative Configuation - Additional Input Heat [MW input] | MWinput |  | M |  | ctrl | 2050 | 1.7
3.3 Slow Pyrolysis Large Digest | Large scale slow pyrolysis (20 MW) - Digestate feedstock | Technology-specific data | Alternative Configuation - Biochar Output [MWh/MWh Alternative Total Input] | MWh/MWhAlternativeTotalInput |  | M |  | Lower | 2025 | 0.44337
3.3 Slow Pyrolysis Large Digest | Large scale slow pyrolysis (20 MW) - Digestate feedstock | Technology-specific data | Alternative Configuation - Biochar Output [MWh/MWh Alternative Total Input] | MWh/MWhAlternativeTotalInput |  | M |  | Lower | 2050 | 0.44337
3.3 Slow Pyrolysis Large Digest | Large scale slow pyrolysis (20 MW) - Digestate feedstock | Technology-specific data | Alternative Configuation - Biochar Output [MWh/MWh Alternative Total Input] | MWh/MWhAlternativeTotalInput |  | M |  | Upper | 2025 | 0.44337
3.3 Slow Pyrolysis Large Digest | Large scale slow pyrolysis (20 MW) - Digestate feedstock | Technology-specific data | Alternative Configuation - Biochar Output [MWh/MWh Alternative Total Input] | MWh/MWhAlternativeTotalInput |  | M |  | Upper | 2050 | 0.44337
3.3 Slow Pyrolysis Large Digest | Large scale slow pyrolysis (20 MW) - Digestate feedstock | Technology-specific data | Alternative Configuation - Biochar Output [MWh/MWh Alternative Total Input] | MWh/MWhAlternativeTotalInput |  | M |  | ctrl | 2025 | 0.44337
3.3 Slow Pyrolysis Large Digest | Large scale slow pyrolysis (20 MW) - Digestate feedstock | Technology-specific data | Alternative Configuation - Biochar Output [MWh/MWh Alternative Total Input] | MWh/MWhAlternativeTotalInput |  | M |  | ctrl | 2030 | 0.44337
3.3 Slow Pyrolysis Large Digest | Large scale slow pyrolysis (20 MW) - Digestate feedstock | Technology-specific data | Alternative Configuation - Biochar Output [MWh/MWh Alternative Total Input] | MWh/MWhAlternativeTotalInput |  | M |  | ctrl | 2035 | 0.44337
3.3 Slow Pyrolysis Large Digest | Large scale slow pyrolysis (20 MW) - Digestate feedstock | Technology-specific data | Alternative Configuation - Biochar Output [MWh/MWh Alternative Total Input] | MWh/MWhAlternativeTotalInput |  | M |  | ctrl | 2040 | 0.44337
3.3 Slow Pyrolysis Large Digest | Large scale slow pyrolysis (20 MW) - Digestate feedstock | Technology-specific data | Alternative Configuation - Biochar Output [MWh/MWh Alternative Total Input] | MWh/MWhAlternativeTotalInput |  | M |  | ctrl | 2050 | 0.44337
3.3 Slow Pyrolysis Large Digest | Large scale slow pyrolysis (20 MW) - Digestate feedstock | Technology-specific data | Alternative Configuation - Heat Losses [MWh/MWh Alternative Total Input] | MWh/MWhAlternativeTotalInput |  | M |  | Lower | 2025 | 0.076822
3.3 Slow Pyrolysis Large Digest | Large scale slow pyrolysis (20 MW) - Digestate feedstock | Technology-specific data | Alternative Configuation - Heat Losses [MWh/MWh Alternative Total Input] | MWh/MWhAlternativeTotalInput |  | M |  | Lower | 2050 | 0.076822
3.3 Slow Pyrolysis Large Digest | Large scale slow pyrolysis (20 MW) - Digestate feedstock | Technology-specific data | Alternative Configuation - Heat Losses [MWh/MWh Alternative Total Input] | MWh/MWhAlternativeTotalInput |  | M |  | Upper | 2025 | 0.076822
3.3 Slow Pyrolysis Large Digest | Large scale slow pyrolysis (20 MW) - Digestate feedstock | Technology-specific data | Alternative Configuation - Heat Losses [MWh/MWh Alternative Total Input] | MWh/MWhAlternativeTotalInput |  | M |  | Upper | 2050 | 0.076822
3.3 Slow Pyrolysis Large Digest | Large scale slow pyrolysis (20 MW) - Digestate feedstock | Technology-specific data | Alternative Configuation - Heat Losses [MWh/MWh Alternative Total Input] | MWh/MWhAlternativeTotalInput |  | M |  | ctrl | 2025 | 0.076822
3.3 Slow Pyrolysis Large Digest | Large scale slow pyrolysis (20 MW) - Digestate feedstock | Technology-specific data | Alternative Configuation - Heat Losses [MWh/MWh Alternative Total Input] | MWh/MWhAlternativeTotalInput |  | M |  | ctrl | 2030 | 0.076822
3.3 Slow Pyrolysis Large Digest | Large scale slow pyrolysis (20 MW) - Digestate feedstock | Technology-specific data | Alternative Configuation - Heat Losses [MWh/MWh Alternative Total Input] | MWh/MWhAlternativeTotalInput |  | M |  | ctrl | 2035 | 0.076822
3.3 Slow Pyrolysis Large Digest | Large scale slow pyrolysis (20 MW) - Digestate feedstock | Technology-specific data | Alternative Configuation - Heat Losses [MWh/MWh Alternative Total Input] | MWh/MWhAlternativeTotalInput |  | M |  | ctrl | 2040 | 0.076822
3.3 Slow Pyrolysis Large Digest | Large scale slow pyrolysis (20 MW) - Digestate feedstock | Technology-specific data | Alternative Configuation - Heat Losses [MWh/MWh Alternative Total Input] | MWh/MWhAlternativeTotalInput |  | M |  | ctrl | 2050 | 0.076822
3.3 Slow Pyrolysis Large Digest | Large scale slow pyrolysis (20 MW) - Digestate feedstock | Technology-specific data | Alternative Configuation - Pyrolysis Gas Output [MWh/MWh Alternative Total Input] | MWh/MWhAlternativeTotalInput |  | M |  | Lower | 2025 | 0.46971
3.3 Slow Pyrolysis Large Digest | Large scale slow pyrolysis (20 MW) - Digestate feedstock | Technology-specific data | Alternative Configuation - Pyrolysis Gas Output [MWh/MWh Alternative Total Input] | MWh/MWhAlternativeTotalInput |  | M |  | Lower | 2050 | 0.46971
3.3 Slow Pyrolysis Large Digest | Large scale slow pyrolysis (20 MW) - Digestate feedstock | Technology-specific data | Alternative Configuation - Pyrolysis Gas Output [MWh/MWh Alternative Total Input] | MWh/MWhAlternativeTotalInput |  | M |  | Upper | 2025 | 0.46971
3.3 Slow Pyrolysis Large Digest | Large scale slow pyrolysis (20 MW) - Digestate feedstock | Technology-specific data | Alternative Configuation - Pyrolysis Gas Output [MWh/MWh Alternative Total Input] | MWh/MWhAlternativeTotalInput |  | M |  | Upper | 2050 | 0.46971
3.3 Slow Pyrolysis Large Digest | Large scale slow pyrolysis (20 MW) - Digestate feedstock | Technology-specific data | Alternative Configuation - Pyrolysis Gas Output [MWh/MWh Alternative Total Input] | MWh/MWhAlternativeTotalInput |  | M |  | ctrl | 2025 | 0.46971
3.3 Slow Pyrolysis Large Digest | Large scale slow pyrolysis (20 MW) - Digestate feedstock | Technology-specific data | Alternative Configuation - Pyrolysis Gas Output [MWh/MWh Alternative Total Input] | MWh/MWhAlternativeTotalInput |  | M |  | ctrl | 2030 | 0.46971
3.3 Slow Pyrolysis Large Digest | Large scale slow pyrolysis (20 MW) - Digestate feedstock | Technology-specific data | Alternative Configuation - Pyrolysis Gas Output [MWh/MWh Alternative Total Input] | MWh/MWhAlternativeTotalInput |  | M |  | ctrl | 2035 | 0.46971
3.3 Slow Pyrolysis Large Digest | Large scale slow pyrolysis (20 MW) - Digestate feedstock | Technology-specific data | Alternative Configuation - Pyrolysis Gas Output [MWh/MWh Alternative Total Input] | MWh/MWhAlternativeTotalInput |  | M |  | ctrl | 2040 | 0.46971
3.3 Slow Pyrolysis Large Digest | Large scale slow pyrolysis (20 MW) - Digestate feedstock | Technology-specific data | Alternative Configuation - Pyrolysis Gas Output [MWh/MWh Alternative Total Input] | MWh/MWhAlternativeTotalInput |  | M |  | ctrl | 2050 | 0.46971
3.3 Slow Pyrolysis Large Digest | Large scale slow pyrolysis (20 MW) - Digestate feedstock | Technology-specific data | Alternative Configuation - Steam Output [MWh/MWh Alternative Total Input] | MWh/MWhAlternativeTotalInput |  | M |  | Lower | 2025 | 0.010097
3.3 Slow Pyrolysis Large Digest | Large scale slow pyrolysis (20 MW) - Digestate feedstock | Technology-specific data | Alternative Configuation - Steam Output [MWh/MWh Alternative Total Input] | MWh/MWhAlternativeTotalInput |  | M |  | Lower | 2050 | 0.010097
3.3 Slow Pyrolysis Large Digest | Large scale slow pyrolysis (20 MW) - Digestate feedstock | Technology-specific data | Alternative Configuation - Steam Output [MWh/MWh Alternative Total Input] | MWh/MWhAlternativeTotalInput |  | M |  | Upper | 2025 | 0.010097
3.3 Slow Pyrolysis Large Digest | Large scale slow pyrolysis (20 MW) - Digestate feedstock | Technology-specific data | Alternative Configuation - Steam Output [MWh/MWh Alternative Total Input] | MWh/MWhAlternativeTotalInput |  | M |  | Upper | 2050 | 0.010097
3.3 Slow Pyrolysis Large Digest | Large scale slow pyrolysis (20 MW) - Digestate feedstock | Technology-specific data | Alternative Configuation - Steam Output [MWh/MWh Alternative Total Input] | MWh/MWhAlternativeTotalInput |  | M |  | ctrl | 2025 | 0.010097
3.3 Slow Pyrolysis Large Digest | Large scale slow pyrolysis (20 MW) - Digestate feedstock | Technology-specific data | Alternative Configuation - Steam Output [MWh/MWh Alternative Total Input] | MWh/MWhAlternativeTotalInput |  | M |  | ctrl | 2030 | 0.010097
3.3 Slow Pyrolysis Large Digest | Large scale slow pyrolysis (20 MW) - Digestate feedstock | Technology-specific data | Alternative Configuation - Steam Output [MWh/MWh Alternative Total Input] | MWh/MWhAlternativeTotalInput |  | M |  | ctrl | 2035 | 0.010097
3.3 Slow Pyrolysis Large Digest | Large scale slow pyrolysis (20 MW) - Digestate feedstock | Technology-specific data | Alternative Configuation - Steam Output [MWh/MWh Alternative Total Input] | MWh/MWhAlternativeTotalInput |  | M |  | ctrl | 2040 | 0.010097
3.3 Slow Pyrolysis Large Digest | Large scale slow pyrolysis (20 MW) - Digestate feedstock | Technology-specific data | Alternative Configuation - Steam Output [MWh/MWh Alternative Total Input] | MWh/MWhAlternativeTotalInput |  | M |  | ctrl | 2050 | 0.010097
3.3 Slow Pyrolysis Large Digest | Large scale slow pyrolysis (20 MW) - Digestate feedstock | Technology-specific data | Alternative Configuation - Total plant size [MW input] | MWinput |  | M |  | Lower | 2025 | 22.78
3.3 Slow Pyrolysis Large Digest | Large scale slow pyrolysis (20 MW) - Digestate feedstock | Technology-specific data | Alternative Configuation - Total plant size [MW input] | MWinput |  | M |  | Lower | 2050 | 22.78
3.3 Slow Pyrolysis Large Digest | Large scale slow pyrolysis (20 MW) - Digestate feedstock | Technology-specific data | Alternative Configuation - Total plant size [MW input] | MWinput |  | M |  | Upper | 2025 | 22.78
3.3 Slow Pyrolysis Large Digest | Large scale slow pyrolysis (20 MW) - Digestate feedstock | Technology-specific data | Alternative Configuation - Total plant size [MW input] | MWinput |  | M |  | Upper | 2050 | 22.78
3.3 Slow Pyrolysis Large Digest | Large scale slow pyrolysis (20 MW) - Digestate feedstock | Technology-specific data | Alternative Configuation - Total plant size [MW input] | MWinput |  | M |  | ctrl | 2025 | 22.78
3.3 Slow Pyrolysis Large Digest | Large scale slow pyrolysis (20 MW) - Digestate feedstock | Technology-specific data | Alternative Configuation - Total plant size [MW input] | MWinput |  | M |  | ctrl | 2030 | 22.78
3.3 Slow Pyrolysis Large Digest | Large scale slow pyrolysis (20 MW) - Digestate feedstock | Technology-specific data | Alternative Configuation - Total plant size [MW input] | MWinput |  | M |  | ctrl | 2035 | 22.78
3.3 Slow Pyrolysis Large Digest | Large scale slow pyrolysis (20 MW) - Digestate feedstock | Technology-specific data | Alternative Configuation - Total plant size [MW input] | MWinput |  | M |  | ctrl | 2040 | 22.78
3.3 Slow Pyrolysis Large Digest | Large scale slow pyrolysis (20 MW) - Digestate feedstock | Technology-specific data | Alternative Configuation - Total plant size [MW input] | MWinput |  | M |  | ctrl | 2050 | 22.78
3.3 Slow Pyrolysis Large Digest | Large scale slow pyrolysis (20 MW) - Digestate feedstock | Technology-specific data | Reciculated Heat [MW] | MW |  | I |  | Lower | 2025 | 1.65
3.3 Slow Pyrolysis Large Digest | Large scale slow pyrolysis (20 MW) - Digestate feedstock | Technology-specific data | Reciculated Heat [MW] | MW |  | I |  | Lower | 2050 | 1.65
3.3 Slow Pyrolysis Large Digest | Large scale slow pyrolysis (20 MW) - Digestate feedstock | Technology-specific data | Reciculated Heat [MW] | MW |  | I |  | Upper | 2025 | 1.65
3.3 Slow Pyrolysis Large Digest | Large scale slow pyrolysis (20 MW) - Digestate feedstock | Technology-specific data | Reciculated Heat [MW] | MW |  | I |  | Upper | 2050 | 1.65
3.3 Slow Pyrolysis Large Digest | Large scale slow pyrolysis (20 MW) - Digestate feedstock | Technology-specific data | Reciculated Heat [MW] | MW |  | I |  | ctrl | 2025 | 1.65
3.3 Slow Pyrolysis Large Digest | Large scale slow pyrolysis (20 MW) - Digestate feedstock | Technology-specific data | Reciculated Heat [MW] | MW |  | I |  | ctrl | 2030 | 1.65
3.3 Slow Pyrolysis Large Digest | Large scale slow pyrolysis (20 MW) - Digestate feedstock | Technology-specific data | Reciculated Heat [MW] | MW |  | I |  | ctrl | 2035 | 1.65
3.3 Slow Pyrolysis Large Digest | Large scale slow pyrolysis (20 MW) - Digestate feedstock | Technology-specific data | Reciculated Heat [MW] | MW |  | I |  | ctrl | 2040 | 1.65
3.3 Slow Pyrolysis Large Digest | Large scale slow pyrolysis (20 MW) - Digestate feedstock | Technology-specific data | Reciculated Heat [MW] | MW |  | I |  | ctrl | 2050 | 1.65
3.3 Slow Pyrolysis Large Digest | Large scale slow pyrolysis (20 MW) - Digestate feedstock | Technology-specific data | Specific bulk density of biochar [ton/m3] | ton/m3 |  |  | [4] | Lower | 2025 | 0.15
3.3 Slow Pyrolysis Large Digest | Large scale slow pyrolysis (20 MW) - Digestate feedstock | Technology-specific data | Specific bulk density of biochar [ton/m3] | ton/m3 |  |  | [4] | Lower | 2050 | 0.15
3.3 Slow Pyrolysis Large Digest | Large scale slow pyrolysis (20 MW) - Digestate feedstock | Technology-specific data | Specific bulk density of biochar [ton/m3] | ton/m3 |  |  | [4] | Upper | 2025 | 0.5
3.3 Slow Pyrolysis Large Digest | Large scale slow pyrolysis (20 MW) - Digestate feedstock | Technology-specific data | Specific bulk density of biochar [ton/m3] | ton/m3 |  |  | [4] | Upper | 2050 | 0.5
3.3 Slow Pyrolysis Large Digest | Large scale slow pyrolysis (20 MW) - Digestate feedstock | Technology-specific data | Specific bulk density of biochar [ton/m3] | ton/m3 |  |  | [4] | ctrl | 2025 | 0.5
3.3 Slow Pyrolysis Large Digest | Large scale slow pyrolysis (20 MW) - Digestate feedstock | Technology-specific data | Specific bulk density of biochar [ton/m3] | ton/m3 |  |  | [4] | ctrl | 2030 | 0.5
3.3 Slow Pyrolysis Large Digest | Large scale slow pyrolysis (20 MW) - Digestate feedstock | Technology-specific data | Specific bulk density of biochar [ton/m3] | ton/m3 |  |  | [4] | ctrl | 2035 | 0.5
3.3 Slow Pyrolysis Large Digest | Large scale slow pyrolysis (20 MW) - Digestate feedstock | Technology-specific data | Specific bulk density of biochar [ton/m3] | ton/m3 |  |  | [4] | ctrl | 2040 | 0.5
3.3 Slow Pyrolysis Large Digest | Large scale slow pyrolysis (20 MW) - Digestate feedstock | Technology-specific data | Specific bulk density of biochar [ton/m3] | ton/m3 |  |  | [4] | ctrl | 2050 | 0.5
3.3 Slow Pyrolysis Large Digest | Large scale slow pyrolysis (20 MW) - Digestate feedstock | Technology-specific data | Specific energy content LHV [GJ/ton biochar from digestate] | GJ/tonbiocharfromdigestate |  | L | [3,5] | Lower | 2025 | 22
3.3 Slow Pyrolysis Large Digest | Large scale slow pyrolysis (20 MW) - Digestate feedstock | Technology-specific data | Specific energy content LHV [GJ/ton biochar from digestate] | GJ/tonbiocharfromdigestate |  | L | [3,5] | Lower | 2050 | 22
3.3 Slow Pyrolysis Large Digest | Large scale slow pyrolysis (20 MW) - Digestate feedstock | Technology-specific data | Specific energy content LHV [GJ/ton biochar from digestate] | GJ/tonbiocharfromdigestate |  | L | [3,5] | Upper | 2025 | 22
3.3 Slow Pyrolysis Large Digest | Large scale slow pyrolysis (20 MW) - Digestate feedstock | Technology-specific data | Specific energy content LHV [GJ/ton biochar from digestate] | GJ/tonbiocharfromdigestate |  | L | [3,5] | Upper | 2050 | 22
3.3 Slow Pyrolysis Large Digest | Large scale slow pyrolysis (20 MW) - Digestate feedstock | Technology-specific data | Specific energy content LHV [GJ/ton biochar from digestate] | GJ/tonbiocharfromdigestate |  | L | [3,5] | ctrl | 2025 | 22
3.3 Slow Pyrolysis Large Digest | Large scale slow pyrolysis (20 MW) - Digestate feedstock | Technology-specific data | Specific energy content LHV [GJ/ton biochar from digestate] | GJ/tonbiocharfromdigestate |  | L | [3,5] | ctrl | 2030 | 22
3.3 Slow Pyrolysis Large Digest | Large scale slow pyrolysis (20 MW) - Digestate feedstock | Technology-specific data | Specific energy content LHV [GJ/ton biochar from digestate] | GJ/tonbiocharfromdigestate |  | L | [3,5] | ctrl | 2035 | 22
3.3 Slow Pyrolysis Large Digest | Large scale slow pyrolysis (20 MW) - Digestate feedstock | Technology-specific data | Specific energy content LHV [GJ/ton biochar from digestate] | GJ/tonbiocharfromdigestate |  | L | [3,5] | ctrl | 2040 | 22
3.3 Slow Pyrolysis Large Digest | Large scale slow pyrolysis (20 MW) - Digestate feedstock | Technology-specific data | Specific energy content LHV [GJ/ton biochar from digestate] | GJ/tonbiocharfromdigestate |  | L | [3,5] | ctrl | 2050 | 22
3.3 Slow Pyrolysis Small Straw | Small scale slow pyrolysis (1 MW) - Straw feedstock | Energy/technical data | Biochar Output [MWh/MWh Total Input] | MWh/MWhTotalInput |  | B, E | [6] | Lower | 2025 | 0.44
3.3 Slow Pyrolysis Small Straw | Small scale slow pyrolysis (1 MW) - Straw feedstock | Energy/technical data | Biochar Output [MWh/MWh Total Input] | MWh/MWhTotalInput |  | B, E | [6] | Lower | 2050 | 0.44
3.3 Slow Pyrolysis Small Straw | Small scale slow pyrolysis (1 MW) - Straw feedstock | Energy/technical data | Biochar Output [MWh/MWh Total Input] | MWh/MWhTotalInput |  | B, E | [6] | Upper | 2025 | 0.44
3.3 Slow Pyrolysis Small Straw | Small scale slow pyrolysis (1 MW) - Straw feedstock | Energy/technical data | Biochar Output [MWh/MWh Total Input] | MWh/MWhTotalInput |  | B, E | [6] | Upper | 2050 | 0.44
3.3 Slow Pyrolysis Small Straw | Small scale slow pyrolysis (1 MW) - Straw feedstock | Energy/technical data | Biochar Output [MWh/MWh Total Input] | MWh/MWhTotalInput |  | B, E | [6] | ctrl | 2025 | 0.43988
3.3 Slow Pyrolysis Small Straw | Small scale slow pyrolysis (1 MW) - Straw feedstock | Energy/technical data | Biochar Output [MWh/MWh Total Input] | MWh/MWhTotalInput |  | B, E | [6] | ctrl | 2030 | 0.44
3.3 Slow Pyrolysis Small Straw | Small scale slow pyrolysis (1 MW) - Straw feedstock | Energy/technical data | Biochar Output [MWh/MWh Total Input] | MWh/MWhTotalInput |  | B, E | [6] | ctrl | 2035 | 0.44
3.3 Slow Pyrolysis Small Straw | Small scale slow pyrolysis (1 MW) - Straw feedstock | Energy/technical data | Biochar Output [MWh/MWh Total Input] | MWh/MWhTotalInput |  | B, E | [6] | ctrl | 2040 | 0.44
3.3 Slow Pyrolysis Small Straw | Small scale slow pyrolysis (1 MW) - Straw feedstock | Energy/technical data | Biochar Output [MWh/MWh Total Input] | MWh/MWhTotalInput |  | B, E | [6] | ctrl | 2050 | 0.44
3.3 Slow Pyrolysis Small Straw | Small scale slow pyrolysis (1 MW) - Straw feedstock | Energy/technical data | Construction time [years] | years |  |  |  | Lower | 2025 | 1.5
3.3 Slow Pyrolysis Small Straw | Small scale slow pyrolysis (1 MW) - Straw feedstock | Energy/technical data | Construction time [years] | years |  |  |  | Lower | 2050 | 1.5
3.3 Slow Pyrolysis Small Straw | Small scale slow pyrolysis (1 MW) - Straw feedstock | Energy/technical data | Construction time [years] | years |  |  |  | Upper | 2025 | 2
3.3 Slow Pyrolysis Small Straw | Small scale slow pyrolysis (1 MW) - Straw feedstock | Energy/technical data | Construction time [years] | years |  |  |  | Upper | 2050 | 2
3.3 Slow Pyrolysis Small Straw | Small scale slow pyrolysis (1 MW) - Straw feedstock | Energy/technical data | Construction time [years] | years |  |  |  | ctrl | 2025 | 1.5
3.3 Slow Pyrolysis Small Straw | Small scale slow pyrolysis (1 MW) - Straw feedstock | Energy/technical data | Construction time [years] | years |  |  |  | ctrl | 2030 | 1.5
3.3 Slow Pyrolysis Small Straw | Small scale slow pyrolysis (1 MW) - Straw feedstock | Energy/technical data | Construction time [years] | years |  |  |  | ctrl | 2035 | 1.5
3.3 Slow Pyrolysis Small Straw | Small scale slow pyrolysis (1 MW) - Straw feedstock | Energy/technical data | Construction time [years] | years |  |  |  | ctrl | 2040 | 1.5
3.3 Slow Pyrolysis Small Straw | Small scale slow pyrolysis (1 MW) - Straw feedstock | Energy/technical data | Construction time [years] | years |  |  |  | ctrl | 2050 | 1.5
3.3 Slow Pyrolysis Small Straw | Small scale slow pyrolysis (1 MW) - Straw feedstock | Energy/technical data | Electricity Consumption [MWh/MWh Total Input] | MWh/MWhTotalInput |  | E |  | Lower | 2025 | 0.022483
3.3 Slow Pyrolysis Small Straw | Small scale slow pyrolysis (1 MW) - Straw feedstock | Energy/technical data | Electricity Consumption [MWh/MWh Total Input] | MWh/MWhTotalInput |  | E |  | Lower | 2050 | 0.022483
3.3 Slow Pyrolysis Small Straw | Small scale slow pyrolysis (1 MW) - Straw feedstock | Energy/technical data | Electricity Consumption [MWh/MWh Total Input] | MWh/MWhTotalInput |  | E |  | Upper | 2025 | 0.022483
3.3 Slow Pyrolysis Small Straw | Small scale slow pyrolysis (1 MW) - Straw feedstock | Energy/technical data | Electricity Consumption [MWh/MWh Total Input] | MWh/MWhTotalInput |  | E |  | Upper | 2050 | 0.022483
3.3 Slow Pyrolysis Small Straw | Small scale slow pyrolysis (1 MW) - Straw feedstock | Energy/technical data | Electricity Consumption [MWh/MWh Total Input] | MWh/MWhTotalInput |  | E |  | ctrl | 2025 | 0.022483
3.3 Slow Pyrolysis Small Straw | Small scale slow pyrolysis (1 MW) - Straw feedstock | Energy/technical data | Electricity Consumption [MWh/MWh Total Input] | MWh/MWhTotalInput |  | E |  | ctrl | 2030 | 0.022483
3.3 Slow Pyrolysis Small Straw | Small scale slow pyrolysis (1 MW) - Straw feedstock | Energy/technical data | Electricity Consumption [MWh/MWh Total Input] | MWh/MWhTotalInput |  | E |  | ctrl | 2035 | 0.022483
3.3 Slow Pyrolysis Small Straw | Small scale slow pyrolysis (1 MW) - Straw feedstock | Energy/technical data | Electricity Consumption [MWh/MWh Total Input] | MWh/MWhTotalInput |  | E |  | ctrl | 2040 | 0.022483
3.3 Slow Pyrolysis Small Straw | Small scale slow pyrolysis (1 MW) - Straw feedstock | Energy/technical data | Electricity Consumption [MWh/MWh Total Input] | MWh/MWhTotalInput |  | E |  | ctrl | 2050 | 0.022483
3.3 Slow Pyrolysis Small Straw | Small scale slow pyrolysis (1 MW) - Straw feedstock | Energy/technical data | Feedstock Consumption [MWh/MWh Total Input] | MWh/MWhTotalInput |  | E |  | Lower | 2025 | 0.97752
3.3 Slow Pyrolysis Small Straw | Small scale slow pyrolysis (1 MW) - Straw feedstock | Energy/technical data | Feedstock Consumption [MWh/MWh Total Input] | MWh/MWhTotalInput |  | E |  | Lower | 2050 | 0.97752
3.3 Slow Pyrolysis Small Straw | Small scale slow pyrolysis (1 MW) - Straw feedstock | Energy/technical data | Feedstock Consumption [MWh/MWh Total Input] | MWh/MWhTotalInput |  | E |  | Upper | 2025 | 0.97752
3.3 Slow Pyrolysis Small Straw | Small scale slow pyrolysis (1 MW) - Straw feedstock | Energy/technical data | Feedstock Consumption [MWh/MWh Total Input] | MWh/MWhTotalInput |  | E |  | Upper | 2050 | 0.97752
3.3 Slow Pyrolysis Small Straw | Small scale slow pyrolysis (1 MW) - Straw feedstock | Energy/technical data | Feedstock Consumption [MWh/MWh Total Input] | MWh/MWhTotalInput |  | E |  | ctrl | 2025 | 0.97752
3.3 Slow Pyrolysis Small Straw | Small scale slow pyrolysis (1 MW) - Straw feedstock | Energy/technical data | Feedstock Consumption [MWh/MWh Total Input] | MWh/MWhTotalInput |  | E |  | ctrl | 2030 | 0.97752
3.3 Slow Pyrolysis Small Straw | Small scale slow pyrolysis (1 MW) - Straw feedstock | Energy/technical data | Feedstock Consumption [MWh/MWh Total Input] | MWh/MWhTotalInput |  | E |  | ctrl | 2035 | 0.97752
3.3 Slow Pyrolysis Small Straw | Small scale slow pyrolysis (1 MW) - Straw feedstock | Energy/technical data | Feedstock Consumption [MWh/MWh Total Input] | MWh/MWhTotalInput |  | E |  | ctrl | 2040 | 0.97752
3.3 Slow Pyrolysis Small Straw | Small scale slow pyrolysis (1 MW) - Straw feedstock | Energy/technical data | Feedstock Consumption [MWh/MWh Total Input] | MWh/MWhTotalInput |  | E |  | ctrl | 2050 | 0.97752
3.3 Slow Pyrolysis Small Straw | Small scale slow pyrolysis (1 MW) - Straw feedstock | Energy/technical data | Forced outage [%] | pct. |  | G |  | Lower | 2025 | 0.02
3.3 Slow Pyrolysis Small Straw | Small scale slow pyrolysis (1 MW) - Straw feedstock | Energy/technical data | Forced outage [%] | pct. |  | G |  | Lower | 2050 | 0.02
3.3 Slow Pyrolysis Small Straw | Small scale slow pyrolysis (1 MW) - Straw feedstock | Energy/technical data | Forced outage [%] | pct. |  | G |  | Upper | 2025 | 0.03
3.3 Slow Pyrolysis Small Straw | Small scale slow pyrolysis (1 MW) - Straw feedstock | Energy/technical data | Forced outage [%] | pct. |  | G |  | Upper | 2050 | 0.03
3.3 Slow Pyrolysis Small Straw | Small scale slow pyrolysis (1 MW) - Straw feedstock | Energy/technical data | Forced outage [%] | pct. |  | G |  | ctrl | 2025 | 0.02
3.3 Slow Pyrolysis Small Straw | Small scale slow pyrolysis (1 MW) - Straw feedstock | Energy/technical data | Forced outage [%] | pct. |  | G |  | ctrl | 2030 | 0.02
3.3 Slow Pyrolysis Small Straw | Small scale slow pyrolysis (1 MW) - Straw feedstock | Energy/technical data | Forced outage [%] | pct. |  | G |  | ctrl | 2035 | 0.02
3.3 Slow Pyrolysis Small Straw | Small scale slow pyrolysis (1 MW) - Straw feedstock | Energy/technical data | Forced outage [%] | pct. |  | G |  | ctrl | 2040 | 0.02
3.3 Slow Pyrolysis Small Straw | Small scale slow pyrolysis (1 MW) - Straw feedstock | Energy/technical data | Forced outage [%] | pct. |  | G |  | ctrl | 2050 | 0.02
3.3 Slow Pyrolysis Small Straw | Small scale slow pyrolysis (1 MW) - Straw feedstock | Energy/technical data | Heat Losses [MWh/MWh total input] | MWh/MWhtotalinput |  | B, E | [6] | Lower | 2025 | 0.18
3.3 Slow Pyrolysis Small Straw | Small scale slow pyrolysis (1 MW) - Straw feedstock | Energy/technical data | Heat Losses [MWh/MWh total input] | MWh/MWhtotalinput |  | B, E | [6] | Lower | 2050 | 0.18
3.3 Slow Pyrolysis Small Straw | Small scale slow pyrolysis (1 MW) - Straw feedstock | Energy/technical data | Heat Losses [MWh/MWh total input] | MWh/MWhtotalinput |  | B, E | [6] | Upper | 2025 | 0.18
3.3 Slow Pyrolysis Small Straw | Small scale slow pyrolysis (1 MW) - Straw feedstock | Energy/technical data | Heat Losses [MWh/MWh total input] | MWh/MWhtotalinput |  | B, E | [6] | Upper | 2050 | 0.18
3.3 Slow Pyrolysis Small Straw | Small scale slow pyrolysis (1 MW) - Straw feedstock | Energy/technical data | Heat Losses [MWh/MWh total input] | MWh/MWhtotalinput |  | B, E | [6] | ctrl | 2025 | 0.18
3.3 Slow Pyrolysis Small Straw | Small scale slow pyrolysis (1 MW) - Straw feedstock | Energy/technical data | Heat Losses [MWh/MWh total input] | MWh/MWhtotalinput |  | B, E | [6] | ctrl | 2030 | 0.18
3.3 Slow Pyrolysis Small Straw | Small scale slow pyrolysis (1 MW) - Straw feedstock | Energy/technical data | Heat Losses [MWh/MWh total input] | MWh/MWhtotalinput |  | B, E | [6] | ctrl | 2035 | 0.18
3.3 Slow Pyrolysis Small Straw | Small scale slow pyrolysis (1 MW) - Straw feedstock | Energy/technical data | Heat Losses [MWh/MWh total input] | MWh/MWhtotalinput |  | B, E | [6] | ctrl | 2040 | 0.18
3.3 Slow Pyrolysis Small Straw | Small scale slow pyrolysis (1 MW) - Straw feedstock | Energy/technical data | Heat Losses [MWh/MWh total input] | MWh/MWhtotalinput |  | B, E | [6] | ctrl | 2050 | 0.18
3.3 Slow Pyrolysis Small Straw | Small scale slow pyrolysis (1 MW) - Straw feedstock | Energy/technical data | Heat Output [MWh/MWh Total Input] | MWh/MWhTotalInput |  | B, E, H | [6] | Lower | 2025 | 0.38
3.3 Slow Pyrolysis Small Straw | Small scale slow pyrolysis (1 MW) - Straw feedstock | Energy/technical data | Heat Output [MWh/MWh Total Input] | MWh/MWhTotalInput |  | B, E, H | [6] | Lower | 2050 | 0.38
3.3 Slow Pyrolysis Small Straw | Small scale slow pyrolysis (1 MW) - Straw feedstock | Energy/technical data | Heat Output [MWh/MWh Total Input] | MWh/MWhTotalInput |  | B, E, H | [6] | Upper | 2025 | 0.38
3.3 Slow Pyrolysis Small Straw | Small scale slow pyrolysis (1 MW) - Straw feedstock | Energy/technical data | Heat Output [MWh/MWh Total Input] | MWh/MWhTotalInput |  | B, E, H | [6] | Upper | 2050 | 0.38
3.3 Slow Pyrolysis Small Straw | Small scale slow pyrolysis (1 MW) - Straw feedstock | Energy/technical data | Heat Output [MWh/MWh Total Input] | MWh/MWhTotalInput |  | B, E, H | [6] | ctrl | 2025 | 0.38025
3.3 Slow Pyrolysis Small Straw | Small scale slow pyrolysis (1 MW) - Straw feedstock | Energy/technical data | Heat Output [MWh/MWh Total Input] | MWh/MWhTotalInput |  | B, E, H | [6] | ctrl | 2030 | 0.38
3.3 Slow Pyrolysis Small Straw | Small scale slow pyrolysis (1 MW) - Straw feedstock | Energy/technical data | Heat Output [MWh/MWh Total Input] | MWh/MWhTotalInput |  | B, E, H | [6] | ctrl | 2035 | 0.38
3.3 Slow Pyrolysis Small Straw | Small scale slow pyrolysis (1 MW) - Straw feedstock | Energy/technical data | Heat Output [MWh/MWh Total Input] | MWh/MWhTotalInput |  | B, E, H | [6] | ctrl | 2040 | 0.38
3.3 Slow Pyrolysis Small Straw | Small scale slow pyrolysis (1 MW) - Straw feedstock | Energy/technical data | Heat Output [MWh/MWh Total Input] | MWh/MWhTotalInput |  | B, E, H | [6] | ctrl | 2050 | 0.38
3.3 Slow Pyrolysis Small Straw | Small scale slow pyrolysis (1 MW) - Straw feedstock | Energy/technical data | Planned outage [weeks per year] | weeks/year |  |  |  | Lower | 2025 | 1
3.3 Slow Pyrolysis Small Straw | Small scale slow pyrolysis (1 MW) - Straw feedstock | Energy/technical data | Planned outage [weeks per year] | weeks/year |  |  |  | Lower | 2050 | 1
3.3 Slow Pyrolysis Small Straw | Small scale slow pyrolysis (1 MW) - Straw feedstock | Energy/technical data | Planned outage [weeks per year] | weeks/year |  |  |  | Upper | 2025 | 2
3.3 Slow Pyrolysis Small Straw | Small scale slow pyrolysis (1 MW) - Straw feedstock | Energy/technical data | Planned outage [weeks per year] | weeks/year |  |  |  | Upper | 2050 | 2
3.3 Slow Pyrolysis Small Straw | Small scale slow pyrolysis (1 MW) - Straw feedstock | Energy/technical data | Planned outage [weeks per year] | weeks/year |  |  |  | ctrl | 2025 | 1
3.3 Slow Pyrolysis Small Straw | Small scale slow pyrolysis (1 MW) - Straw feedstock | Energy/technical data | Planned outage [weeks per year] | weeks/year |  |  |  | ctrl | 2030 | 1
3.3 Slow Pyrolysis Small Straw | Small scale slow pyrolysis (1 MW) - Straw feedstock | Energy/technical data | Planned outage [weeks per year] | weeks/year |  |  |  | ctrl | 2035 | 1
3.3 Slow Pyrolysis Small Straw | Small scale slow pyrolysis (1 MW) - Straw feedstock | Energy/technical data | Planned outage [weeks per year] | weeks/year |  |  |  | ctrl | 2040 | 1
3.3 Slow Pyrolysis Small Straw | Small scale slow pyrolysis (1 MW) - Straw feedstock | Energy/technical data | Planned outage [weeks per year] | weeks/year |  |  |  | ctrl | 2050 | 1
3.3 Slow Pyrolysis Small Straw | Small scale slow pyrolysis (1 MW) - Straw feedstock | Energy/technical data | Technical lifetime [years] | years |  | E, F |  | Lower | 2025 | 15
3.3 Slow Pyrolysis Small Straw | Small scale slow pyrolysis (1 MW) - Straw feedstock | Energy/technical data | Technical lifetime [years] | years |  | E, F |  | Lower | 2050 | 15
3.3 Slow Pyrolysis Small Straw | Small scale slow pyrolysis (1 MW) - Straw feedstock | Energy/technical data | Technical lifetime [years] | years |  | E, F |  | Upper | 2025 | 20
3.3 Slow Pyrolysis Small Straw | Small scale slow pyrolysis (1 MW) - Straw feedstock | Energy/technical data | Technical lifetime [years] | years |  | E, F |  | Upper | 2050 | 20
3.3 Slow Pyrolysis Small Straw | Small scale slow pyrolysis (1 MW) - Straw feedstock | Energy/technical data | Technical lifetime [years] | years |  | E, F |  | ctrl | 2025 | 15
3.3 Slow Pyrolysis Small Straw | Small scale slow pyrolysis (1 MW) - Straw feedstock | Energy/technical data | Technical lifetime [years] | years |  | E, F |  | ctrl | 2030 | 15
3.3 Slow Pyrolysis Small Straw | Small scale slow pyrolysis (1 MW) - Straw feedstock | Energy/technical data | Technical lifetime [years] | years |  | E, F |  | ctrl | 2035 | 15
3.3 Slow Pyrolysis Small Straw | Small scale slow pyrolysis (1 MW) - Straw feedstock | Energy/technical data | Technical lifetime [years] | years |  | E, F |  | ctrl | 2040 | 15
3.3 Slow Pyrolysis Small Straw | Small scale slow pyrolysis (1 MW) - Straw feedstock | Energy/technical data | Technical lifetime [years] | years |  | E, F |  | ctrl | 2050 | 15
3.3 Slow Pyrolysis Small Straw | Small scale slow pyrolysis (1 MW) - Straw feedstock | Energy/technical data | Typical total plant size [MW Input biomass] | MWInputbiomass |  | A | [1, 3, 6] | Lower | 2025 | 0.5
3.3 Slow Pyrolysis Small Straw | Small scale slow pyrolysis (1 MW) - Straw feedstock | Energy/technical data | Typical total plant size [MW Input biomass] | MWInputbiomass |  | A | [1, 3, 6] | Lower | 2050 | 0.5
3.3 Slow Pyrolysis Small Straw | Small scale slow pyrolysis (1 MW) - Straw feedstock | Energy/technical data | Typical total plant size [MW Input biomass] | MWInputbiomass |  | A | [1, 3, 6] | Upper | 2025 | 1.5
3.3 Slow Pyrolysis Small Straw | Small scale slow pyrolysis (1 MW) - Straw feedstock | Energy/technical data | Typical total plant size [MW Input biomass] | MWInputbiomass |  | A | [1, 3, 6] | Upper | 2050 | 1.5
3.3 Slow Pyrolysis Small Straw | Small scale slow pyrolysis (1 MW) - Straw feedstock | Energy/technical data | Typical total plant size [MW Input biomass] | MWInputbiomass |  | A | [1, 3, 6] | ctrl | 2025 | 1
3.3 Slow Pyrolysis Small Straw | Small scale slow pyrolysis (1 MW) - Straw feedstock | Energy/technical data | Typical total plant size [MW Input biomass] | MWInputbiomass |  | A | [1, 3, 6] | ctrl | 2030 | 1
3.3 Slow Pyrolysis Small Straw | Small scale slow pyrolysis (1 MW) - Straw feedstock | Energy/technical data | Typical total plant size [MW Input biomass] | MWInputbiomass |  | A | [1, 3, 6] | ctrl | 2035 | 1
3.3 Slow Pyrolysis Small Straw | Small scale slow pyrolysis (1 MW) - Straw feedstock | Energy/technical data | Typical total plant size [MW Input biomass] | MWInputbiomass |  | A | [1, 3, 6] | ctrl | 2040 | 1
3.3 Slow Pyrolysis Small Straw | Small scale slow pyrolysis (1 MW) - Straw feedstock | Energy/technical data | Typical total plant size [MW Input biomass] | MWInputbiomass |  | A | [1, 3, 6] | ctrl | 2050 | 1
3.3 Slow Pyrolysis Small Straw | Small scale slow pyrolysis (1 MW) - Straw feedstock | Energy/technical data | Typical total plant size [MW input] | MWinput |  | E |  | Lower | 2025 | 0.5115
3.3 Slow Pyrolysis Small Straw | Small scale slow pyrolysis (1 MW) - Straw feedstock | Energy/technical data | Typical total plant size [MW input] | MWinput |  | E |  | Lower | 2050 | 0.5115
3.3 Slow Pyrolysis Small Straw | Small scale slow pyrolysis (1 MW) - Straw feedstock | Energy/technical data | Typical total plant size [MW input] | MWinput |  | E |  | Upper | 2025 | 1.5345
3.3 Slow Pyrolysis Small Straw | Small scale slow pyrolysis (1 MW) - Straw feedstock | Energy/technical data | Typical total plant size [MW input] | MWinput |  | E |  | Upper | 2050 | 1.5345
3.3 Slow Pyrolysis Small Straw | Small scale slow pyrolysis (1 MW) - Straw feedstock | Energy/technical data | Typical total plant size [MW input] | MWinput |  | E |  | ctrl | 2025 | 1.023
3.3 Slow Pyrolysis Small Straw | Small scale slow pyrolysis (1 MW) - Straw feedstock | Energy/technical data | Typical total plant size [MW input] | MWinput |  | E |  | ctrl | 2030 | 1.023
3.3 Slow Pyrolysis Small Straw | Small scale slow pyrolysis (1 MW) - Straw feedstock | Energy/technical data | Typical total plant size [MW input] | MWinput |  | E |  | ctrl | 2035 | 1.023
3.3 Slow Pyrolysis Small Straw | Small scale slow pyrolysis (1 MW) - Straw feedstock | Energy/technical data | Typical total plant size [MW input] | MWinput |  | E |  | ctrl | 2040 | 1.023
3.3 Slow Pyrolysis Small Straw | Small scale slow pyrolysis (1 MW) - Straw feedstock | Energy/technical data | Typical total plant size [MW input] | MWinput |  | E |  | ctrl | 2050 | 1.023
3.3 Slow Pyrolysis Small Straw | Small scale slow pyrolysis (1 MW) - Straw feedstock | Financial data | - equipment [%] | pct. |  |  |  | Lower | 2025 | 0.85
3.3 Slow Pyrolysis Small Straw | Small scale slow pyrolysis (1 MW) - Straw feedstock | Financial data | - equipment [%] | pct. |  |  |  | Lower | 2050 | 0.85
3.3 Slow Pyrolysis Small Straw | Small scale slow pyrolysis (1 MW) - Straw feedstock | Financial data | - equipment [%] | pct. |  |  |  | Upper | 2025 | 0.85
3.3 Slow Pyrolysis Small Straw | Small scale slow pyrolysis (1 MW) - Straw feedstock | Financial data | - equipment [%] | pct. |  |  |  | Upper | 2050 | 0.85
3.3 Slow Pyrolysis Small Straw | Small scale slow pyrolysis (1 MW) - Straw feedstock | Financial data | - equipment [%] | pct. |  |  |  | ctrl | 2025 | 0.85
3.3 Slow Pyrolysis Small Straw | Small scale slow pyrolysis (1 MW) - Straw feedstock | Financial data | - equipment [%] | pct. |  |  |  | ctrl | 2030 | 0.85
3.3 Slow Pyrolysis Small Straw | Small scale slow pyrolysis (1 MW) - Straw feedstock | Financial data | - equipment [%] | pct. |  |  |  | ctrl | 2035 | 0.85
3.3 Slow Pyrolysis Small Straw | Small scale slow pyrolysis (1 MW) - Straw feedstock | Financial data | - equipment [%] | pct. |  |  |  | ctrl | 2040 | 0.85
3.3 Slow Pyrolysis Small Straw | Small scale slow pyrolysis (1 MW) - Straw feedstock | Financial data | - equipment [%] | pct. |  |  |  | ctrl | 2050 | 0.85
3.3 Slow Pyrolysis Small Straw | Small scale slow pyrolysis (1 MW) - Straw feedstock | Financial data | - installation [%] | pct. |  |  |  | Lower | 2025 | 1.15
3.3 Slow Pyrolysis Small Straw | Small scale slow pyrolysis (1 MW) - Straw feedstock | Financial data | - installation [%] | pct. |  |  |  | Lower | 2050 | 3.15
3.3 Slow Pyrolysis Small Straw | Small scale slow pyrolysis (1 MW) - Straw feedstock | Financial data | - installation [%] | pct. |  |  |  | Upper | 2025 | 2.15
3.3 Slow Pyrolysis Small Straw | Small scale slow pyrolysis (1 MW) - Straw feedstock | Financial data | - installation [%] | pct. |  |  |  | Upper | 2050 | 4.15
3.3 Slow Pyrolysis Small Straw | Small scale slow pyrolysis (1 MW) - Straw feedstock | Financial data | - installation [%] | pct. |  |  |  | ctrl | 2025 | 0.15
3.3 Slow Pyrolysis Small Straw | Small scale slow pyrolysis (1 MW) - Straw feedstock | Financial data | - installation [%] | pct. |  |  |  | ctrl | 2030 | 0.15
3.3 Slow Pyrolysis Small Straw | Small scale slow pyrolysis (1 MW) - Straw feedstock | Financial data | - installation [%] | pct. |  |  |  | ctrl | 2035 | 0.15
3.3 Slow Pyrolysis Small Straw | Small scale slow pyrolysis (1 MW) - Straw feedstock | Financial data | - installation [%] | pct. |  |  |  | ctrl | 2040 | 0.15
3.3 Slow Pyrolysis Small Straw | Small scale slow pyrolysis (1 MW) - Straw feedstock | Financial data | - installation [%] | pct. |  |  |  | ctrl | 2050 | 0.15
3.3 Slow Pyrolysis Small Straw | Small scale slow pyrolysis (1 MW) - Straw feedstock | Financial data | Fixed and variable O&M [M€/MW output from pyrolysis process/year] | M€/MWoutputfrompyrolysisprocess/year |  | C, E | [1,2] | Lower | 2025 | 0.08
3.3 Slow Pyrolysis Small Straw | Small scale slow pyrolysis (1 MW) - Straw feedstock | Financial data | Fixed and variable O&M [M€/MW output from pyrolysis process/year] | M€/MWoutputfrompyrolysisprocess/year |  | C, E | [1,2] | Lower | 2050 | 0.081
3.3 Slow Pyrolysis Small Straw | Small scale slow pyrolysis (1 MW) - Straw feedstock | Financial data | Fixed and variable O&M [M€/MW output from pyrolysis process/year] | M€/MWoutputfrompyrolysisprocess/year |  | C, E | [1,2] | Upper | 2025 | 0.1
3.3 Slow Pyrolysis Small Straw | Small scale slow pyrolysis (1 MW) - Straw feedstock | Financial data | Fixed and variable O&M [M€/MW output from pyrolysis process/year] | M€/MWoutputfrompyrolysisprocess/year |  | C, E | [1,2] | Upper | 2050 | 0.072
3.3 Slow Pyrolysis Small Straw | Small scale slow pyrolysis (1 MW) - Straw feedstock | Financial data | Fixed and variable O&M [M€/MW output from pyrolysis process/year] | M€/MWoutputfrompyrolysisprocess/year |  | C, E | [1,2] | ctrl | 2025 | 0.09
3.3 Slow Pyrolysis Small Straw | Small scale slow pyrolysis (1 MW) - Straw feedstock | Financial data | Fixed and variable O&M [M€/MW output from pyrolysis process/year] | M€/MWoutputfrompyrolysisprocess/year |  | C, E | [1,2] | ctrl | 2030 | 0.08775
3.3 Slow Pyrolysis Small Straw | Small scale slow pyrolysis (1 MW) - Straw feedstock | Financial data | Fixed and variable O&M [M€/MW output from pyrolysis process/year] | M€/MWoutputfrompyrolysisprocess/year |  | C, E | [1,2] | ctrl | 2035 | 0.081
3.3 Slow Pyrolysis Small Straw | Small scale slow pyrolysis (1 MW) - Straw feedstock | Financial data | Fixed and variable O&M [M€/MW output from pyrolysis process/year] | M€/MWoutputfrompyrolysisprocess/year |  | C, E | [1,2] | ctrl | 2040 | 0.0765
3.3 Slow Pyrolysis Small Straw | Small scale slow pyrolysis (1 MW) - Straw feedstock | Financial data | Fixed and variable O&M [M€/MW output from pyrolysis process/year] | M€/MWoutputfrompyrolysisprocess/year |  | C, E | [1,2] | ctrl | 2050 | 0.0765
3.3 Slow Pyrolysis Small Straw | Small scale slow pyrolysis (1 MW) - Straw feedstock | Financial data | Specific investment [M€/MW output from pyrolysis process] | M€/MWoutputfrompyrolysisprocess |  | C, E | [1,3,2] | Lower | 2025 | 1.7
3.3 Slow Pyrolysis Small Straw | Small scale slow pyrolysis (1 MW) - Straw feedstock | Financial data | Specific investment [M€/MW output from pyrolysis process] | M€/MWoutputfrompyrolysisprocess |  | C, E | [1,3,2] | Lower | 2050 | 1.62
3.3 Slow Pyrolysis Small Straw | Small scale slow pyrolysis (1 MW) - Straw feedstock | Financial data | Specific investment [M€/MW output from pyrolysis process] | M€/MWoutputfrompyrolysisprocess |  | C, E | [1,3,2] | Upper | 2025 | 1.9
3.3 Slow Pyrolysis Small Straw | Small scale slow pyrolysis (1 MW) - Straw feedstock | Financial data | Specific investment [M€/MW output from pyrolysis process] | M€/MWoutputfrompyrolysisprocess |  | C, E | [1,3,2] | Upper | 2050 | 1.44
3.3 Slow Pyrolysis Small Straw | Small scale slow pyrolysis (1 MW) - Straw feedstock | Financial data | Specific investment [M€/MW output from pyrolysis process] | M€/MWoutputfrompyrolysisprocess |  | C, E | [1,3,2] | ctrl | 2025 | 1.8
3.3 Slow Pyrolysis Small Straw | Small scale slow pyrolysis (1 MW) - Straw feedstock | Financial data | Specific investment [M€/MW output from pyrolysis process] | M€/MWoutputfrompyrolysisprocess |  | C, E | [1,3,2] | ctrl | 2030 | 1.755
3.3 Slow Pyrolysis Small Straw | Small scale slow pyrolysis (1 MW) - Straw feedstock | Financial data | Specific investment [M€/MW output from pyrolysis process] | M€/MWoutputfrompyrolysisprocess |  | C, E | [1,3,2] | ctrl | 2035 | 1.62
3.3 Slow Pyrolysis Small Straw | Small scale slow pyrolysis (1 MW) - Straw feedstock | Financial data | Specific investment [M€/MW output from pyrolysis process] | M€/MWoutputfrompyrolysisprocess |  | C, E | [1,3,2] | ctrl | 2040 | 1.53
3.3 Slow Pyrolysis Small Straw | Small scale slow pyrolysis (1 MW) - Straw feedstock | Financial data | Specific investment [M€/MW output from pyrolysis process] | M€/MWoutputfrompyrolysisprocess |  | C, E | [1,3,2] | ctrl | 2050 | 1.53
3.3 Slow Pyrolysis Small Straw | Small scale slow pyrolysis (1 MW) - Straw feedstock | Technology-specific data | Alternative Configuation - Additional Input Heat [MW input] | MWinput |  | H |  | Lower | 2025 | 0.062
3.3 Slow Pyrolysis Small Straw | Small scale slow pyrolysis (1 MW) - Straw feedstock | Technology-specific data | Alternative Configuation - Additional Input Heat [MW input] | MWinput |  | H |  | Lower | 2050 | 0.062
3.3 Slow Pyrolysis Small Straw | Small scale slow pyrolysis (1 MW) - Straw feedstock | Technology-specific data | Alternative Configuation - Additional Input Heat [MW input] | MWinput |  | H |  | Upper | 2025 | 0.186
3.3 Slow Pyrolysis Small Straw | Small scale slow pyrolysis (1 MW) - Straw feedstock | Technology-specific data | Alternative Configuation - Additional Input Heat [MW input] | MWinput |  | H |  | Upper | 2050 | 0.186
3.3 Slow Pyrolysis Small Straw | Small scale slow pyrolysis (1 MW) - Straw feedstock | Technology-specific data | Alternative Configuation - Additional Input Heat [MW input] | MWinput |  | H |  | ctrl | 2025 | 0.124
3.3 Slow Pyrolysis Small Straw | Small scale slow pyrolysis (1 MW) - Straw feedstock | Technology-specific data | Alternative Configuation - Additional Input Heat [MW input] | MWinput |  | H |  | ctrl | 2030 | 0.124
3.3 Slow Pyrolysis Small Straw | Small scale slow pyrolysis (1 MW) - Straw feedstock | Technology-specific data | Alternative Configuation - Additional Input Heat [MW input] | MWinput |  | H |  | ctrl | 2035 | 0.124
3.3 Slow Pyrolysis Small Straw | Small scale slow pyrolysis (1 MW) - Straw feedstock | Technology-specific data | Alternative Configuation - Additional Input Heat [MW input] | MWinput |  | H |  | ctrl | 2040 | 0.124
3.3 Slow Pyrolysis Small Straw | Small scale slow pyrolysis (1 MW) - Straw feedstock | Technology-specific data | Alternative Configuation - Additional Input Heat [MW input] | MWinput |  | H |  | ctrl | 2050 | 0.124
3.3 Slow Pyrolysis Small Straw | Small scale slow pyrolysis (1 MW) - Straw feedstock | Technology-specific data | Alternative Configuation - Biochar Output [MWh/MWh Alternative Total Input] | MWh/MWhAlternativeTotalInput |  | H |  | Lower | 2025 | 0.39233
3.3 Slow Pyrolysis Small Straw | Small scale slow pyrolysis (1 MW) - Straw feedstock | Technology-specific data | Alternative Configuation - Biochar Output [MWh/MWh Alternative Total Input] | MWh/MWhAlternativeTotalInput |  | H |  | Lower | 2050 | 0.39233
3.3 Slow Pyrolysis Small Straw | Small scale slow pyrolysis (1 MW) - Straw feedstock | Technology-specific data | Alternative Configuation - Biochar Output [MWh/MWh Alternative Total Input] | MWh/MWhAlternativeTotalInput |  | H |  | Upper | 2025 | 0.39233
3.3 Slow Pyrolysis Small Straw | Small scale slow pyrolysis (1 MW) - Straw feedstock | Technology-specific data | Alternative Configuation - Biochar Output [MWh/MWh Alternative Total Input] | MWh/MWhAlternativeTotalInput |  | H |  | Upper | 2050 | 0.39233
3.3 Slow Pyrolysis Small Straw | Small scale slow pyrolysis (1 MW) - Straw feedstock | Technology-specific data | Alternative Configuation - Biochar Output [MWh/MWh Alternative Total Input] | MWh/MWhAlternativeTotalInput |  | H |  | ctrl | 2025 | 0.39233
3.3 Slow Pyrolysis Small Straw | Small scale slow pyrolysis (1 MW) - Straw feedstock | Technology-specific data | Alternative Configuation - Biochar Output [MWh/MWh Alternative Total Input] | MWh/MWhAlternativeTotalInput |  | H |  | ctrl | 2030 | 0.39233
3.3 Slow Pyrolysis Small Straw | Small scale slow pyrolysis (1 MW) - Straw feedstock | Technology-specific data | Alternative Configuation - Biochar Output [MWh/MWh Alternative Total Input] | MWh/MWhAlternativeTotalInput |  | H |  | ctrl | 2035 | 0.39233
3.3 Slow Pyrolysis Small Straw | Small scale slow pyrolysis (1 MW) - Straw feedstock | Technology-specific data | Alternative Configuation - Biochar Output [MWh/MWh Alternative Total Input] | MWh/MWhAlternativeTotalInput |  | H |  | ctrl | 2040 | 0.39233
3.3 Slow Pyrolysis Small Straw | Small scale slow pyrolysis (1 MW) - Straw feedstock | Technology-specific data | Alternative Configuation - Biochar Output [MWh/MWh Alternative Total Input] | MWh/MWhAlternativeTotalInput |  | H |  | ctrl | 2050 | 0.39233
3.3 Slow Pyrolysis Small Straw | Small scale slow pyrolysis (1 MW) - Straw feedstock | Technology-specific data | Alternative Configuation - Heat Losses [MWh/MWh Alternative Total Input] | MWh/MWhAlternativeTotalInput |  | H |  | Lower | 2025 | 0.080209
3.3 Slow Pyrolysis Small Straw | Small scale slow pyrolysis (1 MW) - Straw feedstock | Technology-specific data | Alternative Configuation - Heat Losses [MWh/MWh Alternative Total Input] | MWh/MWhAlternativeTotalInput |  | H |  | Lower | 2050 | 0.080209
3.3 Slow Pyrolysis Small Straw | Small scale slow pyrolysis (1 MW) - Straw feedstock | Technology-specific data | Alternative Configuation - Heat Losses [MWh/MWh Alternative Total Input] | MWh/MWhAlternativeTotalInput |  | H |  | Upper | 2025 | 0.080209
3.3 Slow Pyrolysis Small Straw | Small scale slow pyrolysis (1 MW) - Straw feedstock | Technology-specific data | Alternative Configuation - Heat Losses [MWh/MWh Alternative Total Input] | MWh/MWhAlternativeTotalInput |  | H |  | Upper | 2050 | 0.080209
3.3 Slow Pyrolysis Small Straw | Small scale slow pyrolysis (1 MW) - Straw feedstock | Technology-specific data | Alternative Configuation - Heat Losses [MWh/MWh Alternative Total Input] | MWh/MWhAlternativeTotalInput |  | H |  | ctrl | 2025 | 0.080209
3.3 Slow Pyrolysis Small Straw | Small scale slow pyrolysis (1 MW) - Straw feedstock | Technology-specific data | Alternative Configuation - Heat Losses [MWh/MWh Alternative Total Input] | MWh/MWhAlternativeTotalInput |  | H |  | ctrl | 2030 | 0.080209
3.3 Slow Pyrolysis Small Straw | Small scale slow pyrolysis (1 MW) - Straw feedstock | Technology-specific data | Alternative Configuation - Heat Losses [MWh/MWh Alternative Total Input] | MWh/MWhAlternativeTotalInput |  | H |  | ctrl | 2035 | 0.080209
3.3 Slow Pyrolysis Small Straw | Small scale slow pyrolysis (1 MW) - Straw feedstock | Technology-specific data | Alternative Configuation - Heat Losses [MWh/MWh Alternative Total Input] | MWh/MWhAlternativeTotalInput |  | H |  | ctrl | 2040 | 0.080209
3.3 Slow Pyrolysis Small Straw | Small scale slow pyrolysis (1 MW) - Straw feedstock | Technology-specific data | Alternative Configuation - Heat Losses [MWh/MWh Alternative Total Input] | MWh/MWhAlternativeTotalInput |  | H |  | ctrl | 2050 | 0.080209
3.3 Slow Pyrolysis Small Straw | Small scale slow pyrolysis (1 MW) - Straw feedstock | Technology-specific data | Alternative Configuation - Pyrolysis Gas Output [MWh/MWh Alternative Total Input] | MWh/MWhAlternativeTotalInput |  | H |  | Lower | 2025 | 0.52746
3.3 Slow Pyrolysis Small Straw | Small scale slow pyrolysis (1 MW) - Straw feedstock | Technology-specific data | Alternative Configuation - Pyrolysis Gas Output [MWh/MWh Alternative Total Input] | MWh/MWhAlternativeTotalInput |  | H |  | Lower | 2050 | 0.52746
3.3 Slow Pyrolysis Small Straw | Small scale slow pyrolysis (1 MW) - Straw feedstock | Technology-specific data | Alternative Configuation - Pyrolysis Gas Output [MWh/MWh Alternative Total Input] | MWh/MWhAlternativeTotalInput |  | H |  | Upper | 2025 | 0.52746
3.3 Slow Pyrolysis Small Straw | Small scale slow pyrolysis (1 MW) - Straw feedstock | Technology-specific data | Alternative Configuation - Pyrolysis Gas Output [MWh/MWh Alternative Total Input] | MWh/MWhAlternativeTotalInput |  | H |  | Upper | 2050 | 0.52746
3.3 Slow Pyrolysis Small Straw | Small scale slow pyrolysis (1 MW) - Straw feedstock | Technology-specific data | Alternative Configuation - Pyrolysis Gas Output [MWh/MWh Alternative Total Input] | MWh/MWhAlternativeTotalInput |  | H |  | ctrl | 2025 | 0.52746
3.3 Slow Pyrolysis Small Straw | Small scale slow pyrolysis (1 MW) - Straw feedstock | Technology-specific data | Alternative Configuation - Pyrolysis Gas Output [MWh/MWh Alternative Total Input] | MWh/MWhAlternativeTotalInput |  | H |  | ctrl | 2030 | 0.52746
3.3 Slow Pyrolysis Small Straw | Small scale slow pyrolysis (1 MW) - Straw feedstock | Technology-specific data | Alternative Configuation - Pyrolysis Gas Output [MWh/MWh Alternative Total Input] | MWh/MWhAlternativeTotalInput |  | H |  | ctrl | 2035 | 0.52746
3.3 Slow Pyrolysis Small Straw | Small scale slow pyrolysis (1 MW) - Straw feedstock | Technology-specific data | Alternative Configuation - Pyrolysis Gas Output [MWh/MWh Alternative Total Input] | MWh/MWhAlternativeTotalInput |  | H |  | ctrl | 2040 | 0.52746
3.3 Slow Pyrolysis Small Straw | Small scale slow pyrolysis (1 MW) - Straw feedstock | Technology-specific data | Alternative Configuation - Pyrolysis Gas Output [MWh/MWh Alternative Total Input] | MWh/MWhAlternativeTotalInput |  | H |  | ctrl | 2050 | 0.52746
3.3 Slow Pyrolysis Small Straw | Small scale slow pyrolysis (1 MW) - Straw feedstock | Technology-specific data | Alternative Configuation - Total plant size [MW input] | MWinput |  | H |  | Lower | 2025 | 0.5735
3.3 Slow Pyrolysis Small Straw | Small scale slow pyrolysis (1 MW) - Straw feedstock | Technology-specific data | Alternative Configuation - Total plant size [MW input] | MWinput |  | H |  | Lower | 2050 | 0.5735
3.3 Slow Pyrolysis Small Straw | Small scale slow pyrolysis (1 MW) - Straw feedstock | Technology-specific data | Alternative Configuation - Total plant size [MW input] | MWinput |  | H |  | Upper | 2025 | 1.7205
3.3 Slow Pyrolysis Small Straw | Small scale slow pyrolysis (1 MW) - Straw feedstock | Technology-specific data | Alternative Configuation - Total plant size [MW input] | MWinput |  | H |  | Upper | 2050 | 1.7205
3.3 Slow Pyrolysis Small Straw | Small scale slow pyrolysis (1 MW) - Straw feedstock | Technology-specific data | Alternative Configuation - Total plant size [MW input] | MWinput |  | H |  | ctrl | 2025 | 1.147
3.3 Slow Pyrolysis Small Straw | Small scale slow pyrolysis (1 MW) - Straw feedstock | Technology-specific data | Alternative Configuation - Total plant size [MW input] | MWinput |  | H |  | ctrl | 2030 | 1.147
3.3 Slow Pyrolysis Small Straw | Small scale slow pyrolysis (1 MW) - Straw feedstock | Technology-specific data | Alternative Configuation - Total plant size [MW input] | MWinput |  | H |  | ctrl | 2035 | 1.147
3.3 Slow Pyrolysis Small Straw | Small scale slow pyrolysis (1 MW) - Straw feedstock | Technology-specific data | Alternative Configuation - Total plant size [MW input] | MWinput |  | H |  | ctrl | 2040 | 1.147
3.3 Slow Pyrolysis Small Straw | Small scale slow pyrolysis (1 MW) - Straw feedstock | Technology-specific data | Alternative Configuation - Total plant size [MW input] | MWinput |  | H |  | ctrl | 2050 | 1.147
3.3 Slow Pyrolysis Small Straw | Small scale slow pyrolysis (1 MW) - Straw feedstock | Technology-specific data | Specific bulk density of biochar [ton/m3] | ton/m3 |  |  | [4,5] | Lower | 2025 | 0.15
3.3 Slow Pyrolysis Small Straw | Small scale slow pyrolysis (1 MW) - Straw feedstock | Technology-specific data | Specific bulk density of biochar [ton/m3] | ton/m3 |  |  | [4,5] | Lower | 2050 | 0.15
3.3 Slow Pyrolysis Small Straw | Small scale slow pyrolysis (1 MW) - Straw feedstock | Technology-specific data | Specific bulk density of biochar [ton/m3] | ton/m3 |  |  | [4,5] | Upper | 2025 | 0.5
3.3 Slow Pyrolysis Small Straw | Small scale slow pyrolysis (1 MW) - Straw feedstock | Technology-specific data | Specific bulk density of biochar [ton/m3] | ton/m3 |  |  | [4,5] | Upper | 2050 | 0.5
3.3 Slow Pyrolysis Small Straw | Small scale slow pyrolysis (1 MW) - Straw feedstock | Technology-specific data | Specific bulk density of biochar [ton/m3] | ton/m3 |  |  | [4,5] | ctrl | 2025 | 0.5
3.3 Slow Pyrolysis Small Straw | Small scale slow pyrolysis (1 MW) - Straw feedstock | Technology-specific data | Specific bulk density of biochar [ton/m3] | ton/m3 |  |  | [4,5] | ctrl | 2030 | 0.5
3.3 Slow Pyrolysis Small Straw | Small scale slow pyrolysis (1 MW) - Straw feedstock | Technology-specific data | Specific bulk density of biochar [ton/m3] | ton/m3 |  |  | [4,5] | ctrl | 2035 | 0.5
3.3 Slow Pyrolysis Small Straw | Small scale slow pyrolysis (1 MW) - Straw feedstock | Technology-specific data | Specific bulk density of biochar [ton/m3] | ton/m3 |  |  | [4,5] | ctrl | 2040 | 0.5
3.3 Slow Pyrolysis Small Straw | Small scale slow pyrolysis (1 MW) - Straw feedstock | Technology-specific data | Specific bulk density of biochar [ton/m3] | ton/m3 |  |  | [4,5] | ctrl | 2050 | 0.5
3.3 Slow Pyrolysis Small Straw | Small scale slow pyrolysis (1 MW) - Straw feedstock | Technology-specific data | Specific energy content [GJ/ton biochar from straw] | GJ/tonbiocharfromstraw |  |  | [5] | Lower | 2025 | 23
3.3 Slow Pyrolysis Small Straw | Small scale slow pyrolysis (1 MW) - Straw feedstock | Technology-specific data | Specific energy content [GJ/ton biochar from straw] | GJ/tonbiocharfromstraw |  |  | [5] | Lower | 2050 | 23
3.3 Slow Pyrolysis Small Straw | Small scale slow pyrolysis (1 MW) - Straw feedstock | Technology-specific data | Specific energy content [GJ/ton biochar from straw] | GJ/tonbiocharfromstraw |  |  | [5] | Upper | 2025 | 27
3.3 Slow Pyrolysis Small Straw | Small scale slow pyrolysis (1 MW) - Straw feedstock | Technology-specific data | Specific energy content [GJ/ton biochar from straw] | GJ/tonbiocharfromstraw |  |  | [5] | Upper | 2050 | 27
3.3 Slow Pyrolysis Small Straw | Small scale slow pyrolysis (1 MW) - Straw feedstock | Technology-specific data | Specific energy content [GJ/ton biochar from straw] | GJ/tonbiocharfromstraw |  |  | [5] | ctrl | 2025 | 25
3.3 Slow Pyrolysis Small Straw | Small scale slow pyrolysis (1 MW) - Straw feedstock | Technology-specific data | Specific energy content [GJ/ton biochar from straw] | GJ/tonbiocharfromstraw |  |  | [5] | ctrl | 2030 | 25
3.3 Slow Pyrolysis Small Straw | Small scale slow pyrolysis (1 MW) - Straw feedstock | Technology-specific data | Specific energy content [GJ/ton biochar from straw] | GJ/tonbiocharfromstraw |  |  | [5] | ctrl | 2035 | 25
3.3 Slow Pyrolysis Small Straw | Small scale slow pyrolysis (1 MW) - Straw feedstock | Technology-specific data | Specific energy content [GJ/ton biochar from straw] | GJ/tonbiocharfromstraw |  |  | [5] | ctrl | 2040 | 25
3.3 Slow Pyrolysis Small Straw | Small scale slow pyrolysis (1 MW) - Straw feedstock | Technology-specific data | Specific energy content [GJ/ton biochar from straw] | GJ/tonbiocharfromstraw |  |  | [5] | ctrl | 2050 | 25
3.3 Slow Pyrolysis Small Digest | Small scale slow pyrolysis (1 MW) - Digestate feedstock | Energy/technical data | Biochar Output [MWh/MWh Total Input] | MWh/MWhTotalInput |  | B, E | [6] | Lower | 2025 | 0.34995
3.3 Slow Pyrolysis Small Digest | Small scale slow pyrolysis (1 MW) - Digestate feedstock | Energy/technical data | Biochar Output [MWh/MWh Total Input] | MWh/MWhTotalInput |  | B, E | [6] | Lower | 2050 | 0.34995
3.3 Slow Pyrolysis Small Digest | Small scale slow pyrolysis (1 MW) - Digestate feedstock | Energy/technical data | Biochar Output [MWh/MWh Total Input] | MWh/MWhTotalInput |  | B, E | [6] | Upper | 2025 | 0.34995
3.3 Slow Pyrolysis Small Digest | Small scale slow pyrolysis (1 MW) - Digestate feedstock | Energy/technical data | Biochar Output [MWh/MWh Total Input] | MWh/MWhTotalInput |  | B, E | [6] | Upper | 2050 | 0.34995
3.3 Slow Pyrolysis Small Digest | Small scale slow pyrolysis (1 MW) - Digestate feedstock | Energy/technical data | Biochar Output [MWh/MWh Total Input] | MWh/MWhTotalInput |  | B, E | [6] | ctrl | 2025 | 0.34995
3.3 Slow Pyrolysis Small Digest | Small scale slow pyrolysis (1 MW) - Digestate feedstock | Energy/technical data | Biochar Output [MWh/MWh Total Input] | MWh/MWhTotalInput |  | B, E | [6] | ctrl | 2030 | 0.34995
3.3 Slow Pyrolysis Small Digest | Small scale slow pyrolysis (1 MW) - Digestate feedstock | Energy/technical data | Biochar Output [MWh/MWh Total Input] | MWh/MWhTotalInput |  | B, E | [6] | ctrl | 2035 | 0.34995
3.3 Slow Pyrolysis Small Digest | Small scale slow pyrolysis (1 MW) - Digestate feedstock | Energy/technical data | Biochar Output [MWh/MWh Total Input] | MWh/MWhTotalInput |  | B, E | [6] | ctrl | 2040 | 0.34995
3.3 Slow Pyrolysis Small Digest | Small scale slow pyrolysis (1 MW) - Digestate feedstock | Energy/technical data | Biochar Output [MWh/MWh Total Input] | MWh/MWhTotalInput |  | B, E | [6] | ctrl | 2050 | 0.34995
3.3 Slow Pyrolysis Small Digest | Small scale slow pyrolysis (1 MW) - Digestate feedstock | Energy/technical data | Construction time [years] | years |  |  |  | Lower | 2025 | 0.5
3.3 Slow Pyrolysis Small Digest | Small scale slow pyrolysis (1 MW) - Digestate feedstock | Energy/technical data | Construction time [years] | years |  |  |  | Lower | 2050 | 0.5
3.3 Slow Pyrolysis Small Digest | Small scale slow pyrolysis (1 MW) - Digestate feedstock | Energy/technical data | Construction time [years] | years |  |  |  | Upper | 2025 | 1
3.3 Slow Pyrolysis Small Digest | Small scale slow pyrolysis (1 MW) - Digestate feedstock | Energy/technical data | Construction time [years] | years |  |  |  | Upper | 2050 | 1
3.3 Slow Pyrolysis Small Digest | Small scale slow pyrolysis (1 MW) - Digestate feedstock | Energy/technical data | Construction time [years] | years |  |  |  | ctrl | 2025 | 1
3.3 Slow Pyrolysis Small Digest | Small scale slow pyrolysis (1 MW) - Digestate feedstock | Energy/technical data | Construction time [years] | years |  |  |  | ctrl | 2030 | 1
3.3 Slow Pyrolysis Small Digest | Small scale slow pyrolysis (1 MW) - Digestate feedstock | Energy/technical data | Construction time [years] | years |  |  |  | ctrl | 2035 | 1
3.3 Slow Pyrolysis Small Digest | Small scale slow pyrolysis (1 MW) - Digestate feedstock | Energy/technical data | Construction time [years] | years |  |  |  | ctrl | 2040 | 1
3.3 Slow Pyrolysis Small Digest | Small scale slow pyrolysis (1 MW) - Digestate feedstock | Energy/technical data | Construction time [years] | years |  |  |  | ctrl | 2050 | 1
3.3 Slow Pyrolysis Small Digest | Small scale slow pyrolysis (1 MW) - Digestate feedstock | Energy/technical data | Electricity Consumption [MWh/MWh Total Input] | MWh/MWhTotalInput |  | E |  | Lower | 2025 | 0.022483
3.3 Slow Pyrolysis Small Digest | Small scale slow pyrolysis (1 MW) - Digestate feedstock | Energy/technical data | Electricity Consumption [MWh/MWh Total Input] | MWh/MWhTotalInput |  | E |  | Lower | 2050 | 0.022483
3.3 Slow Pyrolysis Small Digest | Small scale slow pyrolysis (1 MW) - Digestate feedstock | Energy/technical data | Electricity Consumption [MWh/MWh Total Input] | MWh/MWhTotalInput |  | E |  | Upper | 2025 | 0.022483
3.3 Slow Pyrolysis Small Digest | Small scale slow pyrolysis (1 MW) - Digestate feedstock | Energy/technical data | Electricity Consumption [MWh/MWh Total Input] | MWh/MWhTotalInput |  | E |  | Upper | 2050 | 0.022483
3.3 Slow Pyrolysis Small Digest | Small scale slow pyrolysis (1 MW) - Digestate feedstock | Energy/technical data | Electricity Consumption [MWh/MWh Total Input] | MWh/MWhTotalInput |  | E |  | ctrl | 2025 | 0.022483
3.3 Slow Pyrolysis Small Digest | Small scale slow pyrolysis (1 MW) - Digestate feedstock | Energy/technical data | Electricity Consumption [MWh/MWh Total Input] | MWh/MWhTotalInput |  | E |  | ctrl | 2030 | 0.022483
3.3 Slow Pyrolysis Small Digest | Small scale slow pyrolysis (1 MW) - Digestate feedstock | Energy/technical data | Electricity Consumption [MWh/MWh Total Input] | MWh/MWhTotalInput |  | E |  | ctrl | 2035 | 0.022483
3.3 Slow Pyrolysis Small Digest | Small scale slow pyrolysis (1 MW) - Digestate feedstock | Energy/technical data | Electricity Consumption [MWh/MWh Total Input] | MWh/MWhTotalInput |  | E |  | ctrl | 2040 | 0.022483
3.3 Slow Pyrolysis Small Digest | Small scale slow pyrolysis (1 MW) - Digestate feedstock | Energy/technical data | Electricity Consumption [MWh/MWh Total Input] | MWh/MWhTotalInput |  | E |  | ctrl | 2050 | 0.022483
3.3 Slow Pyrolysis Small Digest | Small scale slow pyrolysis (1 MW) - Digestate feedstock | Energy/technical data | Feedstock Consumption [MWh/MWh Total Input] | MWh/MWhTotalInput |  | E |  | Lower | 2025 | 0.97752
3.3 Slow Pyrolysis Small Digest | Small scale slow pyrolysis (1 MW) - Digestate feedstock | Energy/technical data | Feedstock Consumption [MWh/MWh Total Input] | MWh/MWhTotalInput |  | E |  | Lower | 2050 | 0.97752
3.3 Slow Pyrolysis Small Digest | Small scale slow pyrolysis (1 MW) - Digestate feedstock | Energy/technical data | Feedstock Consumption [MWh/MWh Total Input] | MWh/MWhTotalInput |  | E |  | Upper | 2025 | 0.97752
3.3 Slow Pyrolysis Small Digest | Small scale slow pyrolysis (1 MW) - Digestate feedstock | Energy/technical data | Feedstock Consumption [MWh/MWh Total Input] | MWh/MWhTotalInput |  | E |  | Upper | 2050 | 0.97752
3.3 Slow Pyrolysis Small Digest | Small scale slow pyrolysis (1 MW) - Digestate feedstock | Energy/technical data | Feedstock Consumption [MWh/MWh Total Input] | MWh/MWhTotalInput |  | E |  | ctrl | 2025 | 0.97752
3.3 Slow Pyrolysis Small Digest | Small scale slow pyrolysis (1 MW) - Digestate feedstock | Energy/technical data | Feedstock Consumption [MWh/MWh Total Input] | MWh/MWhTotalInput |  | E |  | ctrl | 2030 | 0.97752
3.3 Slow Pyrolysis Small Digest | Small scale slow pyrolysis (1 MW) - Digestate feedstock | Energy/technical data | Feedstock Consumption [MWh/MWh Total Input] | MWh/MWhTotalInput |  | E |  | ctrl | 2035 | 0.97752
3.3 Slow Pyrolysis Small Digest | Small scale slow pyrolysis (1 MW) - Digestate feedstock | Energy/technical data | Feedstock Consumption [MWh/MWh Total Input] | MWh/MWhTotalInput |  | E |  | ctrl | 2040 | 0.97752
3.3 Slow Pyrolysis Small Digest | Small scale slow pyrolysis (1 MW) - Digestate feedstock | Energy/technical data | Feedstock Consumption [MWh/MWh Total Input] | MWh/MWhTotalInput |  | E |  | ctrl | 2050 | 0.97752
3.3 Slow Pyrolysis Small Digest | Small scale slow pyrolysis (1 MW) - Digestate feedstock | Energy/technical data | Forced outage [%] | pct. |  | H |  | Lower | 2025 | 0.02
3.3 Slow Pyrolysis Small Digest | Small scale slow pyrolysis (1 MW) - Digestate feedstock | Energy/technical data | Forced outage [%] | pct. |  | H |  | Lower | 2050 | 0.02
3.3 Slow Pyrolysis Small Digest | Small scale slow pyrolysis (1 MW) - Digestate feedstock | Energy/technical data | Forced outage [%] | pct. |  | H |  | Upper | 2025 | 0.03
3.3 Slow Pyrolysis Small Digest | Small scale slow pyrolysis (1 MW) - Digestate feedstock | Energy/technical data | Forced outage [%] | pct. |  | H |  | Upper | 2050 | 0.03
3.3 Slow Pyrolysis Small Digest | Small scale slow pyrolysis (1 MW) - Digestate feedstock | Energy/technical data | Forced outage [%] | pct. |  | H |  | ctrl | 2025 | 0.02
3.3 Slow Pyrolysis Small Digest | Small scale slow pyrolysis (1 MW) - Digestate feedstock | Energy/technical data | Forced outage [%] | pct. |  | H |  | ctrl | 2030 | 0.02
3.3 Slow Pyrolysis Small Digest | Small scale slow pyrolysis (1 MW) - Digestate feedstock | Energy/technical data | Forced outage [%] | pct. |  | H |  | ctrl | 2035 | 0.02
3.3 Slow Pyrolysis Small Digest | Small scale slow pyrolysis (1 MW) - Digestate feedstock | Energy/technical data | Forced outage [%] | pct. |  | H |  | ctrl | 2040 | 0.02
3.3 Slow Pyrolysis Small Digest | Small scale slow pyrolysis (1 MW) - Digestate feedstock | Energy/technical data | Forced outage [%] | pct. |  | H |  | ctrl | 2050 | 0.02
3.3 Slow Pyrolysis Small Digest | Small scale slow pyrolysis (1 MW) - Digestate feedstock | Energy/technical data | Heat Losses [MWh/MWh total input] | MWh/MWhtotalinput |  | B, E |  | Lower | 2025 | 0.17986
3.3 Slow Pyrolysis Small Digest | Small scale slow pyrolysis (1 MW) - Digestate feedstock | Energy/technical data | Heat Losses [MWh/MWh total input] | MWh/MWhtotalinput |  | B, E |  | Lower | 2050 | 0.17986
3.3 Slow Pyrolysis Small Digest | Small scale slow pyrolysis (1 MW) - Digestate feedstock | Energy/technical data | Heat Losses [MWh/MWh total input] | MWh/MWhtotalinput |  | B, E |  | Upper | 2025 | 0.17986
3.3 Slow Pyrolysis Small Digest | Small scale slow pyrolysis (1 MW) - Digestate feedstock | Energy/technical data | Heat Losses [MWh/MWh total input] | MWh/MWhtotalinput |  | B, E |  | Upper | 2050 | 0.17986
3.3 Slow Pyrolysis Small Digest | Small scale slow pyrolysis (1 MW) - Digestate feedstock | Energy/technical data | Heat Losses [MWh/MWh total input] | MWh/MWhtotalinput |  | B, E |  | ctrl | 2025 | 0.17986
3.3 Slow Pyrolysis Small Digest | Small scale slow pyrolysis (1 MW) - Digestate feedstock | Energy/technical data | Heat Losses [MWh/MWh total input] | MWh/MWhtotalinput |  | B, E |  | ctrl | 2030 | 0.17986
3.3 Slow Pyrolysis Small Digest | Small scale slow pyrolysis (1 MW) - Digestate feedstock | Energy/technical data | Heat Losses [MWh/MWh total input] | MWh/MWhtotalinput |  | B, E |  | ctrl | 2035 | 0.17986
3.3 Slow Pyrolysis Small Digest | Small scale slow pyrolysis (1 MW) - Digestate feedstock | Energy/technical data | Heat Losses [MWh/MWh total input] | MWh/MWhtotalinput |  | B, E |  | ctrl | 2040 | 0.17986
3.3 Slow Pyrolysis Small Digest | Small scale slow pyrolysis (1 MW) - Digestate feedstock | Energy/technical data | Heat Losses [MWh/MWh total input] | MWh/MWhtotalinput |  | B, E |  | ctrl | 2050 | 0.17986
3.3 Slow Pyrolysis Small Digest | Small scale slow pyrolysis (1 MW) - Digestate feedstock | Energy/technical data | Heat Output [MWh/MWh Total Input] | MWh/MWhTotalInput |  | B, E, I | [6] | Lower | 2025 | 0.47019
3.3 Slow Pyrolysis Small Digest | Small scale slow pyrolysis (1 MW) - Digestate feedstock | Energy/technical data | Heat Output [MWh/MWh Total Input] | MWh/MWhTotalInput |  | B, E, I | [6] | Lower | 2050 | 0.47019
3.3 Slow Pyrolysis Small Digest | Small scale slow pyrolysis (1 MW) - Digestate feedstock | Energy/technical data | Heat Output [MWh/MWh Total Input] | MWh/MWhTotalInput |  | B, E, I | [6] | Upper | 2025 | 0.47019
3.3 Slow Pyrolysis Small Digest | Small scale slow pyrolysis (1 MW) - Digestate feedstock | Energy/technical data | Heat Output [MWh/MWh Total Input] | MWh/MWhTotalInput |  | B, E, I | [6] | Upper | 2050 | 0.47019
3.3 Slow Pyrolysis Small Digest | Small scale slow pyrolysis (1 MW) - Digestate feedstock | Energy/technical data | Heat Output [MWh/MWh Total Input] | MWh/MWhTotalInput |  | B, E, I | [6] | ctrl | 2025 | 0.47019
3.3 Slow Pyrolysis Small Digest | Small scale slow pyrolysis (1 MW) - Digestate feedstock | Energy/technical data | Heat Output [MWh/MWh Total Input] | MWh/MWhTotalInput |  | B, E, I | [6] | ctrl | 2030 | 0.47019
3.3 Slow Pyrolysis Small Digest | Small scale slow pyrolysis (1 MW) - Digestate feedstock | Energy/technical data | Heat Output [MWh/MWh Total Input] | MWh/MWhTotalInput |  | B, E, I | [6] | ctrl | 2035 | 0.47019
3.3 Slow Pyrolysis Small Digest | Small scale slow pyrolysis (1 MW) - Digestate feedstock | Energy/technical data | Heat Output [MWh/MWh Total Input] | MWh/MWhTotalInput |  | B, E, I | [6] | ctrl | 2040 | 0.47019
3.3 Slow Pyrolysis Small Digest | Small scale slow pyrolysis (1 MW) - Digestate feedstock | Energy/technical data | Heat Output [MWh/MWh Total Input] | MWh/MWhTotalInput |  | B, E, I | [6] | ctrl | 2050 | 0.47019
3.3 Slow Pyrolysis Small Digest | Small scale slow pyrolysis (1 MW) - Digestate feedstock | Energy/technical data | Planned outage [weeks per year] | weeks/year |  |  |  | Lower | 2025 | 1
3.3 Slow Pyrolysis Small Digest | Small scale slow pyrolysis (1 MW) - Digestate feedstock | Energy/technical data | Planned outage [weeks per year] | weeks/year |  |  |  | Lower | 2050 | 1
3.3 Slow Pyrolysis Small Digest | Small scale slow pyrolysis (1 MW) - Digestate feedstock | Energy/technical data | Planned outage [weeks per year] | weeks/year |  |  |  | Upper | 2025 | 2
3.3 Slow Pyrolysis Small Digest | Small scale slow pyrolysis (1 MW) - Digestate feedstock | Energy/technical data | Planned outage [weeks per year] | weeks/year |  |  |  | Upper | 2050 | 2
3.3 Slow Pyrolysis Small Digest | Small scale slow pyrolysis (1 MW) - Digestate feedstock | Energy/technical data | Planned outage [weeks per year] | weeks/year |  |  |  | ctrl | 2025 | 1
3.3 Slow Pyrolysis Small Digest | Small scale slow pyrolysis (1 MW) - Digestate feedstock | Energy/technical data | Planned outage [weeks per year] | weeks/year |  |  |  | ctrl | 2030 | 1
3.3 Slow Pyrolysis Small Digest | Small scale slow pyrolysis (1 MW) - Digestate feedstock | Energy/technical data | Planned outage [weeks per year] | weeks/year |  |  |  | ctrl | 2035 | 1
3.3 Slow Pyrolysis Small Digest | Small scale slow pyrolysis (1 MW) - Digestate feedstock | Energy/technical data | Planned outage [weeks per year] | weeks/year |  |  |  | ctrl | 2040 | 1
3.3 Slow Pyrolysis Small Digest | Small scale slow pyrolysis (1 MW) - Digestate feedstock | Energy/technical data | Planned outage [weeks per year] | weeks/year |  |  |  | ctrl | 2050 | 1
3.3 Slow Pyrolysis Small Digest | Small scale slow pyrolysis (1 MW) - Digestate feedstock | Energy/technical data | Technical lifetime [years] | years |  | E, G |  | Lower | 2025 | 15
3.3 Slow Pyrolysis Small Digest | Small scale slow pyrolysis (1 MW) - Digestate feedstock | Energy/technical data | Technical lifetime [years] | years |  | E, G |  | Lower | 2050 | 15
3.3 Slow Pyrolysis Small Digest | Small scale slow pyrolysis (1 MW) - Digestate feedstock | Energy/technical data | Technical lifetime [years] | years |  | E, G |  | Upper | 2025 | 20
3.3 Slow Pyrolysis Small Digest | Small scale slow pyrolysis (1 MW) - Digestate feedstock | Energy/technical data | Technical lifetime [years] | years |  | E, G |  | Upper | 2050 | 20
3.3 Slow Pyrolysis Small Digest | Small scale slow pyrolysis (1 MW) - Digestate feedstock | Energy/technical data | Technical lifetime [years] | years |  | E, G |  | ctrl | 2025 | 15
3.3 Slow Pyrolysis Small Digest | Small scale slow pyrolysis (1 MW) - Digestate feedstock | Energy/technical data | Technical lifetime [years] | years |  | E, G |  | ctrl | 2030 | 15
3.3 Slow Pyrolysis Small Digest | Small scale slow pyrolysis (1 MW) - Digestate feedstock | Energy/technical data | Technical lifetime [years] | years |  | E, G |  | ctrl | 2035 | 15
3.3 Slow Pyrolysis Small Digest | Small scale slow pyrolysis (1 MW) - Digestate feedstock | Energy/technical data | Technical lifetime [years] | years |  | E, G |  | ctrl | 2040 | 15
3.3 Slow Pyrolysis Small Digest | Small scale slow pyrolysis (1 MW) - Digestate feedstock | Energy/technical data | Technical lifetime [years] | years |  | E, G |  | ctrl | 2050 | 15
3.3 Slow Pyrolysis Small Digest | Small scale slow pyrolysis (1 MW) - Digestate feedstock | Energy/technical data | Typical total plant size [MW Input biomass] | MWInputbiomass |  | A | [1, 3, 6] | Lower | 2025 | 0.5
3.3 Slow Pyrolysis Small Digest | Small scale slow pyrolysis (1 MW) - Digestate feedstock | Energy/technical data | Typical total plant size [MW Input biomass] | MWInputbiomass |  | A | [1, 3, 6] | Lower | 2050 | 0.5
3.3 Slow Pyrolysis Small Digest | Small scale slow pyrolysis (1 MW) - Digestate feedstock | Energy/technical data | Typical total plant size [MW Input biomass] | MWInputbiomass |  | A | [1, 3, 6] | Upper | 2025 | 1.5
3.3 Slow Pyrolysis Small Digest | Small scale slow pyrolysis (1 MW) - Digestate feedstock | Energy/technical data | Typical total plant size [MW Input biomass] | MWInputbiomass |  | A | [1, 3, 6] | Upper | 2050 | 1.5
3.3 Slow Pyrolysis Small Digest | Small scale slow pyrolysis (1 MW) - Digestate feedstock | Energy/technical data | Typical total plant size [MW Input biomass] | MWInputbiomass |  | A | [1, 3, 6] | ctrl | 2025 | 1
3.3 Slow Pyrolysis Small Digest | Small scale slow pyrolysis (1 MW) - Digestate feedstock | Energy/technical data | Typical total plant size [MW Input biomass] | MWInputbiomass |  | A | [1, 3, 6] | ctrl | 2030 | 1
3.3 Slow Pyrolysis Small Digest | Small scale slow pyrolysis (1 MW) - Digestate feedstock | Energy/technical data | Typical total plant size [MW Input biomass] | MWInputbiomass |  | A | [1, 3, 6] | ctrl | 2035 | 1
3.3 Slow Pyrolysis Small Digest | Small scale slow pyrolysis (1 MW) - Digestate feedstock | Energy/technical data | Typical total plant size [MW Input biomass] | MWInputbiomass |  | A | [1, 3, 6] | ctrl | 2040 | 1
3.3 Slow Pyrolysis Small Digest | Small scale slow pyrolysis (1 MW) - Digestate feedstock | Energy/technical data | Typical total plant size [MW Input biomass] | MWInputbiomass |  | A | [1, 3, 6] | ctrl | 2050 | 1
3.3 Slow Pyrolysis Small Digest | Small scale slow pyrolysis (1 MW) - Digestate feedstock | Energy/technical data | Typical total plant size [MW input] | MWinput |  | E |  | Lower | 2025 | 0.5115
3.3 Slow Pyrolysis Small Digest | Small scale slow pyrolysis (1 MW) - Digestate feedstock | Energy/technical data | Typical total plant size [MW input] | MWinput |  | E |  | Lower | 2050 | 0.5115
3.3 Slow Pyrolysis Small Digest | Small scale slow pyrolysis (1 MW) - Digestate feedstock | Energy/technical data | Typical total plant size [MW input] | MWinput |  | E |  | Upper | 2025 | 1.5345
3.3 Slow Pyrolysis Small Digest | Small scale slow pyrolysis (1 MW) - Digestate feedstock | Energy/technical data | Typical total plant size [MW input] | MWinput |  | E |  | Upper | 2050 | 1.5345
3.3 Slow Pyrolysis Small Digest | Small scale slow pyrolysis (1 MW) - Digestate feedstock | Energy/technical data | Typical total plant size [MW input] | MWinput |  | E |  | ctrl | 2025 | 1.023
3.3 Slow Pyrolysis Small Digest | Small scale slow pyrolysis (1 MW) - Digestate feedstock | Energy/technical data | Typical total plant size [MW input] | MWinput |  | E |  | ctrl | 2030 | 1.023
3.3 Slow Pyrolysis Small Digest | Small scale slow pyrolysis (1 MW) - Digestate feedstock | Energy/technical data | Typical total plant size [MW input] | MWinput |  | E |  | ctrl | 2035 | 1.023
3.3 Slow Pyrolysis Small Digest | Small scale slow pyrolysis (1 MW) - Digestate feedstock | Energy/technical data | Typical total plant size [MW input] | MWinput |  | E |  | ctrl | 2040 | 1.023
3.3 Slow Pyrolysis Small Digest | Small scale slow pyrolysis (1 MW) - Digestate feedstock | Energy/technical data | Typical total plant size [MW input] | MWinput |  | E |  | ctrl | 2050 | 1.023
3.3 Slow Pyrolysis Small Digest | Small scale slow pyrolysis (1 MW) - Digestate feedstock | Financial data | - equipment [%] | pct. |  |  |  | Lower | 2025 | 0.85
3.3 Slow Pyrolysis Small Digest | Small scale slow pyrolysis (1 MW) - Digestate feedstock | Financial data | - equipment [%] | pct. |  |  |  | Lower | 2050 | 0.85
3.3 Slow Pyrolysis Small Digest | Small scale slow pyrolysis (1 MW) - Digestate feedstock | Financial data | - equipment [%] | pct. |  |  |  | Upper | 2025 | 0.85
3.3 Slow Pyrolysis Small Digest | Small scale slow pyrolysis (1 MW) - Digestate feedstock | Financial data | - equipment [%] | pct. |  |  |  | Upper | 2050 | 0.85
3.3 Slow Pyrolysis Small Digest | Small scale slow pyrolysis (1 MW) - Digestate feedstock | Financial data | - equipment [%] | pct. |  |  |  | ctrl | 2025 | 0.85
3.3 Slow Pyrolysis Small Digest | Small scale slow pyrolysis (1 MW) - Digestate feedstock | Financial data | - equipment [%] | pct. |  |  |  | ctrl | 2030 | 0.85
3.3 Slow Pyrolysis Small Digest | Small scale slow pyrolysis (1 MW) - Digestate feedstock | Financial data | - equipment [%] | pct. |  |  |  | ctrl | 2035 | 0.85
3.3 Slow Pyrolysis Small Digest | Small scale slow pyrolysis (1 MW) - Digestate feedstock | Financial data | - equipment [%] | pct. |  |  |  | ctrl | 2040 | 0.85
3.3 Slow Pyrolysis Small Digest | Small scale slow pyrolysis (1 MW) - Digestate feedstock | Financial data | - equipment [%] | pct. |  |  |  | ctrl | 2050 | 0.85
3.3 Slow Pyrolysis Small Digest | Small scale slow pyrolysis (1 MW) - Digestate feedstock | Financial data | - installation [%] | pct. |  |  |  | Lower | 2025 | 0.15
3.3 Slow Pyrolysis Small Digest | Small scale slow pyrolysis (1 MW) - Digestate feedstock | Financial data | - installation [%] | pct. |  |  |  | Lower | 2050 | 0.15
3.3 Slow Pyrolysis Small Digest | Small scale slow pyrolysis (1 MW) - Digestate feedstock | Financial data | - installation [%] | pct. |  |  |  | Upper | 2025 | 0.15
3.3 Slow Pyrolysis Small Digest | Small scale slow pyrolysis (1 MW) - Digestate feedstock | Financial data | - installation [%] | pct. |  |  |  | Upper | 2050 | 0.15
3.3 Slow Pyrolysis Small Digest | Small scale slow pyrolysis (1 MW) - Digestate feedstock | Financial data | - installation [%] | pct. |  |  |  | ctrl | 2025 | 0.15
3.3 Slow Pyrolysis Small Digest | Small scale slow pyrolysis (1 MW) - Digestate feedstock | Financial data | - installation [%] | pct. |  |  |  | ctrl | 2030 | 0.15
3.3 Slow Pyrolysis Small Digest | Small scale slow pyrolysis (1 MW) - Digestate feedstock | Financial data | - installation [%] | pct. |  |  |  | ctrl | 2035 | 0.15
3.3 Slow Pyrolysis Small Digest | Small scale slow pyrolysis (1 MW) - Digestate feedstock | Financial data | - installation [%] | pct. |  |  |  | ctrl | 2040 | 0.15
3.3 Slow Pyrolysis Small Digest | Small scale slow pyrolysis (1 MW) - Digestate feedstock | Financial data | - installation [%] | pct. |  |  |  | ctrl | 2050 | 0.15
3.3 Slow Pyrolysis Small Digest | Small scale slow pyrolysis (1 MW) - Digestate feedstock | Financial data | Fixed and variable O&M [M€/MW output from pyrolysis process/year] | M€/MWoutputfrompyrolysisprocess/year |  | C, E | [1,2] | Lower | 2025 | 0.08
3.3 Slow Pyrolysis Small Digest | Small scale slow pyrolysis (1 MW) - Digestate feedstock | Financial data | Fixed and variable O&M [M€/MW output from pyrolysis process/year] | M€/MWoutputfrompyrolysisprocess/year |  | C, E | [1,2] | Lower | 2050 | 0.1035
3.3 Slow Pyrolysis Small Digest | Small scale slow pyrolysis (1 MW) - Digestate feedstock | Financial data | Fixed and variable O&M [M€/MW output from pyrolysis process/year] | M€/MWoutputfrompyrolysisprocess/year |  | C, E | [1,2] | Upper | 2025 | 0.1
3.3 Slow Pyrolysis Small Digest | Small scale slow pyrolysis (1 MW) - Digestate feedstock | Financial data | Fixed and variable O&M [M€/MW output from pyrolysis process/year] | M€/MWoutputfrompyrolysisprocess/year |  | C, E | [1,2] | Upper | 2050 | 0.092
3.3 Slow Pyrolysis Small Digest | Small scale slow pyrolysis (1 MW) - Digestate feedstock | Financial data | Fixed and variable O&M [M€/MW output from pyrolysis process/year] | M€/MWoutputfrompyrolysisprocess/year |  | C, E | [1,2] | ctrl | 2025 | 0.115
3.3 Slow Pyrolysis Small Digest | Small scale slow pyrolysis (1 MW) - Digestate feedstock | Financial data | Fixed and variable O&M [M€/MW output from pyrolysis process/year] | M€/MWoutputfrompyrolysisprocess/year |  | C, E | [1,2] | ctrl | 2030 | 0.11213
3.3 Slow Pyrolysis Small Digest | Small scale slow pyrolysis (1 MW) - Digestate feedstock | Financial data | Fixed and variable O&M [M€/MW output from pyrolysis process/year] | M€/MWoutputfrompyrolysisprocess/year |  | C, E | [1,2] | ctrl | 2035 | 0.1035
3.3 Slow Pyrolysis Small Digest | Small scale slow pyrolysis (1 MW) - Digestate feedstock | Financial data | Fixed and variable O&M [M€/MW output from pyrolysis process/year] | M€/MWoutputfrompyrolysisprocess/year |  | C, E | [1,2] | ctrl | 2040 | 0.09775
3.3 Slow Pyrolysis Small Digest | Small scale slow pyrolysis (1 MW) - Digestate feedstock | Financial data | Fixed and variable O&M [M€/MW output from pyrolysis process/year] | M€/MWoutputfrompyrolysisprocess/year |  | C, E | [1,2] | ctrl | 2050 | 0.09775
3.3 Slow Pyrolysis Small Digest | Small scale slow pyrolysis (1 MW) - Digestate feedstock | Financial data | Specific investment [M€/MW output from pyrolysis process] | M€/MWoutputfrompyrolysisprocess |  | C, E, F | [1,3,2] | Lower | 2025 | 2.1
3.3 Slow Pyrolysis Small Digest | Small scale slow pyrolysis (1 MW) - Digestate feedstock | Financial data | Specific investment [M€/MW output from pyrolysis process] | M€/MWoutputfrompyrolysisprocess |  | C, E, F | [1,3,2] | Lower | 2050 | 1.84
3.3 Slow Pyrolysis Small Digest | Small scale slow pyrolysis (1 MW) - Digestate feedstock | Financial data | Specific investment [M€/MW output from pyrolysis process] | M€/MWoutputfrompyrolysisprocess |  | C, E, F | [1,3,2] | Upper | 2025 | 2.4
3.3 Slow Pyrolysis Small Digest | Small scale slow pyrolysis (1 MW) - Digestate feedstock | Financial data | Specific investment [M€/MW output from pyrolysis process] | M€/MWoutputfrompyrolysisprocess |  | C, E, F | [1,3,2] | Upper | 2050 | 2.07
3.3 Slow Pyrolysis Small Digest | Small scale slow pyrolysis (1 MW) - Digestate feedstock | Financial data | Specific investment [M€/MW output from pyrolysis process] | M€/MWoutputfrompyrolysisprocess |  | C, E, F | [1,3,2] | ctrl | 2025 | 2.3
3.3 Slow Pyrolysis Small Digest | Small scale slow pyrolysis (1 MW) - Digestate feedstock | Financial data | Specific investment [M€/MW output from pyrolysis process] | M€/MWoutputfrompyrolysisprocess |  | C, E, F | [1,3,2] | ctrl | 2030 | 2.2425
3.3 Slow Pyrolysis Small Digest | Small scale slow pyrolysis (1 MW) - Digestate feedstock | Financial data | Specific investment [M€/MW output from pyrolysis process] | M€/MWoutputfrompyrolysisprocess |  | C, E, F | [1,3,2] | ctrl | 2035 | 2.07
3.3 Slow Pyrolysis Small Digest | Small scale slow pyrolysis (1 MW) - Digestate feedstock | Financial data | Specific investment [M€/MW output from pyrolysis process] | M€/MWoutputfrompyrolysisprocess |  | C, E, F | [1,3,2] | ctrl | 2040 | 1.955
3.3 Slow Pyrolysis Small Digest | Small scale slow pyrolysis (1 MW) - Digestate feedstock | Financial data | Specific investment [M€/MW output from pyrolysis process] | M€/MWoutputfrompyrolysisprocess |  | C, E, F | [1,3,2] | ctrl | 2050 | 1.955
3.3 Slow Pyrolysis Small Digest | Small scale slow pyrolysis (1 MW) - Digestate feedstock | Technology-specific data | Alternative Configuation - Additional Input Heat [MW input] | MWinput |  | I |  | Lower | 2025 | 0.062
3.3 Slow Pyrolysis Small Digest | Small scale slow pyrolysis (1 MW) - Digestate feedstock | Technology-specific data | Alternative Configuation - Additional Input Heat [MW input] | MWinput |  | I |  | Lower | 2050 | 0.062
3.3 Slow Pyrolysis Small Digest | Small scale slow pyrolysis (1 MW) - Digestate feedstock | Technology-specific data | Alternative Configuation - Additional Input Heat [MW input] | MWinput |  | I |  | Upper | 2025 | 0.186
3.3 Slow Pyrolysis Small Digest | Small scale slow pyrolysis (1 MW) - Digestate feedstock | Technology-specific data | Alternative Configuation - Additional Input Heat [MW input] | MWinput |  | I |  | Upper | 2050 | 0.186
3.3 Slow Pyrolysis Small Digest | Small scale slow pyrolysis (1 MW) - Digestate feedstock | Technology-specific data | Alternative Configuation - Additional Input Heat [MW input] | MWinput |  | I |  | ctrl | 2025 | 0.124
3.3 Slow Pyrolysis Small Digest | Small scale slow pyrolysis (1 MW) - Digestate feedstock | Technology-specific data | Alternative Configuation - Additional Input Heat [MW input] | MWinput |  | I |  | ctrl | 2030 | 0.124
3.3 Slow Pyrolysis Small Digest | Small scale slow pyrolysis (1 MW) - Digestate feedstock | Technology-specific data | Alternative Configuation - Additional Input Heat [MW input] | MWinput |  | I |  | ctrl | 2035 | 0.124
3.3 Slow Pyrolysis Small Digest | Small scale slow pyrolysis (1 MW) - Digestate feedstock | Technology-specific data | Alternative Configuation - Additional Input Heat [MW input] | MWinput |  | I |  | ctrl | 2040 | 0.124
3.3 Slow Pyrolysis Small Digest | Small scale slow pyrolysis (1 MW) - Digestate feedstock | Technology-specific data | Alternative Configuation - Additional Input Heat [MW input] | MWinput |  | I |  | ctrl | 2050 | 0.124
3.3 Slow Pyrolysis Small Digest | Small scale slow pyrolysis (1 MW) - Digestate feedstock | Technology-specific data | Alternative Configuation - Biochar Output [MWh/MWh Alternative Total Input] | MWh/MWhAlternativeTotalInput |  | I |  | Lower | 2025 | 0.31212
3.3 Slow Pyrolysis Small Digest | Small scale slow pyrolysis (1 MW) - Digestate feedstock | Technology-specific data | Alternative Configuation - Biochar Output [MWh/MWh Alternative Total Input] | MWh/MWhAlternativeTotalInput |  | I |  | Lower | 2050 | 0.31212
3.3 Slow Pyrolysis Small Digest | Small scale slow pyrolysis (1 MW) - Digestate feedstock | Technology-specific data | Alternative Configuation - Biochar Output [MWh/MWh Alternative Total Input] | MWh/MWhAlternativeTotalInput |  | I |  | Upper | 2025 | 0.31212
3.3 Slow Pyrolysis Small Digest | Small scale slow pyrolysis (1 MW) - Digestate feedstock | Technology-specific data | Alternative Configuation - Biochar Output [MWh/MWh Alternative Total Input] | MWh/MWhAlternativeTotalInput |  | I |  | Upper | 2050 | 0.31212
3.3 Slow Pyrolysis Small Digest | Small scale slow pyrolysis (1 MW) - Digestate feedstock | Technology-specific data | Alternative Configuation - Biochar Output [MWh/MWh Alternative Total Input] | MWh/MWhAlternativeTotalInput |  | I |  | ctrl | 2025 | 0.31212
3.3 Slow Pyrolysis Small Digest | Small scale slow pyrolysis (1 MW) - Digestate feedstock | Technology-specific data | Alternative Configuation - Biochar Output [MWh/MWh Alternative Total Input] | MWh/MWhAlternativeTotalInput |  | I |  | ctrl | 2030 | 0.31212
3.3 Slow Pyrolysis Small Digest | Small scale slow pyrolysis (1 MW) - Digestate feedstock | Technology-specific data | Alternative Configuation - Biochar Output [MWh/MWh Alternative Total Input] | MWh/MWhAlternativeTotalInput |  | I |  | ctrl | 2035 | 0.31212
3.3 Slow Pyrolysis Small Digest | Small scale slow pyrolysis (1 MW) - Digestate feedstock | Technology-specific data | Alternative Configuation - Biochar Output [MWh/MWh Alternative Total Input] | MWh/MWhAlternativeTotalInput |  | I |  | ctrl | 2040 | 0.31212
3.3 Slow Pyrolysis Small Digest | Small scale slow pyrolysis (1 MW) - Digestate feedstock | Technology-specific data | Alternative Configuation - Biochar Output [MWh/MWh Alternative Total Input] | MWh/MWhAlternativeTotalInput |  | I |  | ctrl | 2050 | 0.31212
3.3 Slow Pyrolysis Small Digest | Small scale slow pyrolysis (1 MW) - Digestate feedstock | Technology-specific data | Alternative Configuation - Heat Losses [MWh/MWh Alternative Total Input] | MWh/MWhAlternativeTotalInput |  | I |  | Lower | 2025 | 0.080209
3.3 Slow Pyrolysis Small Digest | Small scale slow pyrolysis (1 MW) - Digestate feedstock | Technology-specific data | Alternative Configuation - Heat Losses [MWh/MWh Alternative Total Input] | MWh/MWhAlternativeTotalInput |  | I |  | Lower | 2050 | 0.080209
3.3 Slow Pyrolysis Small Digest | Small scale slow pyrolysis (1 MW) - Digestate feedstock | Technology-specific data | Alternative Configuation - Heat Losses [MWh/MWh Alternative Total Input] | MWh/MWhAlternativeTotalInput |  | I |  | Upper | 2025 | 0.080209
3.3 Slow Pyrolysis Small Digest | Small scale slow pyrolysis (1 MW) - Digestate feedstock | Technology-specific data | Alternative Configuation - Heat Losses [MWh/MWh Alternative Total Input] | MWh/MWhAlternativeTotalInput |  | I |  | Upper | 2050 | 0.080209
3.3 Slow Pyrolysis Small Digest | Small scale slow pyrolysis (1 MW) - Digestate feedstock | Technology-specific data | Alternative Configuation - Heat Losses [MWh/MWh Alternative Total Input] | MWh/MWhAlternativeTotalInput |  | I |  | ctrl | 2025 | 0.080209
3.3 Slow Pyrolysis Small Digest | Small scale slow pyrolysis (1 MW) - Digestate feedstock | Technology-specific data | Alternative Configuation - Heat Losses [MWh/MWh Alternative Total Input] | MWh/MWhAlternativeTotalInput |  | I |  | ctrl | 2030 | 0.080209
3.3 Slow Pyrolysis Small Digest | Small scale slow pyrolysis (1 MW) - Digestate feedstock | Technology-specific data | Alternative Configuation - Heat Losses [MWh/MWh Alternative Total Input] | MWh/MWhAlternativeTotalInput |  | I |  | ctrl | 2035 | 0.080209
3.3 Slow Pyrolysis Small Digest | Small scale slow pyrolysis (1 MW) - Digestate feedstock | Technology-specific data | Alternative Configuation - Heat Losses [MWh/MWh Alternative Total Input] | MWh/MWhAlternativeTotalInput |  | I |  | ctrl | 2040 | 0.080209
3.3 Slow Pyrolysis Small Digest | Small scale slow pyrolysis (1 MW) - Digestate feedstock | Technology-specific data | Alternative Configuation - Heat Losses [MWh/MWh Alternative Total Input] | MWh/MWhAlternativeTotalInput |  | I |  | ctrl | 2050 | 0.080209
3.3 Slow Pyrolysis Small Digest | Small scale slow pyrolysis (1 MW) - Digestate feedstock | Technology-specific data | Alternative Configuation - Pyrolysis Gas Output [MWh/MWh Alternative Total Input] | MWh/MWhAlternativeTotalInput |  | I |  | Lower | 2025 | 0.60767
3.3 Slow Pyrolysis Small Digest | Small scale slow pyrolysis (1 MW) - Digestate feedstock | Technology-specific data | Alternative Configuation - Pyrolysis Gas Output [MWh/MWh Alternative Total Input] | MWh/MWhAlternativeTotalInput |  | I |  | Lower | 2050 | 0.60767
3.3 Slow Pyrolysis Small Digest | Small scale slow pyrolysis (1 MW) - Digestate feedstock | Technology-specific data | Alternative Configuation - Pyrolysis Gas Output [MWh/MWh Alternative Total Input] | MWh/MWhAlternativeTotalInput |  | I |  | Upper | 2025 | 0.60767
3.3 Slow Pyrolysis Small Digest | Small scale slow pyrolysis (1 MW) - Digestate feedstock | Technology-specific data | Alternative Configuation - Pyrolysis Gas Output [MWh/MWh Alternative Total Input] | MWh/MWhAlternativeTotalInput |  | I |  | Upper | 2050 | 0.60767
3.3 Slow Pyrolysis Small Digest | Small scale slow pyrolysis (1 MW) - Digestate feedstock | Technology-specific data | Alternative Configuation - Pyrolysis Gas Output [MWh/MWh Alternative Total Input] | MWh/MWhAlternativeTotalInput |  | I |  | ctrl | 2025 | 0.60767
3.3 Slow Pyrolysis Small Digest | Small scale slow pyrolysis (1 MW) - Digestate feedstock | Technology-specific data | Alternative Configuation - Pyrolysis Gas Output [MWh/MWh Alternative Total Input] | MWh/MWhAlternativeTotalInput |  | I |  | ctrl | 2030 | 0.60767
3.3 Slow Pyrolysis Small Digest | Small scale slow pyrolysis (1 MW) - Digestate feedstock | Technology-specific data | Alternative Configuation - Pyrolysis Gas Output [MWh/MWh Alternative Total Input] | MWh/MWhAlternativeTotalInput |  | I |  | ctrl | 2035 | 0.60767
3.3 Slow Pyrolysis Small Digest | Small scale slow pyrolysis (1 MW) - Digestate feedstock | Technology-specific data | Alternative Configuation - Pyrolysis Gas Output [MWh/MWh Alternative Total Input] | MWh/MWhAlternativeTotalInput |  | I |  | ctrl | 2040 | 0.60767
3.3 Slow Pyrolysis Small Digest | Small scale slow pyrolysis (1 MW) - Digestate feedstock | Technology-specific data | Alternative Configuation - Pyrolysis Gas Output [MWh/MWh Alternative Total Input] | MWh/MWhAlternativeTotalInput |  | I |  | ctrl | 2050 | 0.60767
3.3 Slow Pyrolysis Small Digest | Small scale slow pyrolysis (1 MW) - Digestate feedstock | Technology-specific data | Alternative Configuation - Total plant size [MW input] | MWinput |  | I |  | Lower | 2025 | 0.5735
3.3 Slow Pyrolysis Small Digest | Small scale slow pyrolysis (1 MW) - Digestate feedstock | Technology-specific data | Alternative Configuation - Total plant size [MW input] | MWinput |  | I |  | Lower | 2050 | 0.5735
3.3 Slow Pyrolysis Small Digest | Small scale slow pyrolysis (1 MW) - Digestate feedstock | Technology-specific data | Alternative Configuation - Total plant size [MW input] | MWinput |  | I |  | Upper | 2025 | 1.7205
3.3 Slow Pyrolysis Small Digest | Small scale slow pyrolysis (1 MW) - Digestate feedstock | Technology-specific data | Alternative Configuation - Total plant size [MW input] | MWinput |  | I |  | Upper | 2050 | 1.7205
3.3 Slow Pyrolysis Small Digest | Small scale slow pyrolysis (1 MW) - Digestate feedstock | Technology-specific data | Alternative Configuation - Total plant size [MW input] | MWinput |  | I |  | ctrl | 2025 | 1.147
3.3 Slow Pyrolysis Small Digest | Small scale slow pyrolysis (1 MW) - Digestate feedstock | Technology-specific data | Alternative Configuation - Total plant size [MW input] | MWinput |  | I |  | ctrl | 2030 | 1.147
3.3 Slow Pyrolysis Small Digest | Small scale slow pyrolysis (1 MW) - Digestate feedstock | Technology-specific data | Alternative Configuation - Total plant size [MW input] | MWinput |  | I |  | ctrl | 2035 | 1.147
3.3 Slow Pyrolysis Small Digest | Small scale slow pyrolysis (1 MW) - Digestate feedstock | Technology-specific data | Alternative Configuation - Total plant size [MW input] | MWinput |  | I |  | ctrl | 2040 | 1.147
3.3 Slow Pyrolysis Small Digest | Small scale slow pyrolysis (1 MW) - Digestate feedstock | Technology-specific data | Alternative Configuation - Total plant size [MW input] | MWinput |  | I |  | ctrl | 2050 | 1.147
3.3 Slow Pyrolysis Small Digest | Small scale slow pyrolysis (1 MW) - Digestate feedstock | Technology-specific data | Specific bulk density of biochar [ton/m3] | ton/m3 |  |  | [4,5] | Lower | 2025 | 0.15
3.3 Slow Pyrolysis Small Digest | Small scale slow pyrolysis (1 MW) - Digestate feedstock | Technology-specific data | Specific bulk density of biochar [ton/m3] | ton/m3 |  |  | [4,5] | Lower | 2050 | 0.15
3.3 Slow Pyrolysis Small Digest | Small scale slow pyrolysis (1 MW) - Digestate feedstock | Technology-specific data | Specific bulk density of biochar [ton/m3] | ton/m3 |  |  | [4,5] | Upper | 2025 | 0.5
3.3 Slow Pyrolysis Small Digest | Small scale slow pyrolysis (1 MW) - Digestate feedstock | Technology-specific data | Specific bulk density of biochar [ton/m3] | ton/m3 |  |  | [4,5] | Upper | 2050 | 0.5
3.3 Slow Pyrolysis Small Digest | Small scale slow pyrolysis (1 MW) - Digestate feedstock | Technology-specific data | Specific bulk density of biochar [ton/m3] | ton/m3 |  |  | [4,5] | ctrl | 2025 | 0.5
3.3 Slow Pyrolysis Small Digest | Small scale slow pyrolysis (1 MW) - Digestate feedstock | Technology-specific data | Specific bulk density of biochar [ton/m3] | ton/m3 |  |  | [4,5] | ctrl | 2030 | 0.5
3.3 Slow Pyrolysis Small Digest | Small scale slow pyrolysis (1 MW) - Digestate feedstock | Technology-specific data | Specific bulk density of biochar [ton/m3] | ton/m3 |  |  | [4,5] | ctrl | 2035 | 0.5
3.3 Slow Pyrolysis Small Digest | Small scale slow pyrolysis (1 MW) - Digestate feedstock | Technology-specific data | Specific bulk density of biochar [ton/m3] | ton/m3 |  |  | [4,5] | ctrl | 2040 | 0.5
3.3 Slow Pyrolysis Small Digest | Small scale slow pyrolysis (1 MW) - Digestate feedstock | Technology-specific data | Specific bulk density of biochar [ton/m3] | ton/m3 |  |  | [4,5] | ctrl | 2050 | 0.5
3.3 Slow Pyrolysis Small Digest | Small scale slow pyrolysis (1 MW) - Digestate feedstock | Technology-specific data | Specific energy content [GJ/ton biochar from digestate] | GJ/tonbiocharfromdigestate |  |  | [5] | Lower | 2025 | 27
3.3 Slow Pyrolysis Small Digest | Small scale slow pyrolysis (1 MW) - Digestate feedstock | Technology-specific data | Specific energy content [GJ/ton biochar from digestate] | GJ/tonbiocharfromdigestate |  |  | [5] | Lower | 2050 | 27
3.3 Slow Pyrolysis Small Digest | Small scale slow pyrolysis (1 MW) - Digestate feedstock | Technology-specific data | Specific energy content [GJ/ton biochar from digestate] | GJ/tonbiocharfromdigestate |  |  | [5] | Upper | 2025 | 27
3.3 Slow Pyrolysis Small Digest | Small scale slow pyrolysis (1 MW) - Digestate feedstock | Technology-specific data | Specific energy content [GJ/ton biochar from digestate] | GJ/tonbiocharfromdigestate |  |  | [5] | Upper | 2050 | 27
3.3 Slow Pyrolysis Small Digest | Small scale slow pyrolysis (1 MW) - Digestate feedstock | Technology-specific data | Specific energy content [GJ/ton biochar from digestate] | GJ/tonbiocharfromdigestate |  |  | [5] | ctrl | 2025 | 27
3.3 Slow Pyrolysis Small Digest | Small scale slow pyrolysis (1 MW) - Digestate feedstock | Technology-specific data | Specific energy content [GJ/ton biochar from digestate] | GJ/tonbiocharfromdigestate |  |  | [5] | ctrl | 2030 | 27
3.3 Slow Pyrolysis Small Digest | Small scale slow pyrolysis (1 MW) - Digestate feedstock | Technology-specific data | Specific energy content [GJ/ton biochar from digestate] | GJ/tonbiocharfromdigestate |  |  | [5] | ctrl | 2035 | 27
3.3 Slow Pyrolysis Small Digest | Small scale slow pyrolysis (1 MW) - Digestate feedstock | Technology-specific data | Specific energy content [GJ/ton biochar from digestate] | GJ/tonbiocharfromdigestate |  |  | [5] | ctrl | 2040 | 27
3.3 Slow Pyrolysis Small Digest | Small scale slow pyrolysis (1 MW) - Digestate feedstock | Technology-specific data | Specific energy content [GJ/ton biochar from digestate] | GJ/tonbiocharfromdigestate |  |  | [5] | ctrl | 2050 | 27
3.5 Hydrothermal liquifaction | Bio Oil | Energy/technical data | Bio Oil Output, [MWh/MWh Total Input] | MWh/MWhTotalInput |  | E | 4 | Lower | 2020 | 0.9
3.5 Hydrothermal liquifaction | Bio Oil | Energy/technical data | Bio Oil Output, [MWh/MWh Total Input] | MWh/MWhTotalInput |  | E | 4 | Lower | 2050 | 0.9
3.5 Hydrothermal liquifaction | Bio Oil | Energy/technical data | Bio Oil Output, [MWh/MWh Total Input] | MWh/MWhTotalInput |  | E | 4 | Upper | 2020 | 1.1
3.5 Hydrothermal liquifaction | Bio Oil | Energy/technical data | Bio Oil Output, [MWh/MWh Total Input] | MWh/MWhTotalInput |  | E | 4 | Upper | 2050 | 1.1
3.5 Hydrothermal liquifaction | Bio Oil | Energy/technical data | Bio Oil Output, [MWh/MWh Total Input] | MWh/MWhTotalInput |  | E | 4 | ctrl | 2015 | n.a.
3.5 Hydrothermal liquifaction | Bio Oil | Energy/technical data | Bio Oil Output, [MWh/MWh Total Input] | MWh/MWhTotalInput |  | E | 4 | ctrl | 2020 | 0.82
3.5 Hydrothermal liquifaction | Bio Oil | Energy/technical data | Bio Oil Output, [MWh/MWh Total Input] | MWh/MWhTotalInput |  | E | 4 | ctrl | 2030 | 0.82
3.5 Hydrothermal liquifaction | Bio Oil | Energy/technical data | Bio Oil Output, [MWh/MWh Total Input] | MWh/MWhTotalInput |  | E | 4 | ctrl | 2040 | 0.82
3.5 Hydrothermal liquifaction | Bio Oil | Energy/technical data | Bio Oil Output, [MWh/MWh Total Input] | MWh/MWhTotalInput |  | E | 4 | ctrl | 2050 | 0.82
3.5 Hydrothermal liquifaction | Bio Oil | Energy/technical data | Co-products Output [MWh/MWh Total Input] | MWh/MWhTotalInput |  | E | 4 | Lower | 2020 | 0.9
3.5 Hydrothermal liquifaction | Bio Oil | Energy/technical data | Co-products Output [MWh/MWh Total Input] | MWh/MWhTotalInput |  | E | 4 | Lower | 2050 | 0.9
3.5 Hydrothermal liquifaction | Bio Oil | Energy/technical data | Co-products Output [MWh/MWh Total Input] | MWh/MWhTotalInput |  | E | 4 | Upper | 2020 | 1.1
3.5 Hydrothermal liquifaction | Bio Oil | Energy/technical data | Co-products Output [MWh/MWh Total Input] | MWh/MWhTotalInput |  | E | 4 | Upper | 2050 | 1.1
3.5 Hydrothermal liquifaction | Bio Oil | Energy/technical data | Co-products Output [MWh/MWh Total Input] | MWh/MWhTotalInput |  | E | 4 | ctrl | 2015 | n.a.
3.5 Hydrothermal liquifaction | Bio Oil | Energy/technical data | Co-products Output [MWh/MWh Total Input] | MWh/MWhTotalInput |  | E | 4 | ctrl | 2020 | 0
3.5 Hydrothermal liquifaction | Bio Oil | Energy/technical data | Co-products Output [MWh/MWh Total Input] | MWh/MWhTotalInput |  | E | 4 | ctrl | 2030 | 0
3.5 Hydrothermal liquifaction | Bio Oil | Energy/technical data | Co-products Output [MWh/MWh Total Input] | MWh/MWhTotalInput |  | E | 4 | ctrl | 2040 | 0
3.5 Hydrothermal liquifaction | Bio Oil | Energy/technical data | Co-products Output [MWh/MWh Total Input] | MWh/MWhTotalInput |  | E | 4 | ctrl | 2050 | 0
3.5 Hydrothermal liquifaction | Bio Oil | Energy/technical data | Construction time [years] | years |  |  |  | ctrl | 2015 | 2
3.5 Hydrothermal liquifaction | Bio Oil | Energy/technical data | Construction time [years] | years |  |  |  | ctrl | 2020 | 2
3.5 Hydrothermal liquifaction | Bio Oil | Energy/technical data | Construction time [years] | years |  |  |  | ctrl | 2030 | 2
3.5 Hydrothermal liquifaction | Bio Oil | Energy/technical data | Construction time [years] | years |  |  |  | ctrl | 2040 | 2
3.5 Hydrothermal liquifaction | Bio Oil | Energy/technical data | Construction time [years] | years |  |  |  | ctrl | 2050 | 2
3.5 Hydrothermal liquifaction | Bio Oil | Energy/technical data | Electricity Consumption [MWh/MWh Total Input] | MWh/MWhTotalInput |  | E | 4 | Lower | 2020 | 0.75
3.5 Hydrothermal liquifaction | Bio Oil | Energy/technical data | Electricity Consumption [MWh/MWh Total Input] | MWh/MWhTotalInput |  | E | 4 | Lower | 2050 | 0.75
3.5 Hydrothermal liquifaction | Bio Oil | Energy/technical data | Electricity Consumption [MWh/MWh Total Input] | MWh/MWhTotalInput |  | E | 4 | Upper | 2020 | 1.25
3.5 Hydrothermal liquifaction | Bio Oil | Energy/technical data | Electricity Consumption [MWh/MWh Total Input] | MWh/MWhTotalInput |  | E | 4 | Upper | 2050 | 1.25
3.5 Hydrothermal liquifaction | Bio Oil | Energy/technical data | Electricity Consumption [MWh/MWh Total Input] | MWh/MWhTotalInput |  | E | 4 | ctrl | 2015 | n.a.
3.5 Hydrothermal liquifaction | Bio Oil | Energy/technical data | Electricity Consumption [MWh/MWh Total Input] | MWh/MWhTotalInput |  | E | 4 | ctrl | 2020 | 0.05
3.5 Hydrothermal liquifaction | Bio Oil | Energy/technical data | Electricity Consumption [MWh/MWh Total Input] | MWh/MWhTotalInput |  | E | 4 | ctrl | 2030 | 0.05
3.5 Hydrothermal liquifaction | Bio Oil | Energy/technical data | Electricity Consumption [MWh/MWh Total Input] | MWh/MWhTotalInput |  | E | 4 | ctrl | 2040 | 0.05
3.5 Hydrothermal liquifaction | Bio Oil | Energy/technical data | Electricity Consumption [MWh/MWh Total Input] | MWh/MWhTotalInput |  | E | 4 | ctrl | 2050 | 0.05
3.5 Hydrothermal liquifaction | Bio Oil | Energy/technical data | Feedstock Consumption, [MWh/MWh Total Input] | MWh/MWhTotalInput |  | E | 4 | Lower | 2020 | 0.9
3.5 Hydrothermal liquifaction | Bio Oil | Energy/technical data | Feedstock Consumption, [MWh/MWh Total Input] | MWh/MWhTotalInput |  | E | 4 | Lower | 2050 | 0.9
3.5 Hydrothermal liquifaction | Bio Oil | Energy/technical data | Feedstock Consumption, [MWh/MWh Total Input] | MWh/MWhTotalInput |  | E | 4 | Upper | 2020 | 1.5
3.5 Hydrothermal liquifaction | Bio Oil | Energy/technical data | Feedstock Consumption, [MWh/MWh Total Input] | MWh/MWhTotalInput |  | E | 4 | Upper | 2050 | 1.25
3.5 Hydrothermal liquifaction | Bio Oil | Energy/technical data | Feedstock Consumption, [MWh/MWh Total Input] | MWh/MWhTotalInput |  | E | 4 | ctrl | 2015 | n.a.
3.5 Hydrothermal liquifaction | Bio Oil | Energy/technical data | Feedstock Consumption, [MWh/MWh Total Input] | MWh/MWhTotalInput |  | E | 4 | ctrl | 2020 | 0.95
3.5 Hydrothermal liquifaction | Bio Oil | Energy/technical data | Feedstock Consumption, [MWh/MWh Total Input] | MWh/MWhTotalInput |  | E | 4 | ctrl | 2030 | 0.95
3.5 Hydrothermal liquifaction | Bio Oil | Energy/technical data | Feedstock Consumption, [MWh/MWh Total Input] | MWh/MWhTotalInput |  | E | 4 | ctrl | 2040 | 0.95
3.5 Hydrothermal liquifaction | Bio Oil | Energy/technical data | Feedstock Consumption, [MWh/MWh Total Input] | MWh/MWhTotalInput |  | E | 4 | ctrl | 2050 | 0.95
3.5 Hydrothermal liquifaction | Bio Oil | Energy/technical data | Forced outage [%] | pct. |  |  |  | ctrl | 2015 | n.a.
3.5 Hydrothermal liquifaction | Bio Oil | Energy/technical data | Forced outage [%] | pct. |  |  |  | ctrl | 2020 | 4
3.5 Hydrothermal liquifaction | Bio Oil | Energy/technical data | Forced outage [%] | pct. |  |  |  | ctrl | 2030 | 0
3.5 Hydrothermal liquifaction | Bio Oil | Energy/technical data | Forced outage [%] | pct. |  |  |  | ctrl | 2040 | 0
3.5 Hydrothermal liquifaction | Bio Oil | Energy/technical data | Forced outage [%] | pct. |  |  |  | ctrl | 2050 | 0
3.5 Hydrothermal liquifaction | Bio Oil | Energy/technical data | Planned outage [weeks per year] | weeks/year |  | C | 8 | ctrl | 2015 | 4
3.5 Hydrothermal liquifaction | Bio Oil | Energy/technical data | Planned outage [weeks per year] | weeks/year |  | C | 8 | ctrl | 2020 | 4
3.5 Hydrothermal liquifaction | Bio Oil | Energy/technical data | Planned outage [weeks per year] | weeks/year |  | C | 8 | ctrl | 2030 | 4
3.5 Hydrothermal liquifaction | Bio Oil | Energy/technical data | Planned outage [weeks per year] | weeks/year |  | C | 8 | ctrl | 2040 | 4
3.5 Hydrothermal liquifaction | Bio Oil | Energy/technical data | Planned outage [weeks per year] | weeks/year |  | C | 8 | ctrl | 2050 | 4
3.5 Hydrothermal liquifaction | Bio Oil | Energy/technical data | Technical lifetime [years] | years |  | H |  | ctrl | 2015 | 20
3.5 Hydrothermal liquifaction | Bio Oil | Energy/technical data | Technical lifetime [years] | years |  | H |  | ctrl | 2020 | 20
3.5 Hydrothermal liquifaction | Bio Oil | Energy/technical data | Technical lifetime [years] | years |  | H |  | ctrl | 2030 | 20
3.5 Hydrothermal liquifaction | Bio Oil | Energy/technical data | Technical lifetime [years] | years |  | H |  | ctrl | 2040 | 20
3.5 Hydrothermal liquifaction | Bio Oil | Energy/technical data | Technical lifetime [years] | years |  | H |  | ctrl | 2050 | 20
3.5 Hydrothermal liquifaction | Bio Oil | Energy/technical data | Typical total plant size [1,000 t Bio Oil/year] | 1,000tBioOil/year |  | A, B | 1, 6 | Lower | 2020 | 0.5
3.5 Hydrothermal liquifaction | Bio Oil | Energy/technical data | Typical total plant size [1,000 t Bio Oil/year] | 1,000tBioOil/year |  | A, B | 1, 6 | Lower | 2050 | 0.75
3.5 Hydrothermal liquifaction | Bio Oil | Energy/technical data | Typical total plant size [1,000 t Bio Oil/year] | 1,000tBioOil/year |  | A, B | 1, 6 | Upper | 2020 | 1.25
3.5 Hydrothermal liquifaction | Bio Oil | Energy/technical data | Typical total plant size [1,000 t Bio Oil/year] | 1,000tBioOil/year |  | A, B | 1, 6 | Upper | 2050 | 1.25
3.5 Hydrothermal liquifaction | Bio Oil | Energy/technical data | Typical total plant size [1,000 t Bio Oil/year] | 1,000tBioOil/year |  | A, B | 1, 6 | ctrl | 2015 | n.a.
3.5 Hydrothermal liquifaction | Bio Oil | Energy/technical data | Typical total plant size [1,000 t Bio Oil/year] | 1,000tBioOil/year |  | A, B | 1, 6 | ctrl | 2020 | 120
3.5 Hydrothermal liquifaction | Bio Oil | Energy/technical data | Typical total plant size [1,000 t Bio Oil/year] | 1,000tBioOil/year |  | A, B | 1, 6 | ctrl | 2030 | 180
3.5 Hydrothermal liquifaction | Bio Oil | Energy/technical data | Typical total plant size [1,000 t Bio Oil/year] | 1,000tBioOil/year |  | A, B | 1, 6 | ctrl | 2040 | 250
3.5 Hydrothermal liquifaction | Bio Oil | Energy/technical data | Typical total plant size [1,000 t Bio Oil/year] | 1,000tBioOil/year |  | A, B | 1, 6 | ctrl | 2050 | 300
3.5 Hydrothermal liquifaction | Bio Oil | Energy/technical data | Typical total plant size [MW] | MW |  | A, A1, B | 1, 6 | Lower | 2020 | 0.5
3.5 Hydrothermal liquifaction | Bio Oil | Energy/technical data | Typical total plant size [MW] | MW |  | A, A1, B | 1, 6 | Lower | 2050 | 0.75
3.5 Hydrothermal liquifaction | Bio Oil | Energy/technical data | Typical total plant size [MW] | MW |  | A, A1, B | 1, 6 | Upper | 2020 | 1.25
3.5 Hydrothermal liquifaction | Bio Oil | Energy/technical data | Typical total plant size [MW] | MW |  | A, A1, B | 1, 6 | Upper | 2050 | 1.25
3.5 Hydrothermal liquifaction | Bio Oil | Energy/technical data | Typical total plant size [MW] | MW |  | A, A1, B | 1, 6 | ctrl | 2015 | n.a.
3.5 Hydrothermal liquifaction | Bio Oil | Energy/technical data | Typical total plant size [MW] | MW |  | A, A1, B | 1, 6 | ctrl | 2020 | 145
3.5 Hydrothermal liquifaction | Bio Oil | Energy/technical data | Typical total plant size [MW] | MW |  | A, A1, B | 1, 6 | ctrl | 2030 | 220
3.5 Hydrothermal liquifaction | Bio Oil | Energy/technical data | Typical total plant size [MW] | MW |  | A, A1, B | 1, 6 | ctrl | 2040 | 300
3.5 Hydrothermal liquifaction | Bio Oil | Energy/technical data | Typical total plant size [MW] | MW |  | A, A1, B | 1, 6 | ctrl | 2050 | 360
3.5 Hydrothermal liquifaction | Bio Oil | Financial data | - equipment [%] | pct. |  |  |  | ctrl | 2015 | n.a.
3.5 Hydrothermal liquifaction | Bio Oil | Financial data | - equipment [%] | pct. |  |  |  | ctrl | 2020 | 75
3.5 Hydrothermal liquifaction | Bio Oil | Financial data | - equipment [%] | pct. |  |  |  | ctrl | 2030 | 75
3.5 Hydrothermal liquifaction | Bio Oil | Financial data | - equipment [%] | pct. |  |  |  | ctrl | 2040 | 75
3.5 Hydrothermal liquifaction | Bio Oil | Financial data | - equipment [%] | pct. |  |  |  | ctrl | 2050 | 75
3.5 Hydrothermal liquifaction | Bio Oil | Financial data | - installation [%] | pct. |  |  |  | ctrl | 2015 | n.a.
3.5 Hydrothermal liquifaction | Bio Oil | Financial data | - installation [%] | pct. |  |  |  | ctrl | 2020 | 25
3.5 Hydrothermal liquifaction | Bio Oil | Financial data | - installation [%] | pct. |  |  |  | ctrl | 2030 | 25
3.5 Hydrothermal liquifaction | Bio Oil | Financial data | - installation [%] | pct. |  |  |  | ctrl | 2040 | 25
3.5 Hydrothermal liquifaction | Bio Oil | Financial data | - installation [%] | pct. |  |  |  | ctrl | 2050 | 25
3.5 Hydrothermal liquifaction | Bio Oil | Financial data | Fixed O&M [M€/MW Bio Oil/year] | M€/MWBioOil/year |  | F, G | 6 | Lower | 2020 | 0.75
3.5 Hydrothermal liquifaction | Bio Oil | Financial data | Fixed O&M [M€/MW Bio Oil/year] | M€/MWBioOil/year |  | F, G | 6 | Lower | 2050 | 0.75
3.5 Hydrothermal liquifaction | Bio Oil | Financial data | Fixed O&M [M€/MW Bio Oil/year] | M€/MWBioOil/year |  | F, G | 6 | Upper | 2020 | 1.25
3.5 Hydrothermal liquifaction | Bio Oil | Financial data | Fixed O&M [M€/MW Bio Oil/year] | M€/MWBioOil/year |  | F, G | 6 | Upper | 2050 | 1.25
3.5 Hydrothermal liquifaction | Bio Oil | Financial data | Fixed O&M [M€/MW Bio Oil/year] | M€/MWBioOil/year |  | F, G | 6 | ctrl | 2015 | n.a.
3.5 Hydrothermal liquifaction | Bio Oil | Financial data | Fixed O&M [M€/MW Bio Oil/year] | M€/MWBioOil/year |  | F, G | 6 | ctrl | 2020 | 0.066759
3.5 Hydrothermal liquifaction | Bio Oil | Financial data | Fixed O&M [M€/MW Bio Oil/year] | M€/MWBioOil/year |  | F, G | 6 | ctrl | 2030 | 0.066759
3.5 Hydrothermal liquifaction | Bio Oil | Financial data | Fixed O&M [M€/MW Bio Oil/year] | M€/MWBioOil/year |  | F, G | 6 | ctrl | 2040 | 0.066759
3.5 Hydrothermal liquifaction | Bio Oil | Financial data | Fixed O&M [M€/MW Bio Oil/year] | M€/MWBioOil/year |  | F, G | 6 | ctrl | 2050 | 0.066759
3.5 Hydrothermal liquifaction | Bio Oil | Financial data | Specific investment [M€/MW Bio Oil] | M€/MWBioOil |  | D, G | 6, 8 | Lower | 2020 | 0.75
3.5 Hydrothermal liquifaction | Bio Oil | Financial data | Specific investment [M€/MW Bio Oil] | M€/MWBioOil |  | D, G | 6, 8 | Lower | 2050 | 0.75
3.5 Hydrothermal liquifaction | Bio Oil | Financial data | Specific investment [M€/MW Bio Oil] | M€/MWBioOil |  | D, G | 6, 8 | Upper | 2020 | 1.25
3.5 Hydrothermal liquifaction | Bio Oil | Financial data | Specific investment [M€/MW Bio Oil] | M€/MWBioOil |  | D, G | 6, 8 | Upper | 2050 | 1.25
3.5 Hydrothermal liquifaction | Bio Oil | Financial data | Specific investment [M€/MW Bio Oil] | M€/MWBioOil |  | D, G | 6, 8 | ctrl | 2015 | n.a.
3.5 Hydrothermal liquifaction | Bio Oil | Financial data | Specific investment [M€/MW Bio Oil] | M€/MWBioOil |  | D, G | 6, 8 | ctrl | 2020 | 2.3366
3.5 Hydrothermal liquifaction | Bio Oil | Financial data | Specific investment [M€/MW Bio Oil] | M€/MWBioOil |  | D, G | 6, 8 | ctrl | 2030 | 1.7524
3.5 Hydrothermal liquifaction | Bio Oil | Financial data | Specific investment [M€/MW Bio Oil] | M€/MWBioOil |  | D, G | 6, 8 | ctrl | 2040 | 1.3143
3.5 Hydrothermal liquifaction | Bio Oil | Financial data | Specific investment [M€/MW Bio Oil] | M€/MWBioOil |  | D, G | 6, 8 | ctrl | 2050 | 1.1683
3.5 Hydrothermal liquifaction | Bio Oil | Financial data | Start up [€/MW Bio Oil] | €/MWBioOil |  |  |  | Lower | 2020 | 0
3.5 Hydrothermal liquifaction | Bio Oil | Financial data | Start up [€/MW Bio Oil] | €/MWBioOil |  |  |  | Lower | 2050 | 0
3.5 Hydrothermal liquifaction | Bio Oil | Financial data | Start up [€/MW Bio Oil] | €/MWBioOil |  |  |  | Upper | 2020 | 0
3.5 Hydrothermal liquifaction | Bio Oil | Financial data | Start up [€/MW Bio Oil] | €/MWBioOil |  |  |  | Upper | 2050 | 0
3.5 Hydrothermal liquifaction | Bio Oil | Financial data | Start up [€/MW Bio Oil] | €/MWBioOil |  |  |  | ctrl | 2015 | n.a.
3.5 Hydrothermal liquifaction | Bio Oil | Financial data | Start up [€/MW Bio Oil] | €/MWBioOil |  |  |  | ctrl | 2020 | 0
3.5 Hydrothermal liquifaction | Bio Oil | Financial data | Start up [€/MW Bio Oil] | €/MWBioOil |  |  |  | ctrl | 2030 | 0
3.5 Hydrothermal liquifaction | Bio Oil | Financial data | Start up [€/MW Bio Oil] | €/MWBioOil |  |  |  | ctrl | 2040 | 0
3.5 Hydrothermal liquifaction | Bio Oil | Financial data | Start up [€/MW Bio Oil] | €/MWBioOil |  |  |  | ctrl | 2050 | 0
3.5 Hydrothermal liquifaction | Bio Oil | Financial data | Variable O&M [€/MWh] | €/MWh |  | F, G | 6 | Lower | 2020 | 0.75
3.5 Hydrothermal liquifaction | Bio Oil | Financial data | Variable O&M [€/MWh] | €/MWh |  | F, G | 6 | Lower | 2050 | 0.75
3.5 Hydrothermal liquifaction | Bio Oil | Financial data | Variable O&M [€/MWh] | €/MWh |  | F, G | 6 | Upper | 2020 | 1.25
3.5 Hydrothermal liquifaction | Bio Oil | Financial data | Variable O&M [€/MWh] | €/MWh |  | F, G | 6 | Upper | 2050 | 1.25
3.5 Hydrothermal liquifaction | Bio Oil | Financial data | Variable O&M [€/MWh] | €/MWh |  | F, G | 6 | ctrl | 2015 | n.a.
3.5 Hydrothermal liquifaction | Bio Oil | Financial data | Variable O&M [€/MWh] | €/MWh |  | F, G | 6 | ctrl | 2020 | 14.9017
3.5 Hydrothermal liquifaction | Bio Oil | Financial data | Variable O&M [€/MWh] | €/MWh |  | F, G | 6 | ctrl | 2030 | 14.9017
3.5 Hydrothermal liquifaction | Bio Oil | Financial data | Variable O&M [€/MWh] | €/MWh |  | F, G | 6 | ctrl | 2040 | 14.9017
3.5 Hydrothermal liquifaction | Bio Oil | Financial data | Variable O&M [€/MWh] | €/MWh |  | F, G | 6 | ctrl | 2050 | 14.9017
3.5 Hydrothermal liquifaction | Bio Oil | Technology-specific data | - equipment [%] | pct. |  |  |  | ctrl | 2015 | n.a.
3.5 Hydrothermal liquifaction | Bio Oil | Technology-specific data | - equipment [%] | pct. |  |  |  | ctrl | 2020 | 75
3.5 Hydrothermal liquifaction | Bio Oil | Technology-specific data | - equipment [%] | pct. |  |  |  | ctrl | 2030 | 75
3.5 Hydrothermal liquifaction | Bio Oil | Technology-specific data | - equipment [%] | pct. |  |  |  | ctrl | 2040 | 75
3.5 Hydrothermal liquifaction | Bio Oil | Technology-specific data | - equipment [%] | pct. |  |  |  | ctrl | 2050 | 75
3.5 Hydrothermal liquifaction | Bio Oil | Technology-specific data | - installation [%] | pct. |  |  |  | ctrl | 2015 | n.a.
3.5 Hydrothermal liquifaction | Bio Oil | Technology-specific data | - installation [%] | pct. |  |  |  | ctrl | 2020 | 25
3.5 Hydrothermal liquifaction | Bio Oil | Technology-specific data | - installation [%] | pct. |  |  |  | ctrl | 2030 | 25
3.5 Hydrothermal liquifaction | Bio Oil | Technology-specific data | - installation [%] | pct. |  |  |  | ctrl | 2040 | 25
3.5 Hydrothermal liquifaction | Bio Oil | Technology-specific data | - installation [%] | pct. |  |  |  | ctrl | 2050 | 25
3.5 Hydrothermal liquifaction | Bio Oil | Technology-specific data | Fixed O&M [M€/1,000 t Bio Oil] | M€/1,000tBioOil |  | F, G | 6 | Lower | 2020 | 0.75
3.5 Hydrothermal liquifaction | Bio Oil | Technology-specific data | Fixed O&M [M€/1,000 t Bio Oil] | M€/1,000tBioOil |  | F, G | 6 | Lower | 2050 | 0.75
3.5 Hydrothermal liquifaction | Bio Oil | Technology-specific data | Fixed O&M [M€/1,000 t Bio Oil] | M€/1,000tBioOil |  | F, G | 6 | Upper | 2020 | 1.25
3.5 Hydrothermal liquifaction | Bio Oil | Technology-specific data | Fixed O&M [M€/1,000 t Bio Oil] | M€/1,000tBioOil |  | F, G | 6 | Upper | 2050 | 1.25
3.5 Hydrothermal liquifaction | Bio Oil | Technology-specific data | Fixed O&M [M€/1,000 t Bio Oil] | M€/1,000tBioOil |  | F, G | 6 | ctrl | 2015 | n.a.
3.5 Hydrothermal liquifaction | Bio Oil | Technology-specific data | Fixed O&M [M€/1,000 t Bio Oil] | M€/1,000tBioOil |  | F, G | 6 | ctrl | 2020 | 0.081019
3.5 Hydrothermal liquifaction | Bio Oil | Technology-specific data | Fixed O&M [M€/1,000 t Bio Oil] | M€/1,000tBioOil |  | F, G | 6 | ctrl | 2030 | 0.081019
3.5 Hydrothermal liquifaction | Bio Oil | Technology-specific data | Fixed O&M [M€/1,000 t Bio Oil] | M€/1,000tBioOil |  | F, G | 6 | ctrl | 2040 | 0.081019
3.5 Hydrothermal liquifaction | Bio Oil | Technology-specific data | Fixed O&M [M€/1,000 t Bio Oil] | M€/1,000tBioOil |  | F, G | 6 | ctrl | 2050 | 0.081019
3.5 Hydrothermal liquifaction | Bio Oil | Technology-specific data | Specific density [kg/l] or [ton/m3] | kg/l |  |  |  | ctrl | 2015 | 1.05
3.5 Hydrothermal liquifaction | Bio Oil | Technology-specific data | Specific density [kg/l] or [ton/m3] | kg/l |  |  |  | ctrl | 2020 | 1.05
3.5 Hydrothermal liquifaction | Bio Oil | Technology-specific data | Specific density [kg/l] or [ton/m3] | kg/l |  |  |  | ctrl | 2030 | 1.05
3.5 Hydrothermal liquifaction | Bio Oil | Technology-specific data | Specific density [kg/l] or [ton/m3] | kg/l |  |  |  | ctrl | 2040 | 1.05
3.5 Hydrothermal liquifaction | Bio Oil | Technology-specific data | Specific density [kg/l] or [ton/m3] | kg/l |  |  |  | ctrl | 2050 | 1.05
3.5 Hydrothermal liquifaction | Bio Oil | Technology-specific data | Specific energy content [GJ/ton] HTL] | GJ/ton |  |  |  | ctrl | 2015 | 36.7
3.5 Hydrothermal liquifaction | Bio Oil | Technology-specific data | Specific energy content [GJ/ton] HTL] | GJ/ton |  |  |  | ctrl | 2020 | 36.7
3.5 Hydrothermal liquifaction | Bio Oil | Technology-specific data | Specific energy content [GJ/ton] HTL] | GJ/ton |  |  |  | ctrl | 2030 | 36.7
3.5 Hydrothermal liquifaction | Bio Oil | Technology-specific data | Specific energy content [GJ/ton] HTL] | GJ/ton |  |  |  | ctrl | 2040 | 36.7
3.5 Hydrothermal liquifaction | Bio Oil | Technology-specific data | Specific energy content [GJ/ton] HTL] | GJ/ton |  |  |  | ctrl | 2050 | 36.7
3.5 Hydrothermal liquifaction | Bio Oil | Technology-specific data | Specific investment [M€/1000 t Bio Oil] | M€/1000tBioOil |  | D, G | 6, 8 | Lower | 2020 | 0.75
3.5 Hydrothermal liquifaction | Bio Oil | Technology-specific data | Specific investment [M€/1000 t Bio Oil] | M€/1000tBioOil |  | D, G | 6, 8 | Lower | 2050 | 0.75
3.5 Hydrothermal liquifaction | Bio Oil | Technology-specific data | Specific investment [M€/1000 t Bio Oil] | M€/1000tBioOil |  | D, G | 6, 8 | Upper | 2020 | 1.25
3.5 Hydrothermal liquifaction | Bio Oil | Technology-specific data | Specific investment [M€/1000 t Bio Oil] | M€/1000tBioOil |  | D, G | 6, 8 | Upper | 2050 | 1.25
3.5 Hydrothermal liquifaction | Bio Oil | Technology-specific data | Specific investment [M€/1000 t Bio Oil] | M€/1000tBioOil |  | D, G | 6, 8 | ctrl | 2015 | n.a.
3.5 Hydrothermal liquifaction | Bio Oil | Technology-specific data | Specific investment [M€/1000 t Bio Oil] | M€/1000tBioOil |  | D, G | 6, 8 | ctrl | 2020 | 2.8357
3.5 Hydrothermal liquifaction | Bio Oil | Technology-specific data | Specific investment [M€/1000 t Bio Oil] | M€/1000tBioOil |  | D, G | 6, 8 | ctrl | 2030 | 2.1267
3.5 Hydrothermal liquifaction | Bio Oil | Technology-specific data | Specific investment [M€/1000 t Bio Oil] | M€/1000tBioOil |  | D, G | 6, 8 | ctrl | 2040 | 1.5951
3.5 Hydrothermal liquifaction | Bio Oil | Technology-specific data | Specific investment [M€/1000 t Bio Oil] | M€/1000tBioOil |  | D, G | 6, 8 | ctrl | 2050 | 1.4178
3.5 Hydrothermal liquifaction | Bio Oil | Technology-specific data | Start up [M€/1,000 t Bio Oil] | M€/1,000tBioOil |  |  |  | ctrl | 2015 | n.a.
3.5 Hydrothermal liquifaction | Bio Oil | Technology-specific data | Start up [M€/1,000 t Bio Oil] | M€/1,000tBioOil |  |  |  | ctrl | 2020 | 0
3.5 Hydrothermal liquifaction | Bio Oil | Technology-specific data | Start up [M€/1,000 t Bio Oil] | M€/1,000tBioOil |  |  |  | ctrl | 2030 | 0
3.5 Hydrothermal liquifaction | Bio Oil | Technology-specific data | Start up [M€/1,000 t Bio Oil] | M€/1,000tBioOil |  |  |  | ctrl | 2050 | 0
3.5 Hydrothermal liquifaction | Bio Oil | Technology-specific data | Variable O&M [M€/1,000 t Bio Oil] | M€/1,000tBioOil |  | F, G | 6 | Lower | 2020 | 0.75
3.5 Hydrothermal liquifaction | Bio Oil | Technology-specific data | Variable O&M [M€/1,000 t Bio Oil] | M€/1,000tBioOil |  | F, G | 6 | Lower | 2050 | 0.75
3.5 Hydrothermal liquifaction | Bio Oil | Technology-specific data | Variable O&M [M€/1,000 t Bio Oil] | M€/1,000tBioOil |  | F, G | 6 | Upper | 2020 | 1.25
3.5 Hydrothermal liquifaction | Bio Oil | Technology-specific data | Variable O&M [M€/1,000 t Bio Oil] | M€/1,000tBioOil |  | F, G | 6 | Upper | 2050 | 1.25
3.5 Hydrothermal liquifaction | Bio Oil | Technology-specific data | Variable O&M [M€/1,000 t Bio Oil] | M€/1,000tBioOil |  | F, G | 6 | ctrl | 2015 | n.a.
3.5 Hydrothermal liquifaction | Bio Oil | Technology-specific data | Variable O&M [M€/1,000 t Bio Oil] | M€/1,000tBioOil |  | F, G | 6 | ctrl | 2020 | 0.15191
3.5 Hydrothermal liquifaction | Bio Oil | Technology-specific data | Variable O&M [M€/1,000 t Bio Oil] | M€/1,000tBioOil |  | F, G | 6 | ctrl | 2030 | 0.15191
3.5 Hydrothermal liquifaction | Bio Oil | Technology-specific data | Variable O&M [M€/1,000 t Bio Oil] | M€/1,000tBioOil |  | F, G | 6 | ctrl | 2040 | 0.15191
3.5 Hydrothermal liquifaction | Bio Oil | Technology-specific data | Variable O&M [M€/1,000 t Bio Oil] | M€/1,000tBioOil |  | F, G | 6 | ctrl | 2050 | 0.15191
4.1 Upgrading 3,000 Nm3 per h | Biogas upgrading - Amine scrubber [~3,000 Nm3 CH4/h] | Energy/technical data | Auxilliary electricity for upgrading [% of biogas input] | pct.ofbiogasinput |  | A | 1 | Est | 2020 | 0.019208
4.1 Upgrading 3,000 Nm3 per h | Biogas upgrading - Amine scrubber [~3,000 Nm3 CH4/h] | Energy/technical data | Auxilliary electricity for upgrading [% of biogas input] | pct.ofbiogasinput |  | A | 1 | Est | 2025 | 0.019208
4.1 Upgrading 3,000 Nm3 per h | Biogas upgrading - Amine scrubber [~3,000 Nm3 CH4/h] | Energy/technical data | Auxilliary electricity for upgrading [% of biogas input] | pct.ofbiogasinput |  | A | 1 | Est | 2030 | 0.014982
4.1 Upgrading 3,000 Nm3 per h | Biogas upgrading - Amine scrubber [~3,000 Nm3 CH4/h] | Energy/technical data | Auxilliary electricity for upgrading [% of biogas input] | pct.ofbiogasinput |  | A | 1 | Est | 2040 | 0.01335
4.1 Upgrading 3,000 Nm3 per h | Biogas upgrading - Amine scrubber [~3,000 Nm3 CH4/h] | Energy/technical data | Auxilliary electricity for upgrading [% of biogas input] | pct.ofbiogasinput |  | A | 1 | Est | 2050 | 0.011717
4.1 Upgrading 3,000 Nm3 per h | Biogas upgrading - Amine scrubber [~3,000 Nm3 CH4/h] | Energy/technical data | Auxilliary electricity for upgrading [% of biogas input] | pct.ofbiogasinput |  | A | 1 | Lower | 2025 | 0.014406
4.1 Upgrading 3,000 Nm3 per h | Biogas upgrading - Amine scrubber [~3,000 Nm3 CH4/h] | Energy/technical data | Auxilliary electricity for upgrading [% of biogas input] | pct.ofbiogasinput |  | A | 1 | Lower | 2050 | 0.014646
4.1 Upgrading 3,000 Nm3 per h | Biogas upgrading - Amine scrubber [~3,000 Nm3 CH4/h] | Energy/technical data | Auxilliary electricity for upgrading [% of biogas input] | pct.ofbiogasinput |  | A | 1 | Upper | 2025 | 0.02401
4.1 Upgrading 3,000 Nm3 per h | Biogas upgrading - Amine scrubber [~3,000 Nm3 CH4/h] | Energy/technical data | Auxilliary electricity for upgrading [% of biogas input] | pct.ofbiogasinput |  | A | 1 | Upper | 2050 | 0.014646
4.1 Upgrading 3,000 Nm3 per h | Biogas upgrading - Amine scrubber [~3,000 Nm3 CH4/h] | Energy/technical data | Biogas [% of biogas input] | pct.ofbiogasinput |  |  | 1 | Est | 2020 | 1
4.1 Upgrading 3,000 Nm3 per h | Biogas upgrading - Amine scrubber [~3,000 Nm3 CH4/h] | Energy/technical data | Biogas [% of biogas input] | pct.ofbiogasinput |  |  | 1 | Est | 2025 | 1
4.1 Upgrading 3,000 Nm3 per h | Biogas upgrading - Amine scrubber [~3,000 Nm3 CH4/h] | Energy/technical data | Biogas [% of biogas input] | pct.ofbiogasinput |  |  | 1 | Est | 2030 | 1
4.1 Upgrading 3,000 Nm3 per h | Biogas upgrading - Amine scrubber [~3,000 Nm3 CH4/h] | Energy/technical data | Biogas [% of biogas input] | pct.ofbiogasinput |  |  | 1 | Est | 2040 | 1
4.1 Upgrading 3,000 Nm3 per h | Biogas upgrading - Amine scrubber [~3,000 Nm3 CH4/h] | Energy/technical data | Biogas [% of biogas input] | pct.ofbiogasinput |  |  | 1 | Est | 2050 | 1
4.1 Upgrading 3,000 Nm3 per h | Biogas upgrading - Amine scrubber [~3,000 Nm3 CH4/h] | Energy/technical data | Biomethane [% of methane input] | pct.ofmethaneinput |  |  | 1 | Est | 2020 | 0.99045
4.1 Upgrading 3,000 Nm3 per h | Biogas upgrading - Amine scrubber [~3,000 Nm3 CH4/h] | Energy/technical data | Biomethane [% of methane input] | pct.ofmethaneinput |  |  | 1 | Est | 2025 | 0.99045
4.1 Upgrading 3,000 Nm3 per h | Biogas upgrading - Amine scrubber [~3,000 Nm3 CH4/h] | Energy/technical data | Biomethane [% of methane input] | pct.ofmethaneinput |  |  | 1 | Est | 2030 | 0.99045
4.1 Upgrading 3,000 Nm3 per h | Biogas upgrading - Amine scrubber [~3,000 Nm3 CH4/h] | Energy/technical data | Biomethane [% of methane input] | pct.ofmethaneinput |  |  | 1 | Est | 2040 | 0.99045
4.1 Upgrading 3,000 Nm3 per h | Biogas upgrading - Amine scrubber [~3,000 Nm3 CH4/h] | Energy/technical data | Biomethane [% of methane input] | pct.ofmethaneinput |  |  | 1 | Est | 2050 | 0.99045
4.1 Upgrading 3,000 Nm3 per h | Biogas upgrading - Amine scrubber [~3,000 Nm3 CH4/h] | Energy/technical data | Capacity, Biomethane output [k Nm3 biomethane/h] | kNm3biomethane/h |  |  | 1 | Est | 2020 | 2.9432
4.1 Upgrading 3,000 Nm3 per h | Biogas upgrading - Amine scrubber [~3,000 Nm3 CH4/h] | Energy/technical data | Capacity, Biomethane output [k Nm3 biomethane/h] | kNm3biomethane/h |  |  | 1 | Est | 2025 | 2.9432
4.1 Upgrading 3,000 Nm3 per h | Biogas upgrading - Amine scrubber [~3,000 Nm3 CH4/h] | Energy/technical data | Capacity, Biomethane output [k Nm3 biomethane/h] | kNm3biomethane/h |  |  | 1 | Est | 2030 | 2.9432
4.1 Upgrading 3,000 Nm3 per h | Biogas upgrading - Amine scrubber [~3,000 Nm3 CH4/h] | Energy/technical data | Capacity, Biomethane output [k Nm3 biomethane/h] | kNm3biomethane/h |  |  | 1 | Est | 2040 | 2.9432
4.1 Upgrading 3,000 Nm3 per h | Biogas upgrading - Amine scrubber [~3,000 Nm3 CH4/h] | Energy/technical data | Capacity, Biomethane output [k Nm3 biomethane/h] | kNm3biomethane/h |  |  | 1 | Est | 2050 | 2.9432
4.1 Upgrading 3,000 Nm3 per h | Biogas upgrading - Amine scrubber [~3,000 Nm3 CH4/h] | Energy/technical data | Construction time [years] | years |  | D | 1 | Est | 2020 | 1
4.1 Upgrading 3,000 Nm3 per h | Biogas upgrading - Amine scrubber [~3,000 Nm3 CH4/h] | Energy/technical data | Construction time [years] | years |  | D | 1 | Est | 2025 | 1
4.1 Upgrading 3,000 Nm3 per h | Biogas upgrading - Amine scrubber [~3,000 Nm3 CH4/h] | Energy/technical data | Construction time [years] | years |  | D | 1 | Est | 2030 | 1
4.1 Upgrading 3,000 Nm3 per h | Biogas upgrading - Amine scrubber [~3,000 Nm3 CH4/h] | Energy/technical data | Construction time [years] | years |  | D | 1 | Est | 2040 | 1
4.1 Upgrading 3,000 Nm3 per h | Biogas upgrading - Amine scrubber [~3,000 Nm3 CH4/h] | Energy/technical data | Construction time [years] | years |  | D | 1 | Est | 2050 | 1
4.1 Upgrading 3,000 Nm3 per h | Biogas upgrading - Amine scrubber [~3,000 Nm3 CH4/h] | Energy/technical data | Construction time [years] | years |  | D | 1 | Lower | 2025 | 1
4.1 Upgrading 3,000 Nm3 per h | Biogas upgrading - Amine scrubber [~3,000 Nm3 CH4/h] | Energy/technical data | Construction time [years] | years |  | D | 1 | Lower | 2050 | 1
4.1 Upgrading 3,000 Nm3 per h | Biogas upgrading - Amine scrubber [~3,000 Nm3 CH4/h] | Energy/technical data | Construction time [years] | years |  | D | 1 | Upper | 2025 | 2
4.1 Upgrading 3,000 Nm3 per h | Biogas upgrading - Amine scrubber [~3,000 Nm3 CH4/h] | Energy/technical data | Construction time [years] | years |  | D | 1 | Upper | 2050 | 2
4.1 Upgrading 3,000 Nm3 per h | Biogas upgrading - Amine scrubber [~3,000 Nm3 CH4/h] | Energy/technical data | Forced outage [weeks per year] | weeks/year |  |  | 1 | Est | 2020 | 0.28571
4.1 Upgrading 3,000 Nm3 per h | Biogas upgrading - Amine scrubber [~3,000 Nm3 CH4/h] | Energy/technical data | Forced outage [weeks per year] | weeks/year |  |  | 1 | Est | 2025 | 0.28571
4.1 Upgrading 3,000 Nm3 per h | Biogas upgrading - Amine scrubber [~3,000 Nm3 CH4/h] | Energy/technical data | Forced outage [weeks per year] | weeks/year |  |  | 1 | Est | 2030 | 0.28571
4.1 Upgrading 3,000 Nm3 per h | Biogas upgrading - Amine scrubber [~3,000 Nm3 CH4/h] | Energy/technical data | Forced outage [weeks per year] | weeks/year |  |  | 1 | Est | 2040 | 0.28571
4.1 Upgrading 3,000 Nm3 per h | Biogas upgrading - Amine scrubber [~3,000 Nm3 CH4/h] | Energy/technical data | Forced outage [weeks per year] | weeks/year |  |  | 1 | Est | 2050 | 0.28571
4.1 Upgrading 3,000 Nm3 per h | Biogas upgrading - Amine scrubber [~3,000 Nm3 CH4/h] | Energy/technical data | Heat [% of biogas input] | pct.ofbiogasinput |  | B | 1 | Est | 2020 | 0.10477
4.1 Upgrading 3,000 Nm3 per h | Biogas upgrading - Amine scrubber [~3,000 Nm3 CH4/h] | Energy/technical data | Heat [% of biogas input] | pct.ofbiogasinput |  | B | 1 | Est | 2025 | 0.10477
4.1 Upgrading 3,000 Nm3 per h | Biogas upgrading - Amine scrubber [~3,000 Nm3 CH4/h] | Energy/technical data | Heat [% of biogas input] | pct.ofbiogasinput |  | B | 1 | Est | 2030 | 0.081722
4.1 Upgrading 3,000 Nm3 per h | Biogas upgrading - Amine scrubber [~3,000 Nm3 CH4/h] | Energy/technical data | Heat [% of biogas input] | pct.ofbiogasinput |  | B | 1 | Est | 2040 | 0.072816
4.1 Upgrading 3,000 Nm3 per h | Biogas upgrading - Amine scrubber [~3,000 Nm3 CH4/h] | Energy/technical data | Heat [% of biogas input] | pct.ofbiogasinput |  | B | 1 | Est | 2050 | 0.06391
4.1 Upgrading 3,000 Nm3 per h | Biogas upgrading - Amine scrubber [~3,000 Nm3 CH4/h] | Energy/technical data | Heat [% of biogas input] | pct.ofbiogasinput |  | B | 1 | Lower | 2025 | 0.089056
4.1 Upgrading 3,000 Nm3 per h | Biogas upgrading - Amine scrubber [~3,000 Nm3 CH4/h] | Energy/technical data | Heat [% of biogas input] | pct.ofbiogasinput |  | B | 1 | Lower | 2050 | 0.073497
4.1 Upgrading 3,000 Nm3 per h | Biogas upgrading - Amine scrubber [~3,000 Nm3 CH4/h] | Energy/technical data | Heat [% of biogas input] | pct.ofbiogasinput |  | B | 1 | Upper | 2025 | 0.12049
4.1 Upgrading 3,000 Nm3 per h | Biogas upgrading - Amine scrubber [~3,000 Nm3 CH4/h] | Energy/technical data | Heat [% of biogas input] | pct.ofbiogasinput |  | B | 1 | Upper | 2050 | 0.073497
4.1 Upgrading 3,000 Nm3 per h | Biogas upgrading - Amine scrubber [~3,000 Nm3 CH4/h] | Energy/technical data | Planned outage [weeks per year] | weeks/year |  |  | 1 | Est | 2020 | 0.28571
4.1 Upgrading 3,000 Nm3 per h | Biogas upgrading - Amine scrubber [~3,000 Nm3 CH4/h] | Energy/technical data | Planned outage [weeks per year] | weeks/year |  |  | 1 | Est | 2025 | 0.28571
4.1 Upgrading 3,000 Nm3 per h | Biogas upgrading - Amine scrubber [~3,000 Nm3 CH4/h] | Energy/technical data | Planned outage [weeks per year] | weeks/year |  |  | 1 | Est | 2030 | 0.28571
4.1 Upgrading 3,000 Nm3 per h | Biogas upgrading - Amine scrubber [~3,000 Nm3 CH4/h] | Energy/technical data | Planned outage [weeks per year] | weeks/year |  |  | 1 | Est | 2040 | 0.28571
4.1 Upgrading 3,000 Nm3 per h | Biogas upgrading - Amine scrubber [~3,000 Nm3 CH4/h] | Energy/technical data | Planned outage [weeks per year] | weeks/year |  |  | 1 | Est | 2050 | 0.28571
4.1 Upgrading 3,000 Nm3 per h | Biogas upgrading - Amine scrubber [~3,000 Nm3 CH4/h] | Energy/technical data | Technical lifetime [years] | years |  | C | 1 | Est | 2020 | 20
4.1 Upgrading 3,000 Nm3 per h | Biogas upgrading - Amine scrubber [~3,000 Nm3 CH4/h] | Energy/technical data | Technical lifetime [years] | years |  | C | 1 | Est | 2025 | 20
4.1 Upgrading 3,000 Nm3 per h | Biogas upgrading - Amine scrubber [~3,000 Nm3 CH4/h] | Energy/technical data | Technical lifetime [years] | years |  | C | 1 | Est | 2030 | 20
4.1 Upgrading 3,000 Nm3 per h | Biogas upgrading - Amine scrubber [~3,000 Nm3 CH4/h] | Energy/technical data | Technical lifetime [years] | years |  | C | 1 | Est | 2040 | 20
4.1 Upgrading 3,000 Nm3 per h | Biogas upgrading - Amine scrubber [~3,000 Nm3 CH4/h] | Energy/technical data | Technical lifetime [years] | years |  | C | 1 | Est | 2050 | 20
4.1 Upgrading 3,000 Nm3 per h | Biogas upgrading - Amine scrubber [~3,000 Nm3 CH4/h] | Energy/technical data | Technical lifetime [years] | years |  | C | 1 | Lower | 2025 | 15
4.1 Upgrading 3,000 Nm3 per h | Biogas upgrading - Amine scrubber [~3,000 Nm3 CH4/h] | Energy/technical data | Technical lifetime [years] | years |  | C | 1 | Lower | 2050 | 15
4.1 Upgrading 3,000 Nm3 per h | Biogas upgrading - Amine scrubber [~3,000 Nm3 CH4/h] | Energy/technical data | Technical lifetime [years] | years |  | C | 1 | Upper | 2025 | 25
4.1 Upgrading 3,000 Nm3 per h | Biogas upgrading - Amine scrubber [~3,000 Nm3 CH4/h] | Energy/technical data | Technical lifetime [years] | years |  | C | 1 | Upper | 2050 | 25
4.1 Upgrading 3,000 Nm3 per h | Biogas upgrading - Amine scrubber [~3,000 Nm3 CH4/h] | Energy/technical data | Total plant size [MW output] | MWoutput |  |  | 1 | Est | 2020 | 29.3434
4.1 Upgrading 3,000 Nm3 per h | Biogas upgrading - Amine scrubber [~3,000 Nm3 CH4/h] | Energy/technical data | Total plant size [MW output] | MWoutput |  |  | 1 | Est | 2025 | 29.3434
4.1 Upgrading 3,000 Nm3 per h | Biogas upgrading - Amine scrubber [~3,000 Nm3 CH4/h] | Energy/technical data | Total plant size [MW output] | MWoutput |  |  | 1 | Est | 2030 | 29.3434
4.1 Upgrading 3,000 Nm3 per h | Biogas upgrading - Amine scrubber [~3,000 Nm3 CH4/h] | Energy/technical data | Total plant size [MW output] | MWoutput |  |  | 1 | Est | 2040 | 29.3434
4.1 Upgrading 3,000 Nm3 per h | Biogas upgrading - Amine scrubber [~3,000 Nm3 CH4/h] | Energy/technical data | Total plant size [MW output] | MWoutput |  |  | 1 | Est | 2050 | 29.3434
4.1 Upgrading 3,000 Nm3 per h | Biogas upgrading - Amine scrubber [~3,000 Nm3 CH4/h] | Energy/technical data | Waste gas [% of methane input] | pct.ofmethaneinput |  |  | 1 | Est | 2020 | 0.0095462
4.1 Upgrading 3,000 Nm3 per h | Biogas upgrading - Amine scrubber [~3,000 Nm3 CH4/h] | Energy/technical data | Waste gas [% of methane input] | pct.ofmethaneinput |  |  | 1 | Est | 2025 | 0.0095462
4.1 Upgrading 3,000 Nm3 per h | Biogas upgrading - Amine scrubber [~3,000 Nm3 CH4/h] | Energy/technical data | Waste gas [% of methane input] | pct.ofmethaneinput |  |  | 1 | Est | 2030 | 0.0095462
4.1 Upgrading 3,000 Nm3 per h | Biogas upgrading - Amine scrubber [~3,000 Nm3 CH4/h] | Energy/technical data | Waste gas [% of methane input] | pct.ofmethaneinput |  |  | 1 | Est | 2040 | 0.0095462
4.1 Upgrading 3,000 Nm3 per h | Biogas upgrading - Amine scrubber [~3,000 Nm3 CH4/h] | Energy/technical data | Waste gas [% of methane input] | pct.ofmethaneinput |  |  | 1 | Est | 2050 | 0.0095462
4.1 Upgrading 3,000 Nm3 per h | Biogas upgrading - Amine scrubber [~3,000 Nm3 CH4/h] | Energy/technical data | Waste heat [% of methane input] | pct.ofmethaneinput |  |  | 1 | Est | 2020 | 0.052386
4.1 Upgrading 3,000 Nm3 per h | Biogas upgrading - Amine scrubber [~3,000 Nm3 CH4/h] | Energy/technical data | Waste heat [% of methane input] | pct.ofmethaneinput |  |  | 1 | Est | 2025 | 0.052386
4.1 Upgrading 3,000 Nm3 per h | Biogas upgrading - Amine scrubber [~3,000 Nm3 CH4/h] | Energy/technical data | Waste heat [% of methane input] | pct.ofmethaneinput |  |  | 1 | Est | 2030 | 0.052386
4.1 Upgrading 3,000 Nm3 per h | Biogas upgrading - Amine scrubber [~3,000 Nm3 CH4/h] | Energy/technical data | Waste heat [% of methane input] | pct.ofmethaneinput |  |  | 1 | Est | 2040 | 0.052386
4.1 Upgrading 3,000 Nm3 per h | Biogas upgrading - Amine scrubber [~3,000 Nm3 CH4/h] | Energy/technical data | Waste heat [% of methane input] | pct.ofmethaneinput |  |  | 1 | Est | 2050 | 0.052386
4.1 Upgrading 3,000 Nm3 per h | Biogas upgrading - Amine scrubber [~3,000 Nm3 CH4/h] | Energy/technical data | Yearly production [k Nm3 biomethane/year] | kNm3biomethane/year |  |  | 1 | Est | 2020 | 25799
4.1 Upgrading 3,000 Nm3 per h | Biogas upgrading - Amine scrubber [~3,000 Nm3 CH4/h] | Energy/technical data | Yearly production [k Nm3 biomethane/year] | kNm3biomethane/year |  |  | 1 | Est | 2025 | 25799
4.1 Upgrading 3,000 Nm3 per h | Biogas upgrading - Amine scrubber [~3,000 Nm3 CH4/h] | Energy/technical data | Yearly production [k Nm3 biomethane/year] | kNm3biomethane/year |  |  | 1 | Est | 2030 | 25799
4.1 Upgrading 3,000 Nm3 per h | Biogas upgrading - Amine scrubber [~3,000 Nm3 CH4/h] | Energy/technical data | Yearly production [k Nm3 biomethane/year] | kNm3biomethane/year |  |  | 1 | Est | 2040 | 25799
4.1 Upgrading 3,000 Nm3 per h | Biogas upgrading - Amine scrubber [~3,000 Nm3 CH4/h] | Energy/technical data | Yearly production [k Nm3 biomethane/year] | kNm3biomethane/year |  |  | 1 | Est | 2050 | 25799
4.1 Upgrading 3,000 Nm3 per h | Biogas upgrading - Amine scrubber [~3,000 Nm3 CH4/h] | Financial data | - of which electricity [€/GJ output] | €/GJoutput |  | [E, F, G] | 1 | Est | 2020 | 0.36044
4.1 Upgrading 3,000 Nm3 per h | Biogas upgrading - Amine scrubber [~3,000 Nm3 CH4/h] | Financial data | - of which electricity [€/GJ output] | €/GJoutput |  | [E, F, G] | 1 | Est | 2025 | 0.36044
4.1 Upgrading 3,000 Nm3 per h | Biogas upgrading - Amine scrubber [~3,000 Nm3 CH4/h] | Financial data | - of which electricity [€/GJ output] | €/GJoutput |  | [E, F, G] | 1 | Est | 2030 | 0.28114
4.1 Upgrading 3,000 Nm3 per h | Biogas upgrading - Amine scrubber [~3,000 Nm3 CH4/h] | Financial data | - of which electricity [€/GJ output] | €/GJoutput |  | [E, F, G] | 1 | Est | 2040 | 0.25051
4.1 Upgrading 3,000 Nm3 per h | Biogas upgrading - Amine scrubber [~3,000 Nm3 CH4/h] | Financial data | - of which electricity [€/GJ output] | €/GJoutput |  | [E, F, G] | 1 | Est | 2050 | 0.21987
4.1 Upgrading 3,000 Nm3 per h | Biogas upgrading - Amine scrubber [~3,000 Nm3 CH4/h] | Financial data | - of which electricity [€/GJ output] | €/GJoutput |  | [E, F, G] | 1 | Lower | 2025 | 0.30638
4.1 Upgrading 3,000 Nm3 per h | Biogas upgrading - Amine scrubber [~3,000 Nm3 CH4/h] | Financial data | - of which electricity [€/GJ output] | €/GJoutput |  | [E, F, G] | 1 | Lower | 2050 | 0.26673
4.1 Upgrading 3,000 Nm3 per h | Biogas upgrading - Amine scrubber [~3,000 Nm3 CH4/h] | Financial data | - of which electricity [€/GJ output] | €/GJoutput |  | [E, F, G] | 1 | Upper | 2025 | 0.41451
4.1 Upgrading 3,000 Nm3 per h | Biogas upgrading - Amine scrubber [~3,000 Nm3 CH4/h] | Financial data | - of which electricity [€/GJ output] | €/GJoutput |  | [E, F, G] | 1 | Upper | 2050 | 0.17301
4.1 Upgrading 3,000 Nm3 per h | Biogas upgrading - Amine scrubber [~3,000 Nm3 CH4/h] | Financial data | - of which fixed O&M costs for electricity [k€/MW output/year] | k€/MWoutput/year |  | [E, F, G] | 1 | Est | 2020 | 11.3746
4.1 Upgrading 3,000 Nm3 per h | Biogas upgrading - Amine scrubber [~3,000 Nm3 CH4/h] | Financial data | - of which fixed O&M costs for electricity [k€/MW output/year] | k€/MWoutput/year |  | [E, F, G] | 1 | Est | 2025 | 11.3746
4.1 Upgrading 3,000 Nm3 per h | Biogas upgrading - Amine scrubber [~3,000 Nm3 CH4/h] | Financial data | - of which fixed O&M costs for electricity [k€/MW output/year] | k€/MWoutput/year |  | [E, F, G] | 1 | Est | 2030 | 8.8722
4.1 Upgrading 3,000 Nm3 per h | Biogas upgrading - Amine scrubber [~3,000 Nm3 CH4/h] | Financial data | - of which fixed O&M costs for electricity [k€/MW output/year] | k€/MWoutput/year |  | [E, F, G] | 1 | Est | 2040 | 7.9053
4.1 Upgrading 3,000 Nm3 per h | Biogas upgrading - Amine scrubber [~3,000 Nm3 CH4/h] | Financial data | - of which fixed O&M costs for electricity [k€/MW output/year] | k€/MWoutput/year |  | [E, F, G] | 1 | Est | 2050 | 6.9385
4.1 Upgrading 3,000 Nm3 per h | Biogas upgrading - Amine scrubber [~3,000 Nm3 CH4/h] | Financial data | - of which fixed O&M costs for electricity [k€/MW output/year] | k€/MWoutput/year |  | [E, F, G] | 1 | Lower | 2025 | 9.6684
4.1 Upgrading 3,000 Nm3 per h | Biogas upgrading - Amine scrubber [~3,000 Nm3 CH4/h] | Financial data | - of which fixed O&M costs for electricity [k€/MW output/year] | k€/MWoutput/year |  | [E, F, G] | 1 | Lower | 2050 | 8.4172
4.1 Upgrading 3,000 Nm3 per h | Biogas upgrading - Amine scrubber [~3,000 Nm3 CH4/h] | Financial data | - of which fixed O&M costs for electricity [k€/MW output/year] | k€/MWoutput/year |  | [E, F, G] | 1 | Upper | 2025 | 13.0808
4.1 Upgrading 3,000 Nm3 per h | Biogas upgrading - Amine scrubber [~3,000 Nm3 CH4/h] | Financial data | - of which fixed O&M costs for electricity [k€/MW output/year] | k€/MWoutput/year |  | [E, F, G] | 1 | Upper | 2050 | 5.4598
4.1 Upgrading 3,000 Nm3 per h | Biogas upgrading - Amine scrubber [~3,000 Nm3 CH4/h] | Financial data | - of which fixed O&M costs for heat [k€/MW output/year] | k€/MWoutput/year |  | [E, F, G] | 1 | Est | 2020 | 12.3019
4.1 Upgrading 3,000 Nm3 per h | Biogas upgrading - Amine scrubber [~3,000 Nm3 CH4/h] | Financial data | - of which fixed O&M costs for heat [k€/MW output/year] | k€/MWoutput/year |  | [E, F, G] | 1 | Est | 2025 | 12.3019
4.1 Upgrading 3,000 Nm3 per h | Biogas upgrading - Amine scrubber [~3,000 Nm3 CH4/h] | Financial data | - of which fixed O&M costs for heat [k€/MW output/year] | k€/MWoutput/year |  | [E, F, G] | 1 | Est | 2030 | 9.5955
4.1 Upgrading 3,000 Nm3 per h | Biogas upgrading - Amine scrubber [~3,000 Nm3 CH4/h] | Financial data | - of which fixed O&M costs for heat [k€/MW output/year] | k€/MWoutput/year |  | [E, F, G] | 1 | Est | 2040 | 8.5498
4.1 Upgrading 3,000 Nm3 per h | Biogas upgrading - Amine scrubber [~3,000 Nm3 CH4/h] | Financial data | - of which fixed O&M costs for heat [k€/MW output/year] | k€/MWoutput/year |  | [E, F, G] | 1 | Est | 2050 | 7.5042
4.1 Upgrading 3,000 Nm3 per h | Biogas upgrading - Amine scrubber [~3,000 Nm3 CH4/h] | Financial data | - of which fixed O&M costs for heat [k€/MW output/year] | k€/MWoutput/year |  | [E, F, G] | 1 | Lower | 2025 | 10.4566
4.1 Upgrading 3,000 Nm3 per h | Biogas upgrading - Amine scrubber [~3,000 Nm3 CH4/h] | Financial data | - of which fixed O&M costs for heat [k€/MW output/year] | k€/MWoutput/year |  | [E, F, G] | 1 | Lower | 2050 | 9.1034
4.1 Upgrading 3,000 Nm3 per h | Biogas upgrading - Amine scrubber [~3,000 Nm3 CH4/h] | Financial data | - of which fixed O&M costs for heat [k€/MW output/year] | k€/MWoutput/year |  | [E, F, G] | 1 | Upper | 2025 | 14.1472
4.1 Upgrading 3,000 Nm3 per h | Biogas upgrading - Amine scrubber [~3,000 Nm3 CH4/h] | Financial data | - of which fixed O&M costs for heat [k€/MW output/year] | k€/MWoutput/year |  | [E, F, G] | 1 | Upper | 2050 | 5.9049
4.1 Upgrading 3,000 Nm3 per h | Biogas upgrading - Amine scrubber [~3,000 Nm3 CH4/h] | Financial data | - of which fixed O&M costs upgrading and methane reduction, excl. electricity and heat [k€/MW output/year] | k€/MWoutput/year |  | [E, F, G] | 1 | Est | 2020 | 9.205
4.1 Upgrading 3,000 Nm3 per h | Biogas upgrading - Amine scrubber [~3,000 Nm3 CH4/h] | Financial data | - of which fixed O&M costs upgrading and methane reduction, excl. electricity and heat [k€/MW output/year] | k€/MWoutput/year |  | [E, F, G] | 1 | Est | 2025 | 9.205
4.1 Upgrading 3,000 Nm3 per h | Biogas upgrading - Amine scrubber [~3,000 Nm3 CH4/h] | Financial data | - of which fixed O&M costs upgrading and methane reduction, excl. electricity and heat [k€/MW output/year] | k€/MWoutput/year |  | [E, F, G] | 1 | Est | 2030 | 7.1799
4.1 Upgrading 3,000 Nm3 per h | Biogas upgrading - Amine scrubber [~3,000 Nm3 CH4/h] | Financial data | - of which fixed O&M costs upgrading and methane reduction, excl. electricity and heat [k€/MW output/year] | k€/MWoutput/year |  | [E, F, G] | 1 | Est | 2040 | 6.3975
4.1 Upgrading 3,000 Nm3 per h | Biogas upgrading - Amine scrubber [~3,000 Nm3 CH4/h] | Financial data | - of which fixed O&M costs upgrading and methane reduction, excl. electricity and heat [k€/MW output/year] | k€/MWoutput/year |  | [E, F, G] | 1 | Est | 2050 | 5.6151
4.1 Upgrading 3,000 Nm3 per h | Biogas upgrading - Amine scrubber [~3,000 Nm3 CH4/h] | Financial data | - of which fixed O&M costs upgrading and methane reduction, excl. electricity and heat [k€/MW output/year] | k€/MWoutput/year |  | [E, F, G] | 1 | Lower | 2025 | 7.8243
4.1 Upgrading 3,000 Nm3 per h | Biogas upgrading - Amine scrubber [~3,000 Nm3 CH4/h] | Financial data | - of which fixed O&M costs upgrading and methane reduction, excl. electricity and heat [k€/MW output/year] | k€/MWoutput/year |  | [E, F, G] | 1 | Lower | 2050 | 6.8117
4.1 Upgrading 3,000 Nm3 per h | Biogas upgrading - Amine scrubber [~3,000 Nm3 CH4/h] | Financial data | - of which fixed O&M costs upgrading and methane reduction, excl. electricity and heat [k€/MW output/year] | k€/MWoutput/year |  | [E, F, G] | 1 | Upper | 2025 | 10.5858
4.1 Upgrading 3,000 Nm3 per h | Biogas upgrading - Amine scrubber [~3,000 Nm3 CH4/h] | Financial data | - of which fixed O&M costs upgrading and methane reduction, excl. electricity and heat [k€/MW output/year] | k€/MWoutput/year |  | [E, F, G] | 1 | Upper | 2050 | 4.4184
4.1 Upgrading 3,000 Nm3 per h | Biogas upgrading - Amine scrubber [~3,000 Nm3 CH4/h] | Financial data | Fixed O&M [k€/MW output/year] | k€/MWoutput/year |  | [E, F, G] | [1, 3] | Est | 2020 | 32.8815
4.1 Upgrading 3,000 Nm3 per h | Biogas upgrading - Amine scrubber [~3,000 Nm3 CH4/h] | Financial data | Fixed O&M [k€/MW output/year] | k€/MWoutput/year |  | [E, F, G] | [1, 3] | Est | 2025 | 32.8815
4.1 Upgrading 3,000 Nm3 per h | Biogas upgrading - Amine scrubber [~3,000 Nm3 CH4/h] | Financial data | Fixed O&M [k€/MW output/year] | k€/MWoutput/year |  | [E, F, G] | [1, 3] | Est | 2030 | 25.6476
4.1 Upgrading 3,000 Nm3 per h | Biogas upgrading - Amine scrubber [~3,000 Nm3 CH4/h] | Financial data | Fixed O&M [k€/MW output/year] | k€/MWoutput/year |  | [E, F, G] | [1, 3] | Est | 2040 | 22.8527
4.1 Upgrading 3,000 Nm3 per h | Biogas upgrading - Amine scrubber [~3,000 Nm3 CH4/h] | Financial data | Fixed O&M [k€/MW output/year] | k€/MWoutput/year |  | [E, F, G] | [1, 3] | Est | 2050 | 20.0577
4.1 Upgrading 3,000 Nm3 per h | Biogas upgrading - Amine scrubber [~3,000 Nm3 CH4/h] | Financial data | Fixed O&M [k€/MW output/year] | k€/MWoutput/year |  | [E, F, G] | [1, 3] | Lower | 2025 | 27.9493
4.1 Upgrading 3,000 Nm3 per h | Biogas upgrading - Amine scrubber [~3,000 Nm3 CH4/h] | Financial data | Fixed O&M [k€/MW output/year] | k€/MWoutput/year |  | [E, F, G] | [1, 3] | Lower | 2050 | 24.3323
4.1 Upgrading 3,000 Nm3 per h | Biogas upgrading - Amine scrubber [~3,000 Nm3 CH4/h] | Financial data | Fixed O&M [k€/MW output/year] | k€/MWoutput/year |  | [E, F, G] | [1, 3] | Upper | 2025 | 37.8138
4.1 Upgrading 3,000 Nm3 per h | Biogas upgrading - Amine scrubber [~3,000 Nm3 CH4/h] | Financial data | Fixed O&M [k€/MW output/year] | k€/MWoutput/year |  | [E, F, G] | [1, 3] | Upper | 2050 | 15.7831
4.1 Upgrading 3,000 Nm3 per h | Biogas upgrading - Amine scrubber [~3,000 Nm3 CH4/h] | Financial data | Specific investment, upgrading and methane reduction [k€/MW output] | k€/MWoutput |  | [E, F, G] | [1, 3] | Est | 2020 | 192.9697
4.1 Upgrading 3,000 Nm3 per h | Biogas upgrading - Amine scrubber [~3,000 Nm3 CH4/h] | Financial data | Specific investment, upgrading and methane reduction [k€/MW output] | k€/MWoutput |  | [E, F, G] | [1, 3] | Est | 2025 | 192.9697
4.1 Upgrading 3,000 Nm3 per h | Biogas upgrading - Amine scrubber [~3,000 Nm3 CH4/h] | Financial data | Specific investment, upgrading and methane reduction [k€/MW output] | k€/MWoutput |  | [E, F, G] | [1, 3] | Est | 2030 | 150.5163
4.1 Upgrading 3,000 Nm3 per h | Biogas upgrading - Amine scrubber [~3,000 Nm3 CH4/h] | Financial data | Specific investment, upgrading and methane reduction [k€/MW output] | k€/MWoutput |  | [E, F, G] | [1, 3] | Est | 2040 | 128.2858
4.1 Upgrading 3,000 Nm3 per h | Biogas upgrading - Amine scrubber [~3,000 Nm3 CH4/h] | Financial data | Specific investment, upgrading and methane reduction [k€/MW output] | k€/MWoutput |  | [E, F, G] | [1, 3] | Est | 2050 | 117.7115
4.1 Upgrading 3,000 Nm3 per h | Biogas upgrading - Amine scrubber [~3,000 Nm3 CH4/h] | Financial data | Specific investment, upgrading and methane reduction [k€/MW output] | k€/MWoutput |  | [E, F, G] | [1, 3] | Lower | 2025 | 164.0242
4.1 Upgrading 3,000 Nm3 per h | Biogas upgrading - Amine scrubber [~3,000 Nm3 CH4/h] | Financial data | Specific investment, upgrading and methane reduction [k€/MW output] | k€/MWoutput |  | [E, F, G] | [1, 3] | Lower | 2050 | 142.7975
4.1 Upgrading 3,000 Nm3 per h | Biogas upgrading - Amine scrubber [~3,000 Nm3 CH4/h] | Financial data | Specific investment, upgrading and methane reduction [k€/MW output] | k€/MWoutput |  | [E, F, G] | [1, 3] | Upper | 2025 | 221.9151
4.1 Upgrading 3,000 Nm3 per h | Biogas upgrading - Amine scrubber [~3,000 Nm3 CH4/h] | Financial data | Specific investment, upgrading and methane reduction [k€/MW output] | k€/MWoutput |  | [E, F, G] | [1, 3] | Upper | 2050 | 92.6254
4.1 Upgrading 3,000 Nm3 per h | Biogas upgrading - Amine scrubber [~3,000 Nm3 CH4/h] | Financial data | Variable O&M [€/GJ output] | €/GJoutput |  | [E, F, G] | 1 | Est | 2020 | 1.1559
4.1 Upgrading 3,000 Nm3 per h | Biogas upgrading - Amine scrubber [~3,000 Nm3 CH4/h] | Financial data | Variable O&M [€/GJ output] | €/GJoutput |  | [E, F, G] | 1 | Est | 2025 | 1.1559
4.1 Upgrading 3,000 Nm3 per h | Biogas upgrading - Amine scrubber [~3,000 Nm3 CH4/h] | Financial data | Variable O&M [€/GJ output] | €/GJoutput |  | [E, F, G] | 1 | Est | 2030 | 0.90162
4.1 Upgrading 3,000 Nm3 per h | Biogas upgrading - Amine scrubber [~3,000 Nm3 CH4/h] | Financial data | Variable O&M [€/GJ output] | €/GJoutput |  | [E, F, G] | 1 | Est | 2040 | 0.80337
4.1 Upgrading 3,000 Nm3 per h | Biogas upgrading - Amine scrubber [~3,000 Nm3 CH4/h] | Financial data | Variable O&M [€/GJ output] | €/GJoutput |  | [E, F, G] | 1 | Est | 2050 | 0.70511
4.1 Upgrading 3,000 Nm3 per h | Biogas upgrading - Amine scrubber [~3,000 Nm3 CH4/h] | Financial data | Variable O&M [€/GJ output] | €/GJoutput |  | [E, F, G] | 1 | Lower | 2025 | 0.98253
4.1 Upgrading 3,000 Nm3 per h | Biogas upgrading - Amine scrubber [~3,000 Nm3 CH4/h] | Financial data | Variable O&M [€/GJ output] | €/GJoutput |  | [E, F, G] | 1 | Lower | 2050 | 0.85538
4.1 Upgrading 3,000 Nm3 per h | Biogas upgrading - Amine scrubber [~3,000 Nm3 CH4/h] | Financial data | Variable O&M [€/GJ output] | €/GJoutput |  | [E, F, G] | 1 | Upper | 2025 | 1.3293
4.1 Upgrading 3,000 Nm3 per h | Biogas upgrading - Amine scrubber [~3,000 Nm3 CH4/h] | Financial data | Variable O&M [€/GJ output] | €/GJoutput |  | [E, F, G] | 1 | Upper | 2050 | 0.55484
4.1 Upgrading 3,000 Nm3 per h | Biogas upgrading - Amine scrubber [~3,000 Nm3 CH4/h] | Technology-specific data | CO2 ressource [kton/year] | kton/year |  |  | 1 | Est | 2020 | 37.9555
4.1 Upgrading 3,000 Nm3 per h | Biogas upgrading - Amine scrubber [~3,000 Nm3 CH4/h] | Technology-specific data | CO2 ressource [kton/year] | kton/year |  |  | 1 | Est | 2025 | 37.9555
4.1 Upgrading 3,000 Nm3 per h | Biogas upgrading - Amine scrubber [~3,000 Nm3 CH4/h] | Technology-specific data | CO2 ressource [kton/year] | kton/year |  |  | 1 | Est | 2030 | 37.9555
4.1 Upgrading 3,000 Nm3 per h | Biogas upgrading - Amine scrubber [~3,000 Nm3 CH4/h] | Technology-specific data | CO2 ressource [kton/year] | kton/year |  |  | 1 | Est | 2040 | 37.9555
4.1 Upgrading 3,000 Nm3 per h | Biogas upgrading - Amine scrubber [~3,000 Nm3 CH4/h] | Technology-specific data | CO2 ressource [kton/year] | kton/year |  |  | 1 | Est | 2050 | 37.9555
4.1 Upgrading 3,000 Nm3 per h | Biogas upgrading - Amine scrubber [~3,000 Nm3 CH4/h] | Technology-specific data | CO2 ressource [mill. Nm3/year] | mill.Nm3/year |  |  | 1 | Est | 2020 | 19.2271
4.1 Upgrading 3,000 Nm3 per h | Biogas upgrading - Amine scrubber [~3,000 Nm3 CH4/h] | Technology-specific data | CO2 ressource [mill. Nm3/year] | mill.Nm3/year |  |  | 1 | Est | 2025 | 19.2271
4.1 Upgrading 3,000 Nm3 per h | Biogas upgrading - Amine scrubber [~3,000 Nm3 CH4/h] | Technology-specific data | CO2 ressource [mill. Nm3/year] | mill.Nm3/year |  |  | 1 | Est | 2030 | 19.2271
4.1 Upgrading 3,000 Nm3 per h | Biogas upgrading - Amine scrubber [~3,000 Nm3 CH4/h] | Technology-specific data | CO2 ressource [mill. Nm3/year] | mill.Nm3/year |  |  | 1 | Est | 2040 | 19.2271
4.1 Upgrading 3,000 Nm3 per h | Biogas upgrading - Amine scrubber [~3,000 Nm3 CH4/h] | Technology-specific data | CO2 ressource [mill. Nm3/year] | mill.Nm3/year |  |  | 1 | Est | 2050 | 19.2271
4.1 Upgrading 3,000 Nm3 per h | Biogas upgrading - Amine scrubber [~3,000 Nm3 CH4/h] | Technology-specific data | Methane slip / emission [%] | pct. |  |  | [1, 2, 4] | Est | 2020 | 0.001
4.1 Upgrading 3,000 Nm3 per h | Biogas upgrading - Amine scrubber [~3,000 Nm3 CH4/h] | Technology-specific data | Methane slip / emission [%] | pct. |  |  | [1, 2, 4] | Est | 2025 | 0.001
4.1 Upgrading 3,000 Nm3 per h | Biogas upgrading - Amine scrubber [~3,000 Nm3 CH4/h] | Technology-specific data | Methane slip / emission [%] | pct. |  |  | [1, 2, 4] | Est | 2030 | 0.001
4.1 Upgrading 3,000 Nm3 per h | Biogas upgrading - Amine scrubber [~3,000 Nm3 CH4/h] | Technology-specific data | Methane slip / emission [%] | pct. |  |  | [1, 2, 4] | Est | 2040 | 0.001
4.1 Upgrading 3,000 Nm3 per h | Biogas upgrading - Amine scrubber [~3,000 Nm3 CH4/h] | Technology-specific data | Methane slip / emission [%] | pct. |  |  | [1, 2, 4] | Est | 2050 | 0.001
4.1 Upgrading 3,000 Nm3 per h | Biogas upgrading - Amine scrubber [~3,000 Nm3 CH4/h] | Technology-specific data | Minimum load [% of full load] | pct.offullload |  |  | 1 | Est | 2020 | 0.5
4.1 Upgrading 3,000 Nm3 per h | Biogas upgrading - Amine scrubber [~3,000 Nm3 CH4/h] | Technology-specific data | Minimum load [% of full load] | pct.offullload |  |  | 1 | Est | 2025 | 0.5
4.1 Upgrading 3,000 Nm3 per h | Biogas upgrading - Amine scrubber [~3,000 Nm3 CH4/h] | Technology-specific data | Minimum load [% of full load] | pct.offullload |  |  | 1 | Est | 2030 | 0.5
4.1 Upgrading 3,000 Nm3 per h | Biogas upgrading - Amine scrubber [~3,000 Nm3 CH4/h] | Technology-specific data | Minimum load [% of full load] | pct.offullload |  |  | 1 | Est | 2040 | 0.5
4.1 Upgrading 3,000 Nm3 per h | Biogas upgrading - Amine scrubber [~3,000 Nm3 CH4/h] | Technology-specific data | Minimum load [% of full load] | pct.offullload |  |  | 1 | Est | 2050 | 0.5
4.1 Upgrading 6,000 Nm3 per h | Biogas upgrading - Amine scrubber [~6,000 Nm3 CH4/h) | Energy/technical data | Auxilliary electricity for upgrading [% of biogas input] | pct.ofbiogasinput |  | A | 1 | Est | 2020 | 0.018924
4.1 Upgrading 6,000 Nm3 per h | Biogas upgrading - Amine scrubber [~6,000 Nm3 CH4/h) | Energy/technical data | Auxilliary electricity for upgrading [% of biogas input] | pct.ofbiogasinput |  | A | 1 | Est | 2025 | 0.018924
4.1 Upgrading 6,000 Nm3 per h | Biogas upgrading - Amine scrubber [~6,000 Nm3 CH4/h) | Energy/technical data | Auxilliary electricity for upgrading [% of biogas input] | pct.ofbiogasinput |  | A | 1 | Est | 2030 | 0.014761
4.1 Upgrading 6,000 Nm3 per h | Biogas upgrading - Amine scrubber [~6,000 Nm3 CH4/h) | Energy/technical data | Auxilliary electricity for upgrading [% of biogas input] | pct.ofbiogasinput |  | A | 1 | Est | 2040 | 0.013152
4.1 Upgrading 6,000 Nm3 per h | Biogas upgrading - Amine scrubber [~6,000 Nm3 CH4/h) | Energy/technical data | Auxilliary electricity for upgrading [% of biogas input] | pct.ofbiogasinput |  | A | 1 | Est | 2050 | 0.011544
4.1 Upgrading 6,000 Nm3 per h | Biogas upgrading - Amine scrubber [~6,000 Nm3 CH4/h) | Energy/technical data | Auxilliary electricity for upgrading [% of biogas input] | pct.ofbiogasinput |  | A | 1 | Lower | 2025 | 0.014193
4.1 Upgrading 6,000 Nm3 per h | Biogas upgrading - Amine scrubber [~6,000 Nm3 CH4/h) | Energy/technical data | Auxilliary electricity for upgrading [% of biogas input] | pct.ofbiogasinput |  | A | 1 | Lower | 2050 | 0.01443
4.1 Upgrading 6,000 Nm3 per h | Biogas upgrading - Amine scrubber [~6,000 Nm3 CH4/h) | Energy/technical data | Auxilliary electricity for upgrading [% of biogas input] | pct.ofbiogasinput |  | A | 1 | Upper | 2025 | 0.023655
4.1 Upgrading 6,000 Nm3 per h | Biogas upgrading - Amine scrubber [~6,000 Nm3 CH4/h) | Energy/technical data | Auxilliary electricity for upgrading [% of biogas input] | pct.ofbiogasinput |  | A | 1 | Upper | 2050 | 0.01443
4.1 Upgrading 6,000 Nm3 per h | Biogas upgrading - Amine scrubber [~6,000 Nm3 CH4/h) | Energy/technical data | Biogas [% of biogas input] | pct.ofbiogasinput |  |  | 1 | Est | 2020 | 1
4.1 Upgrading 6,000 Nm3 per h | Biogas upgrading - Amine scrubber [~6,000 Nm3 CH4/h) | Energy/technical data | Biogas [% of biogas input] | pct.ofbiogasinput |  |  | 1 | Est | 2025 | 1
4.1 Upgrading 6,000 Nm3 per h | Biogas upgrading - Amine scrubber [~6,000 Nm3 CH4/h) | Energy/technical data | Biogas [% of biogas input] | pct.ofbiogasinput |  |  | 1 | Est | 2030 | 1
4.1 Upgrading 6,000 Nm3 per h | Biogas upgrading - Amine scrubber [~6,000 Nm3 CH4/h) | Energy/technical data | Biogas [% of biogas input] | pct.ofbiogasinput |  |  | 1 | Est | 2040 | 1
4.1 Upgrading 6,000 Nm3 per h | Biogas upgrading - Amine scrubber [~6,000 Nm3 CH4/h) | Energy/technical data | Biogas [% of biogas input] | pct.ofbiogasinput |  |  | 1 | Est | 2050 | 1
4.1 Upgrading 6,000 Nm3 per h | Biogas upgrading - Amine scrubber [~6,000 Nm3 CH4/h) | Energy/technical data | Biomethane [% of methane input] | pct.ofmethaneinput |  |  | 1 | Est | 2020 | 0.99046
4.1 Upgrading 6,000 Nm3 per h | Biogas upgrading - Amine scrubber [~6,000 Nm3 CH4/h) | Energy/technical data | Biomethane [% of methane input] | pct.ofmethaneinput |  |  | 1 | Est | 2025 | 0.99046
4.1 Upgrading 6,000 Nm3 per h | Biogas upgrading - Amine scrubber [~6,000 Nm3 CH4/h) | Energy/technical data | Biomethane [% of methane input] | pct.ofmethaneinput |  |  | 1 | Est | 2030 | 0.99046
4.1 Upgrading 6,000 Nm3 per h | Biogas upgrading - Amine scrubber [~6,000 Nm3 CH4/h) | Energy/technical data | Biomethane [% of methane input] | pct.ofmethaneinput |  |  | 1 | Est | 2040 | 0.99046
4.1 Upgrading 6,000 Nm3 per h | Biogas upgrading - Amine scrubber [~6,000 Nm3 CH4/h) | Energy/technical data | Biomethane [% of methane input] | pct.ofmethaneinput |  |  | 1 | Est | 2050 | 0.99046
4.1 Upgrading 6,000 Nm3 per h | Biogas upgrading - Amine scrubber [~6,000 Nm3 CH4/h) | Energy/technical data | Capacity, Biomethane output [k Nm3 biomethane/h] | kNm3biomethane/h |  |  | 1 | Est | 2020 | 5.8864
4.1 Upgrading 6,000 Nm3 per h | Biogas upgrading - Amine scrubber [~6,000 Nm3 CH4/h) | Energy/technical data | Capacity, Biomethane output [k Nm3 biomethane/h] | kNm3biomethane/h |  |  | 1 | Est | 2025 | 5.8864
4.1 Upgrading 6,000 Nm3 per h | Biogas upgrading - Amine scrubber [~6,000 Nm3 CH4/h) | Energy/technical data | Capacity, Biomethane output [k Nm3 biomethane/h] | kNm3biomethane/h |  |  | 1 | Est | 2030 | 5.8864
4.1 Upgrading 6,000 Nm3 per h | Biogas upgrading - Amine scrubber [~6,000 Nm3 CH4/h) | Energy/technical data | Capacity, Biomethane output [k Nm3 biomethane/h] | kNm3biomethane/h |  |  | 1 | Est | 2040 | 5.8864
4.1 Upgrading 6,000 Nm3 per h | Biogas upgrading - Amine scrubber [~6,000 Nm3 CH4/h) | Energy/technical data | Capacity, Biomethane output [k Nm3 biomethane/h] | kNm3biomethane/h |  |  | 1 | Est | 2050 | 5.8864
4.1 Upgrading 6,000 Nm3 per h | Biogas upgrading - Amine scrubber [~6,000 Nm3 CH4/h) | Energy/technical data | Construction time [years] | years |  | D | 1 | Est | 2020 | 1
4.1 Upgrading 6,000 Nm3 per h | Biogas upgrading - Amine scrubber [~6,000 Nm3 CH4/h) | Energy/technical data | Construction time [years] | years |  | D | 1 | Est | 2025 | 1
4.1 Upgrading 6,000 Nm3 per h | Biogas upgrading - Amine scrubber [~6,000 Nm3 CH4/h) | Energy/technical data | Construction time [years] | years |  | D | 1 | Est | 2030 | 1
4.1 Upgrading 6,000 Nm3 per h | Biogas upgrading - Amine scrubber [~6,000 Nm3 CH4/h) | Energy/technical data | Construction time [years] | years |  | D | 1 | Est | 2040 | 1
4.1 Upgrading 6,000 Nm3 per h | Biogas upgrading - Amine scrubber [~6,000 Nm3 CH4/h) | Energy/technical data | Construction time [years] | years |  | D | 1 | Est | 2050 | 1
4.1 Upgrading 6,000 Nm3 per h | Biogas upgrading - Amine scrubber [~6,000 Nm3 CH4/h) | Energy/technical data | Construction time [years] | years |  | D | 1 | Lower | 2025 | 1
4.1 Upgrading 6,000 Nm3 per h | Biogas upgrading - Amine scrubber [~6,000 Nm3 CH4/h) | Energy/technical data | Construction time [years] | years |  | D | 1 | Lower | 2050 | 1
4.1 Upgrading 6,000 Nm3 per h | Biogas upgrading - Amine scrubber [~6,000 Nm3 CH4/h) | Energy/technical data | Construction time [years] | years |  | D | 1 | Upper | 2025 | 2
4.1 Upgrading 6,000 Nm3 per h | Biogas upgrading - Amine scrubber [~6,000 Nm3 CH4/h) | Energy/technical data | Construction time [years] | years |  | D | 1 | Upper | 2050 | 2
4.1 Upgrading 6,000 Nm3 per h | Biogas upgrading - Amine scrubber [~6,000 Nm3 CH4/h) | Energy/technical data | Forced outage [weeks per year] | weeks/year |  |  | 1 | Est | 2020 | 0.28571
4.1 Upgrading 6,000 Nm3 per h | Biogas upgrading - Amine scrubber [~6,000 Nm3 CH4/h) | Energy/technical data | Forced outage [weeks per year] | weeks/year |  |  | 1 | Est | 2025 | 0.28571
4.1 Upgrading 6,000 Nm3 per h | Biogas upgrading - Amine scrubber [~6,000 Nm3 CH4/h) | Energy/technical data | Forced outage [weeks per year] | weeks/year |  |  | 1 | Est | 2030 | 0.28571
4.1 Upgrading 6,000 Nm3 per h | Biogas upgrading - Amine scrubber [~6,000 Nm3 CH4/h) | Energy/technical data | Forced outage [weeks per year] | weeks/year |  |  | 1 | Est | 2040 | 0.28571
4.1 Upgrading 6,000 Nm3 per h | Biogas upgrading - Amine scrubber [~6,000 Nm3 CH4/h) | Energy/technical data | Forced outage [weeks per year] | weeks/year |  |  | 1 | Est | 2050 | 0.28571
4.1 Upgrading 6,000 Nm3 per h | Biogas upgrading - Amine scrubber [~6,000 Nm3 CH4/h) | Energy/technical data | Heat [% of biogas input] | pct.ofbiogasinput |  | B | 1 | Est | 2020 | 0.10322
4.1 Upgrading 6,000 Nm3 per h | Biogas upgrading - Amine scrubber [~6,000 Nm3 CH4/h) | Energy/technical data | Heat [% of biogas input] | pct.ofbiogasinput |  | B | 1 | Est | 2025 | 0.10322
4.1 Upgrading 6,000 Nm3 per h | Biogas upgrading - Amine scrubber [~6,000 Nm3 CH4/h) | Energy/technical data | Heat [% of biogas input] | pct.ofbiogasinput |  | B | 1 | Est | 2030 | 0.080513
4.1 Upgrading 6,000 Nm3 per h | Biogas upgrading - Amine scrubber [~6,000 Nm3 CH4/h) | Energy/technical data | Heat [% of biogas input] | pct.ofbiogasinput |  | B | 1 | Est | 2040 | 0.071739
4.1 Upgrading 6,000 Nm3 per h | Biogas upgrading - Amine scrubber [~6,000 Nm3 CH4/h) | Energy/technical data | Heat [% of biogas input] | pct.ofbiogasinput |  | B | 1 | Est | 2050 | 0.062965
4.1 Upgrading 6,000 Nm3 per h | Biogas upgrading - Amine scrubber [~6,000 Nm3 CH4/h) | Energy/technical data | Heat [% of biogas input] | pct.ofbiogasinput |  | B | 1 | Lower | 2025 | 0.087738
4.1 Upgrading 6,000 Nm3 per h | Biogas upgrading - Amine scrubber [~6,000 Nm3 CH4/h) | Energy/technical data | Heat [% of biogas input] | pct.ofbiogasinput |  | B | 1 | Lower | 2050 | 0.07241
4.1 Upgrading 6,000 Nm3 per h | Biogas upgrading - Amine scrubber [~6,000 Nm3 CH4/h) | Energy/technical data | Heat [% of biogas input] | pct.ofbiogasinput |  | B | 1 | Upper | 2025 | 0.1187
4.1 Upgrading 6,000 Nm3 per h | Biogas upgrading - Amine scrubber [~6,000 Nm3 CH4/h) | Energy/technical data | Heat [% of biogas input] | pct.ofbiogasinput |  | B | 1 | Upper | 2050 | 0.07241
4.1 Upgrading 6,000 Nm3 per h | Biogas upgrading - Amine scrubber [~6,000 Nm3 CH4/h) | Energy/technical data | Planned outage [weeks per year] | weeks/year |  |  | 1 | Est | 2020 | 0.28571
4.1 Upgrading 6,000 Nm3 per h | Biogas upgrading - Amine scrubber [~6,000 Nm3 CH4/h) | Energy/technical data | Planned outage [weeks per year] | weeks/year |  |  | 1 | Est | 2025 | 0.28571
4.1 Upgrading 6,000 Nm3 per h | Biogas upgrading - Amine scrubber [~6,000 Nm3 CH4/h) | Energy/technical data | Planned outage [weeks per year] | weeks/year |  |  | 1 | Est | 2030 | 0.28571
4.1 Upgrading 6,000 Nm3 per h | Biogas upgrading - Amine scrubber [~6,000 Nm3 CH4/h) | Energy/technical data | Planned outage [weeks per year] | weeks/year |  |  | 1 | Est | 2040 | 0.28571
4.1 Upgrading 6,000 Nm3 per h | Biogas upgrading - Amine scrubber [~6,000 Nm3 CH4/h) | Energy/technical data | Planned outage [weeks per year] | weeks/year |  |  | 1 | Est | 2050 | 0.28571
4.1 Upgrading 6,000 Nm3 per h | Biogas upgrading - Amine scrubber [~6,000 Nm3 CH4/h) | Energy/technical data | Technical lifetime [years] | years |  | C | 1 | Est | 2020 | 20
4.1 Upgrading 6,000 Nm3 per h | Biogas upgrading - Amine scrubber [~6,000 Nm3 CH4/h) | Energy/technical data | Technical lifetime [years] | years |  | C | 1 | Est | 2025 | 20
4.1 Upgrading 6,000 Nm3 per h | Biogas upgrading - Amine scrubber [~6,000 Nm3 CH4/h) | Energy/technical data | Technical lifetime [years] | years |  | C | 1 | Est | 2030 | 20
4.1 Upgrading 6,000 Nm3 per h | Biogas upgrading - Amine scrubber [~6,000 Nm3 CH4/h) | Energy/technical data | Technical lifetime [years] | years |  | C | 1 | Est | 2040 | 20
4.1 Upgrading 6,000 Nm3 per h | Biogas upgrading - Amine scrubber [~6,000 Nm3 CH4/h) | Energy/technical data | Technical lifetime [years] | years |  | C | 1 | Est | 2050 | 20
4.1 Upgrading 6,000 Nm3 per h | Biogas upgrading - Amine scrubber [~6,000 Nm3 CH4/h) | Energy/technical data | Technical lifetime [years] | years |  | C | 1 | Lower | 2025 | 15
4.1 Upgrading 6,000 Nm3 per h | Biogas upgrading - Amine scrubber [~6,000 Nm3 CH4/h) | Energy/technical data | Technical lifetime [years] | years |  | C | 1 | Lower | 2050 | 15
4.1 Upgrading 6,000 Nm3 per h | Biogas upgrading - Amine scrubber [~6,000 Nm3 CH4/h) | Energy/technical data | Technical lifetime [years] | years |  | C | 1 | Upper | 2025 | 25
4.1 Upgrading 6,000 Nm3 per h | Biogas upgrading - Amine scrubber [~6,000 Nm3 CH4/h) | Energy/technical data | Technical lifetime [years] | years |  | C | 1 | Upper | 2050 | 25
4.1 Upgrading 6,000 Nm3 per h | Biogas upgrading - Amine scrubber [~6,000 Nm3 CH4/h) | Energy/technical data | Total plant size [MW output] | MWoutput |  |  | 1 | Est | 2020 | 58.687
4.1 Upgrading 6,000 Nm3 per h | Biogas upgrading - Amine scrubber [~6,000 Nm3 CH4/h) | Energy/technical data | Total plant size [MW output] | MWoutput |  |  | 1 | Est | 2025 | 58.687
4.1 Upgrading 6,000 Nm3 per h | Biogas upgrading - Amine scrubber [~6,000 Nm3 CH4/h) | Energy/technical data | Total plant size [MW output] | MWoutput |  |  | 1 | Est | 2030 | 58.687
4.1 Upgrading 6,000 Nm3 per h | Biogas upgrading - Amine scrubber [~6,000 Nm3 CH4/h) | Energy/technical data | Total plant size [MW output] | MWoutput |  |  | 1 | Est | 2040 | 58.687
4.1 Upgrading 6,000 Nm3 per h | Biogas upgrading - Amine scrubber [~6,000 Nm3 CH4/h) | Energy/technical data | Total plant size [MW output] | MWoutput |  |  | 1 | Est | 2050 | 58.687
4.1 Upgrading 6,000 Nm3 per h | Biogas upgrading - Amine scrubber [~6,000 Nm3 CH4/h) | Energy/technical data | Waste gas [% of methane input] | pct.ofmethaneinput |  |  | 1 | Est | 2020 | 0.0095433
4.1 Upgrading 6,000 Nm3 per h | Biogas upgrading - Amine scrubber [~6,000 Nm3 CH4/h) | Energy/technical data | Waste gas [% of methane input] | pct.ofmethaneinput |  |  | 1 | Est | 2025 | 0.0095433
4.1 Upgrading 6,000 Nm3 per h | Biogas upgrading - Amine scrubber [~6,000 Nm3 CH4/h) | Energy/technical data | Waste gas [% of methane input] | pct.ofmethaneinput |  |  | 1 | Est | 2030 | 0.0095433
4.1 Upgrading 6,000 Nm3 per h | Biogas upgrading - Amine scrubber [~6,000 Nm3 CH4/h) | Energy/technical data | Waste gas [% of methane input] | pct.ofmethaneinput |  |  | 1 | Est | 2040 | 0.0095433
4.1 Upgrading 6,000 Nm3 per h | Biogas upgrading - Amine scrubber [~6,000 Nm3 CH4/h) | Energy/technical data | Waste gas [% of methane input] | pct.ofmethaneinput |  |  | 1 | Est | 2050 | 0.0095433
4.1 Upgrading 6,000 Nm3 per h | Biogas upgrading - Amine scrubber [~6,000 Nm3 CH4/h) | Energy/technical data | Waste heat [% of methane input] | pct.ofmethaneinput |  |  | 1 | Est | 2020 | 0.052683
4.1 Upgrading 6,000 Nm3 per h | Biogas upgrading - Amine scrubber [~6,000 Nm3 CH4/h) | Energy/technical data | Waste heat [% of methane input] | pct.ofmethaneinput |  |  | 1 | Est | 2025 | 0.052683
4.1 Upgrading 6,000 Nm3 per h | Biogas upgrading - Amine scrubber [~6,000 Nm3 CH4/h) | Energy/technical data | Waste heat [% of methane input] | pct.ofmethaneinput |  |  | 1 | Est | 2030 | 0.052683
4.1 Upgrading 6,000 Nm3 per h | Biogas upgrading - Amine scrubber [~6,000 Nm3 CH4/h) | Energy/technical data | Waste heat [% of methane input] | pct.ofmethaneinput |  |  | 1 | Est | 2040 | 0.052683
4.1 Upgrading 6,000 Nm3 per h | Biogas upgrading - Amine scrubber [~6,000 Nm3 CH4/h) | Energy/technical data | Waste heat [% of methane input] | pct.ofmethaneinput |  |  | 1 | Est | 2050 | 0.052683
4.1 Upgrading 6,000 Nm3 per h | Biogas upgrading - Amine scrubber [~6,000 Nm3 CH4/h) | Energy/technical data | Yearly production [k Nm3 biomethane/year] | kNm3biomethane/year |  |  | 1 | Est | 2020 | 51445
4.1 Upgrading 6,000 Nm3 per h | Biogas upgrading - Amine scrubber [~6,000 Nm3 CH4/h) | Energy/technical data | Yearly production [k Nm3 biomethane/year] | kNm3biomethane/year |  |  | 1 | Est | 2025 | 51445
4.1 Upgrading 6,000 Nm3 per h | Biogas upgrading - Amine scrubber [~6,000 Nm3 CH4/h) | Energy/technical data | Yearly production [k Nm3 biomethane/year] | kNm3biomethane/year |  |  | 1 | Est | 2030 | 51445
4.1 Upgrading 6,000 Nm3 per h | Biogas upgrading - Amine scrubber [~6,000 Nm3 CH4/h) | Energy/technical data | Yearly production [k Nm3 biomethane/year] | kNm3biomethane/year |  |  | 1 | Est | 2040 | 51445
4.1 Upgrading 6,000 Nm3 per h | Biogas upgrading - Amine scrubber [~6,000 Nm3 CH4/h) | Energy/technical data | Yearly production [k Nm3 biomethane/year] | kNm3biomethane/year |  |  | 1 | Est | 2050 | 51445
4.1 Upgrading 6,000 Nm3 per h | Biogas upgrading - Amine scrubber [~6,000 Nm3 CH4/h) | Financial data | - of which electricity [€/GJ output] | €/GJoutput |  | [E, F, G] | 1 | Est | 2020 | 0.35529
4.1 Upgrading 6,000 Nm3 per h | Biogas upgrading - Amine scrubber [~6,000 Nm3 CH4/h) | Financial data | - of which electricity [€/GJ output] | €/GJoutput |  | [E, F, G] | 1 | Est | 2025 | 0.35529
4.1 Upgrading 6,000 Nm3 per h | Biogas upgrading - Amine scrubber [~6,000 Nm3 CH4/h) | Financial data | - of which electricity [€/GJ output] | €/GJoutput |  | [E, F, G] | 1 | Est | 2030 | 0.27712
4.1 Upgrading 6,000 Nm3 per h | Biogas upgrading - Amine scrubber [~6,000 Nm3 CH4/h) | Financial data | - of which electricity [€/GJ output] | €/GJoutput |  | [E, F, G] | 1 | Est | 2040 | 0.24692
4.1 Upgrading 6,000 Nm3 per h | Biogas upgrading - Amine scrubber [~6,000 Nm3 CH4/h) | Financial data | - of which electricity [€/GJ output] | €/GJoutput |  | [E, F, G] | 1 | Est | 2050 | 0.21672
4.1 Upgrading 6,000 Nm3 per h | Biogas upgrading - Amine scrubber [~6,000 Nm3 CH4/h) | Financial data | - of which electricity [€/GJ output] | €/GJoutput |  | [E, F, G] | 1 | Lower | 2025 | 0.30199
4.1 Upgrading 6,000 Nm3 per h | Biogas upgrading - Amine scrubber [~6,000 Nm3 CH4/h) | Financial data | - of which electricity [€/GJ output] | €/GJoutput |  | [E, F, G] | 1 | Lower | 2050 | 0.26291
4.1 Upgrading 6,000 Nm3 per h | Biogas upgrading - Amine scrubber [~6,000 Nm3 CH4/h) | Financial data | - of which electricity [€/GJ output] | €/GJoutput |  | [E, F, G] | 1 | Upper | 2025 | 0.40858
4.1 Upgrading 6,000 Nm3 per h | Biogas upgrading - Amine scrubber [~6,000 Nm3 CH4/h) | Financial data | - of which electricity [€/GJ output] | €/GJoutput |  | [E, F, G] | 1 | Upper | 2050 | 0.17054
4.1 Upgrading 6,000 Nm3 per h | Biogas upgrading - Amine scrubber [~6,000 Nm3 CH4/h) | Financial data | - of which fixed O&M costs for electricity [k€/MW output/year] | k€/MWoutput/year |  | [E, F, G] | 1 | Est | 2020 | 11.2119
4.1 Upgrading 6,000 Nm3 per h | Biogas upgrading - Amine scrubber [~6,000 Nm3 CH4/h) | Financial data | - of which fixed O&M costs for electricity [k€/MW output/year] | k€/MWoutput/year |  | [E, F, G] | 1 | Est | 2025 | 11.2119
4.1 Upgrading 6,000 Nm3 per h | Biogas upgrading - Amine scrubber [~6,000 Nm3 CH4/h) | Financial data | - of which fixed O&M costs for electricity [k€/MW output/year] | k€/MWoutput/year |  | [E, F, G] | 1 | Est | 2030 | 8.7453
4.1 Upgrading 6,000 Nm3 per h | Biogas upgrading - Amine scrubber [~6,000 Nm3 CH4/h) | Financial data | - of which fixed O&M costs for electricity [k€/MW output/year] | k€/MWoutput/year |  | [E, F, G] | 1 | Est | 2040 | 7.7923
4.1 Upgrading 6,000 Nm3 per h | Biogas upgrading - Amine scrubber [~6,000 Nm3 CH4/h) | Financial data | - of which fixed O&M costs for electricity [k€/MW output/year] | k€/MWoutput/year |  | [E, F, G] | 1 | Est | 2050 | 6.8392
4.1 Upgrading 6,000 Nm3 per h | Biogas upgrading - Amine scrubber [~6,000 Nm3 CH4/h) | Financial data | - of which fixed O&M costs for electricity [k€/MW output/year] | k€/MWoutput/year |  | [E, F, G] | 1 | Lower | 2025 | 9.5301
4.1 Upgrading 6,000 Nm3 per h | Biogas upgrading - Amine scrubber [~6,000 Nm3 CH4/h) | Financial data | - of which fixed O&M costs for electricity [k€/MW output/year] | k€/MWoutput/year |  | [E, F, G] | 1 | Lower | 2050 | 8.2968
4.1 Upgrading 6,000 Nm3 per h | Biogas upgrading - Amine scrubber [~6,000 Nm3 CH4/h) | Financial data | - of which fixed O&M costs for electricity [k€/MW output/year] | k€/MWoutput/year |  | [E, F, G] | 1 | Upper | 2025 | 12.8937
4.1 Upgrading 6,000 Nm3 per h | Biogas upgrading - Amine scrubber [~6,000 Nm3 CH4/h) | Financial data | - of which fixed O&M costs for electricity [k€/MW output/year] | k€/MWoutput/year |  | [E, F, G] | 1 | Upper | 2050 | 5.3817
4.1 Upgrading 6,000 Nm3 per h | Biogas upgrading - Amine scrubber [~6,000 Nm3 CH4/h) | Financial data | - of which fixed O&M costs for heat [k€/MW output/year] | k€/MWoutput/year |  | [E, F, G] | 1 | Est | 2020 | 12.3539
4.1 Upgrading 6,000 Nm3 per h | Biogas upgrading - Amine scrubber [~6,000 Nm3 CH4/h) | Financial data | - of which fixed O&M costs for heat [k€/MW output/year] | k€/MWoutput/year |  | [E, F, G] | 1 | Est | 2025 | 12.3539
4.1 Upgrading 6,000 Nm3 per h | Biogas upgrading - Amine scrubber [~6,000 Nm3 CH4/h) | Financial data | - of which fixed O&M costs for heat [k€/MW output/year] | k€/MWoutput/year |  | [E, F, G] | 1 | Est | 2030 | 9.636
4.1 Upgrading 6,000 Nm3 per h | Biogas upgrading - Amine scrubber [~6,000 Nm3 CH4/h) | Financial data | - of which fixed O&M costs for heat [k€/MW output/year] | k€/MWoutput/year |  | [E, F, G] | 1 | Est | 2040 | 8.5859
4.1 Upgrading 6,000 Nm3 per h | Biogas upgrading - Amine scrubber [~6,000 Nm3 CH4/h) | Financial data | - of which fixed O&M costs for heat [k€/MW output/year] | k€/MWoutput/year |  | [E, F, G] | 1 | Est | 2050 | 7.5358
4.1 Upgrading 6,000 Nm3 per h | Biogas upgrading - Amine scrubber [~6,000 Nm3 CH4/h) | Financial data | - of which fixed O&M costs for heat [k€/MW output/year] | k€/MWoutput/year |  | [E, F, G] | 1 | Lower | 2025 | 10.5008
4.1 Upgrading 6,000 Nm3 per h | Biogas upgrading - Amine scrubber [~6,000 Nm3 CH4/h) | Financial data | - of which fixed O&M costs for heat [k€/MW output/year] | k€/MWoutput/year |  | [E, F, G] | 1 | Lower | 2050 | 9.1419
4.1 Upgrading 6,000 Nm3 per h | Biogas upgrading - Amine scrubber [~6,000 Nm3 CH4/h) | Financial data | - of which fixed O&M costs for heat [k€/MW output/year] | k€/MWoutput/year |  | [E, F, G] | 1 | Upper | 2025 | 14.2069
4.1 Upgrading 6,000 Nm3 per h | Biogas upgrading - Amine scrubber [~6,000 Nm3 CH4/h) | Financial data | - of which fixed O&M costs for heat [k€/MW output/year] | k€/MWoutput/year |  | [E, F, G] | 1 | Upper | 2050 | 5.9298
4.1 Upgrading 6,000 Nm3 per h | Biogas upgrading - Amine scrubber [~6,000 Nm3 CH4/h) | Financial data | - of which fixed O&M costs upgrading and methane reduction, excl. electricity and heat [k€/MW output/year] | k€/MWoutput/year |  | [E, F, G] | 1 | Est | 2020 | 6.0093
4.1 Upgrading 6,000 Nm3 per h | Biogas upgrading - Amine scrubber [~6,000 Nm3 CH4/h) | Financial data | - of which fixed O&M costs upgrading and methane reduction, excl. electricity and heat [k€/MW output/year] | k€/MWoutput/year |  | [E, F, G] | 1 | Est | 2025 | 6.0093
4.1 Upgrading 6,000 Nm3 per h | Biogas upgrading - Amine scrubber [~6,000 Nm3 CH4/h) | Financial data | - of which fixed O&M costs upgrading and methane reduction, excl. electricity and heat [k€/MW output/year] | k€/MWoutput/year |  | [E, F, G] | 1 | Est | 2030 | 4.6873
4.1 Upgrading 6,000 Nm3 per h | Biogas upgrading - Amine scrubber [~6,000 Nm3 CH4/h) | Financial data | - of which fixed O&M costs upgrading and methane reduction, excl. electricity and heat [k€/MW output/year] | k€/MWoutput/year |  | [E, F, G] | 1 | Est | 2040 | 4.1765
4.1 Upgrading 6,000 Nm3 per h | Biogas upgrading - Amine scrubber [~6,000 Nm3 CH4/h) | Financial data | - of which fixed O&M costs upgrading and methane reduction, excl. electricity and heat [k€/MW output/year] | k€/MWoutput/year |  | [E, F, G] | 1 | Est | 2050 | 3.6657
4.1 Upgrading 6,000 Nm3 per h | Biogas upgrading - Amine scrubber [~6,000 Nm3 CH4/h) | Financial data | - of which fixed O&M costs upgrading and methane reduction, excl. electricity and heat [k€/MW output/year] | k€/MWoutput/year |  | [E, F, G] | 1 | Lower | 2025 | 5.1079
4.1 Upgrading 6,000 Nm3 per h | Biogas upgrading - Amine scrubber [~6,000 Nm3 CH4/h) | Financial data | - of which fixed O&M costs upgrading and methane reduction, excl. electricity and heat [k€/MW output/year] | k€/MWoutput/year |  | [E, F, G] | 1 | Lower | 2050 | 4.4469
4.1 Upgrading 6,000 Nm3 per h | Biogas upgrading - Amine scrubber [~6,000 Nm3 CH4/h) | Financial data | - of which fixed O&M costs upgrading and methane reduction, excl. electricity and heat [k€/MW output/year] | k€/MWoutput/year |  | [E, F, G] | 1 | Upper | 2025 | 6.9107
4.1 Upgrading 6,000 Nm3 per h | Biogas upgrading - Amine scrubber [~6,000 Nm3 CH4/h) | Financial data | - of which fixed O&M costs upgrading and methane reduction, excl. electricity and heat [k€/MW output/year] | k€/MWoutput/year |  | [E, F, G] | 1 | Upper | 2050 | 2.8845
4.1 Upgrading 6,000 Nm3 per h | Biogas upgrading - Amine scrubber [~6,000 Nm3 CH4/h) | Financial data | Fixed O&M [k€/MW output/year] | k€/MWoutput/year |  | [E, F, G] | [1, 3] | Est | 2020 | 29.5751
4.1 Upgrading 6,000 Nm3 per h | Biogas upgrading - Amine scrubber [~6,000 Nm3 CH4/h) | Financial data | Fixed O&M [k€/MW output/year] | k€/MWoutput/year |  | [E, F, G] | [1, 3] | Est | 2025 | 29.5751
4.1 Upgrading 6,000 Nm3 per h | Biogas upgrading - Amine scrubber [~6,000 Nm3 CH4/h) | Financial data | Fixed O&M [k€/MW output/year] | k€/MWoutput/year |  | [E, F, G] | [1, 3] | Est | 2030 | 23.0685
4.1 Upgrading 6,000 Nm3 per h | Biogas upgrading - Amine scrubber [~6,000 Nm3 CH4/h) | Financial data | Fixed O&M [k€/MW output/year] | k€/MWoutput/year |  | [E, F, G] | [1, 3] | Est | 2040 | 20.5547
4.1 Upgrading 6,000 Nm3 per h | Biogas upgrading - Amine scrubber [~6,000 Nm3 CH4/h) | Financial data | Fixed O&M [k€/MW output/year] | k€/MWoutput/year |  | [E, F, G] | [1, 3] | Est | 2050 | 18.0408
4.1 Upgrading 6,000 Nm3 per h | Biogas upgrading - Amine scrubber [~6,000 Nm3 CH4/h) | Financial data | Fixed O&M [k€/MW output/year] | k€/MWoutput/year |  | [E, F, G] | [1, 3] | Lower | 2025 | 25.1388
4.1 Upgrading 6,000 Nm3 per h | Biogas upgrading - Amine scrubber [~6,000 Nm3 CH4/h) | Financial data | Fixed O&M [k€/MW output/year] | k€/MWoutput/year |  | [E, F, G] | [1, 3] | Lower | 2050 | 21.8855
4.1 Upgrading 6,000 Nm3 per h | Biogas upgrading - Amine scrubber [~6,000 Nm3 CH4/h) | Financial data | Fixed O&M [k€/MW output/year] | k€/MWoutput/year |  | [E, F, G] | [1, 3] | Upper | 2025 | 34.0113
4.1 Upgrading 6,000 Nm3 per h | Biogas upgrading - Amine scrubber [~6,000 Nm3 CH4/h) | Financial data | Fixed O&M [k€/MW output/year] | k€/MWoutput/year |  | [E, F, G] | [1, 3] | Upper | 2050 | 14.196
4.1 Upgrading 6,000 Nm3 per h | Biogas upgrading - Amine scrubber [~6,000 Nm3 CH4/h) | Financial data | Specific investment, upgrading and methane reduction [k€/MW output] | k€/MWoutput |  | [E, F, G] | [1, 3] | Est | 2020 | 132.2894
4.1 Upgrading 6,000 Nm3 per h | Biogas upgrading - Amine scrubber [~6,000 Nm3 CH4/h) | Financial data | Specific investment, upgrading and methane reduction [k€/MW output] | k€/MWoutput |  | [E, F, G] | [1, 3] | Est | 2025 | 132.2894
4.1 Upgrading 6,000 Nm3 per h | Biogas upgrading - Amine scrubber [~6,000 Nm3 CH4/h) | Financial data | Specific investment, upgrading and methane reduction [k€/MW output] | k€/MWoutput |  | [E, F, G] | [1, 3] | Est | 2030 | 103.1857
4.1 Upgrading 6,000 Nm3 per h | Biogas upgrading - Amine scrubber [~6,000 Nm3 CH4/h) | Financial data | Specific investment, upgrading and methane reduction [k€/MW output] | k€/MWoutput |  | [E, F, G] | [1, 3] | Est | 2040 | 91.2708
4.1 Upgrading 6,000 Nm3 per h | Biogas upgrading - Amine scrubber [~6,000 Nm3 CH4/h) | Financial data | Specific investment, upgrading and methane reduction [k€/MW output] | k€/MWoutput |  | [E, F, G] | [1, 3] | Est | 2050 | 80.6965
4.1 Upgrading 6,000 Nm3 per h | Biogas upgrading - Amine scrubber [~6,000 Nm3 CH4/h) | Financial data | Specific investment, upgrading and methane reduction [k€/MW output] | k€/MWoutput |  | [E, F, G] | [1, 3] | Lower | 2025 | 112.446
4.1 Upgrading 6,000 Nm3 per h | Biogas upgrading - Amine scrubber [~6,000 Nm3 CH4/h) | Financial data | Specific investment, upgrading and methane reduction [k€/MW output] | k€/MWoutput |  | [E, F, G] | [1, 3] | Lower | 2050 | 97.8941
4.1 Upgrading 6,000 Nm3 per h | Biogas upgrading - Amine scrubber [~6,000 Nm3 CH4/h) | Financial data | Specific investment, upgrading and methane reduction [k€/MW output] | k€/MWoutput |  | [E, F, G] | [1, 3] | Upper | 2025 | 152.1328
4.1 Upgrading 6,000 Nm3 per h | Biogas upgrading - Amine scrubber [~6,000 Nm3 CH4/h) | Financial data | Specific investment, upgrading and methane reduction [k€/MW output] | k€/MWoutput |  | [E, F, G] | [1, 3] | Upper | 2050 | 63.4989
4.1 Upgrading 6,000 Nm3 per h | Biogas upgrading - Amine scrubber [~6,000 Nm3 CH4/h) | Financial data | Variable O&M [€/GJ output] | €/GJoutput |  | [E, F, G] | 1 | Est | 2020 | 1.0344
4.1 Upgrading 6,000 Nm3 per h | Biogas upgrading - Amine scrubber [~6,000 Nm3 CH4/h) | Financial data | Variable O&M [€/GJ output] | €/GJoutput |  | [E, F, G] | 1 | Est | 2025 | 1.0344
4.1 Upgrading 6,000 Nm3 per h | Biogas upgrading - Amine scrubber [~6,000 Nm3 CH4/h) | Financial data | Variable O&M [€/GJ output] | €/GJoutput |  | [E, F, G] | 1 | Est | 2030 | 0.80684
4.1 Upgrading 6,000 Nm3 per h | Biogas upgrading - Amine scrubber [~6,000 Nm3 CH4/h) | Financial data | Variable O&M [€/GJ output] | €/GJoutput |  | [E, F, G] | 1 | Est | 2040 | 0.71891
4.1 Upgrading 6,000 Nm3 per h | Biogas upgrading - Amine scrubber [~6,000 Nm3 CH4/h) | Financial data | Variable O&M [€/GJ output] | €/GJoutput |  | [E, F, G] | 1 | Est | 2050 | 0.63099
4.1 Upgrading 6,000 Nm3 per h | Biogas upgrading - Amine scrubber [~6,000 Nm3 CH4/h) | Financial data | Variable O&M [€/GJ output] | €/GJoutput |  | [E, F, G] | 1 | Lower | 2025 | 0.87924
4.1 Upgrading 6,000 Nm3 per h | Biogas upgrading - Amine scrubber [~6,000 Nm3 CH4/h) | Financial data | Variable O&M [€/GJ output] | €/GJoutput |  | [E, F, G] | 1 | Lower | 2050 | 0.76546
4.1 Upgrading 6,000 Nm3 per h | Biogas upgrading - Amine scrubber [~6,000 Nm3 CH4/h) | Financial data | Variable O&M [€/GJ output] | €/GJoutput |  | [E, F, G] | 1 | Upper | 2025 | 1.1896
4.1 Upgrading 6,000 Nm3 per h | Biogas upgrading - Amine scrubber [~6,000 Nm3 CH4/h) | Financial data | Variable O&M [€/GJ output] | €/GJoutput |  | [E, F, G] | 1 | Upper | 2050 | 0.49651
4.1 Upgrading 6,000 Nm3 per h | Biogas upgrading - Amine scrubber [~6,000 Nm3 CH4/h) | Technology-specific data | CO2 ressource [kton/year] | kton/year |  |  | 1 | Est | 2020 | 86.4767
4.1 Upgrading 6,000 Nm3 per h | Biogas upgrading - Amine scrubber [~6,000 Nm3 CH4/h) | Technology-specific data | CO2 ressource [kton/year] | kton/year |  |  | 1 | Est | 2025 | 86.4767
4.1 Upgrading 6,000 Nm3 per h | Biogas upgrading - Amine scrubber [~6,000 Nm3 CH4/h) | Technology-specific data | CO2 ressource [kton/year] | kton/year |  |  | 1 | Est | 2030 | 86.4767
4.1 Upgrading 6,000 Nm3 per h | Biogas upgrading - Amine scrubber [~6,000 Nm3 CH4/h) | Technology-specific data | CO2 ressource [kton/year] | kton/year |  |  | 1 | Est | 2040 | 86.4767
4.1 Upgrading 6,000 Nm3 per h | Biogas upgrading - Amine scrubber [~6,000 Nm3 CH4/h) | Technology-specific data | CO2 ressource [kton/year] | kton/year |  |  | 1 | Est | 2050 | 86.4767
4.1 Upgrading 6,000 Nm3 per h | Biogas upgrading - Amine scrubber [~6,000 Nm3 CH4/h) | Technology-specific data | CO2 ressource [mill. Nm3/year] | mill.Nm3/year |  |  | 1 | Est | 2020 | 43.8065
4.1 Upgrading 6,000 Nm3 per h | Biogas upgrading - Amine scrubber [~6,000 Nm3 CH4/h) | Technology-specific data | CO2 ressource [mill. Nm3/year] | mill.Nm3/year |  |  | 1 | Est | 2025 | 43.8065
4.1 Upgrading 6,000 Nm3 per h | Biogas upgrading - Amine scrubber [~6,000 Nm3 CH4/h) | Technology-specific data | CO2 ressource [mill. Nm3/year] | mill.Nm3/year |  |  | 1 | Est | 2030 | 43.8065
4.1 Upgrading 6,000 Nm3 per h | Biogas upgrading - Amine scrubber [~6,000 Nm3 CH4/h) | Technology-specific data | CO2 ressource [mill. Nm3/year] | mill.Nm3/year |  |  | 1 | Est | 2040 | 43.8065
4.1 Upgrading 6,000 Nm3 per h | Biogas upgrading - Amine scrubber [~6,000 Nm3 CH4/h) | Technology-specific data | CO2 ressource [mill. Nm3/year] | mill.Nm3/year |  |  | 1 | Est | 2050 | 43.8065
4.1 Upgrading 6,000 Nm3 per h | Biogas upgrading - Amine scrubber [~6,000 Nm3 CH4/h) | Technology-specific data | Methane slip / emission [%] | pct. |  |  | [1, 2, 4] | Est | 2020 | 0.001
4.1 Upgrading 6,000 Nm3 per h | Biogas upgrading - Amine scrubber [~6,000 Nm3 CH4/h) | Technology-specific data | Methane slip / emission [%] | pct. |  |  | [1, 2, 4] | Est | 2025 | 0.001
4.1 Upgrading 6,000 Nm3 per h | Biogas upgrading - Amine scrubber [~6,000 Nm3 CH4/h) | Technology-specific data | Methane slip / emission [%] | pct. |  |  | [1, 2, 4] | Est | 2030 | 0.001
4.1 Upgrading 6,000 Nm3 per h | Biogas upgrading - Amine scrubber [~6,000 Nm3 CH4/h) | Technology-specific data | Methane slip / emission [%] | pct. |  |  | [1, 2, 4] | Est | 2040 | 0.001
4.1 Upgrading 6,000 Nm3 per h | Biogas upgrading - Amine scrubber [~6,000 Nm3 CH4/h) | Technology-specific data | Methane slip / emission [%] | pct. |  |  | [1, 2, 4] | Est | 2050 | 0.001
4.1 Upgrading 6,000 Nm3 per h | Biogas upgrading - Amine scrubber [~6,000 Nm3 CH4/h) | Technology-specific data | Minimum load [% of full load] | pct.offullload |  |  | 1 | Est | 2020 | 0.5
4.1 Upgrading 6,000 Nm3 per h | Biogas upgrading - Amine scrubber [~6,000 Nm3 CH4/h) | Technology-specific data | Minimum load [% of full load] | pct.offullload |  |  | 1 | Est | 2025 | 0.5
4.1 Upgrading 6,000 Nm3 per h | Biogas upgrading - Amine scrubber [~6,000 Nm3 CH4/h) | Technology-specific data | Minimum load [% of full load] | pct.offullload |  |  | 1 | Est | 2030 | 0.5
4.1 Upgrading 6,000 Nm3 per h | Biogas upgrading - Amine scrubber [~6,000 Nm3 CH4/h) | Technology-specific data | Minimum load [% of full load] | pct.offullload |  |  | 1 | Est | 2040 | 0.5
4.1 Upgrading 6,000 Nm3 per h | Biogas upgrading - Amine scrubber [~6,000 Nm3 CH4/h) | Technology-specific data | Minimum load [% of full load] | pct.offullload |  |  | 1 | Est | 2050 | 0.5
4.2 SNG from methan. of biogas | SNG from Biogas | Energy/technical data | Biogas Consumption [MWh/MWh Total Input] | MWh/MWhTotalInput |  | C, I | 2 | Lower | 2020 | 0.8
4.2 SNG from methan. of biogas | SNG from Biogas | Energy/technical data | Biogas Consumption [MWh/MWh Total Input] | MWh/MWhTotalInput |  | C, I | 2 | Lower | 2050 | 0.8
4.2 SNG from methan. of biogas | SNG from Biogas | Energy/technical data | Biogas Consumption [MWh/MWh Total Input] | MWh/MWhTotalInput |  | C, I | 2 | Upper | 2020 | 1.2
4.2 SNG from methan. of biogas | SNG from Biogas | Energy/technical data | Biogas Consumption [MWh/MWh Total Input] | MWh/MWhTotalInput |  | C, I | 2 | Upper | 2050 | 1.2
4.2 SNG from methan. of biogas | SNG from Biogas | Energy/technical data | Biogas Consumption [MWh/MWh Total Input] | MWh/MWhTotalInput |  | C, I | 2 | ctrl | 2015 | 0.53
4.2 SNG from methan. of biogas | SNG from Biogas | Energy/technical data | Biogas Consumption [MWh/MWh Total Input] | MWh/MWhTotalInput |  | C, I | 2 | ctrl | 2020 | 0.53
4.2 SNG from methan. of biogas | SNG from Biogas | Energy/technical data | Biogas Consumption [MWh/MWh Total Input] | MWh/MWhTotalInput |  | C, I | 2 | ctrl | 2030 | 0.53
4.2 SNG from methan. of biogas | SNG from Biogas | Energy/technical data | Biogas Consumption [MWh/MWh Total Input] | MWh/MWhTotalInput |  | C, I | 2 | ctrl | 2040 | 0.53
4.2 SNG from methan. of biogas | SNG from Biogas | Energy/technical data | Biogas Consumption [MWh/MWh Total Input] | MWh/MWhTotalInput |  | C, I | 2 | ctrl | 2050 | 0.53
4.2 SNG from methan. of biogas | SNG from Biogas | Energy/technical data | Construction time [years] | years |  |  |  | ctrl | 2015 | 1
4.2 SNG from methan. of biogas | SNG from Biogas | Energy/technical data | Construction time [years] | years |  |  |  | ctrl | 2020 | 1
4.2 SNG from methan. of biogas | SNG from Biogas | Energy/technical data | Construction time [years] | years |  |  |  | ctrl | 2030 | 1
4.2 SNG from methan. of biogas | SNG from Biogas | Energy/technical data | Construction time [years] | years |  |  |  | ctrl | 2040 | 1
4.2 SNG from methan. of biogas | SNG from Biogas | Energy/technical data | Construction time [years] | years |  |  |  | ctrl | 2050 | 1
4.2 SNG from methan. of biogas | SNG from Biogas | Energy/technical data | District Heating Output [MWh/MWh Total Input] | MWh/MWhTotalInput |  | G | 2 | Lower | 2020 | 0.5
4.2 SNG from methan. of biogas | SNG from Biogas | Energy/technical data | District Heating Output [MWh/MWh Total Input] | MWh/MWhTotalInput |  | G | 2 | Lower | 2050 | 0.5
4.2 SNG from methan. of biogas | SNG from Biogas | Energy/technical data | District Heating Output [MWh/MWh Total Input] | MWh/MWhTotalInput |  | G | 2 | Upper | 2020 | 1.5
4.2 SNG from methan. of biogas | SNG from Biogas | Energy/technical data | District Heating Output [MWh/MWh Total Input] | MWh/MWhTotalInput |  | G | 2 | Upper | 2050 | 1.5
4.2 SNG from methan. of biogas | SNG from Biogas | Energy/technical data | District Heating Output [MWh/MWh Total Input] | MWh/MWhTotalInput |  | G | 2 | ctrl | 2015 | 0.1
4.2 SNG from methan. of biogas | SNG from Biogas | Energy/technical data | District Heating Output [MWh/MWh Total Input] | MWh/MWhTotalInput |  | G | 2 | ctrl | 2020 | 0.1
4.2 SNG from methan. of biogas | SNG from Biogas | Energy/technical data | District Heating Output [MWh/MWh Total Input] | MWh/MWhTotalInput |  | G | 2 | ctrl | 2030 | 0.1
4.2 SNG from methan. of biogas | SNG from Biogas | Energy/technical data | District Heating Output [MWh/MWh Total Input] | MWh/MWhTotalInput |  | G | 2 | ctrl | 2040 | 0.1
4.2 SNG from methan. of biogas | SNG from Biogas | Energy/technical data | District Heating Output [MWh/MWh Total Input] | MWh/MWhTotalInput |  | G | 2 | ctrl | 2050 | 0.1
4.2 SNG from methan. of biogas | SNG from Biogas | Energy/technical data | Electricity Consumption [MWh/MWh Total Input] | MWh/MWhTotalInput |  | D | 2 | Lower | 2020 | 0.5
4.2 SNG from methan. of biogas | SNG from Biogas | Energy/technical data | Electricity Consumption [MWh/MWh Total Input] | MWh/MWhTotalInput |  | D | 2 | Lower | 2050 | 0.5
4.2 SNG from methan. of biogas | SNG from Biogas | Energy/technical data | Electricity Consumption [MWh/MWh Total Input] | MWh/MWhTotalInput |  | D | 2 | Upper | 2020 | 1.5
4.2 SNG from methan. of biogas | SNG from Biogas | Energy/technical data | Electricity Consumption [MWh/MWh Total Input] | MWh/MWhTotalInput |  | D | 2 | Upper | 2050 | 1.5
4.2 SNG from methan. of biogas | SNG from Biogas | Energy/technical data | Electricity Consumption [MWh/MWh Total Input] | MWh/MWhTotalInput |  | D | 2 | ctrl | 2015 | 0.01
4.2 SNG from methan. of biogas | SNG from Biogas | Energy/technical data | Electricity Consumption [MWh/MWh Total Input] | MWh/MWhTotalInput |  | D | 2 | ctrl | 2020 | 0.01
4.2 SNG from methan. of biogas | SNG from Biogas | Energy/technical data | Electricity Consumption [MWh/MWh Total Input] | MWh/MWhTotalInput |  | D | 2 | ctrl | 2030 | 0.01
4.2 SNG from methan. of biogas | SNG from Biogas | Energy/technical data | Electricity Consumption [MWh/MWh Total Input] | MWh/MWhTotalInput |  | D | 2 | ctrl | 2040 | 0.01
4.2 SNG from methan. of biogas | SNG from Biogas | Energy/technical data | Electricity Consumption [MWh/MWh Total Input] | MWh/MWhTotalInput |  | D | 2 | ctrl | 2050 | 0.01
4.2 SNG from methan. of biogas | SNG from Biogas | Energy/technical data | Forced outage [%] | pct. |  | F |  | ctrl | 2015 | 4
4.2 SNG from methan. of biogas | SNG from Biogas | Energy/technical data | Forced outage [%] | pct. |  | F |  | ctrl | 2020 | 4
4.2 SNG from methan. of biogas | SNG from Biogas | Energy/technical data | Forced outage [%] | pct. |  | F |  | ctrl | 2030 | 0
4.2 SNG from methan. of biogas | SNG from Biogas | Energy/technical data | Forced outage [%] | pct. |  | F |  | ctrl | 2040 | 0
4.2 SNG from methan. of biogas | SNG from Biogas | Energy/technical data | Forced outage [%] | pct. |  | F |  | ctrl | 2050 | 0
4.2 SNG from methan. of biogas | SNG from Biogas | Energy/technical data | Hydrogen Consumption [MWh/MWh Total Input] | MWh/MWhTotalInput |  | C, E | 2 | Lower | 2020 | 0.8
4.2 SNG from methan. of biogas | SNG from Biogas | Energy/technical data | Hydrogen Consumption [MWh/MWh Total Input] | MWh/MWhTotalInput |  | C, E | 2 | Lower | 2050 | 0.8
4.2 SNG from methan. of biogas | SNG from Biogas | Energy/technical data | Hydrogen Consumption [MWh/MWh Total Input] | MWh/MWhTotalInput |  | C, E | 2 | Upper | 2020 | 1.2
4.2 SNG from methan. of biogas | SNG from Biogas | Energy/technical data | Hydrogen Consumption [MWh/MWh Total Input] | MWh/MWhTotalInput |  | C, E | 2 | Upper | 2050 | 1.2
4.2 SNG from methan. of biogas | SNG from Biogas | Energy/technical data | Hydrogen Consumption [MWh/MWh Total Input] | MWh/MWhTotalInput |  | C, E | 2 | ctrl | 2015 | 0.46
4.2 SNG from methan. of biogas | SNG from Biogas | Energy/technical data | Hydrogen Consumption [MWh/MWh Total Input] | MWh/MWhTotalInput |  | C, E | 2 | ctrl | 2020 | 0.46
4.2 SNG from methan. of biogas | SNG from Biogas | Energy/technical data | Hydrogen Consumption [MWh/MWh Total Input] | MWh/MWhTotalInput |  | C, E | 2 | ctrl | 2030 | 0.46
4.2 SNG from methan. of biogas | SNG from Biogas | Energy/technical data | Hydrogen Consumption [MWh/MWh Total Input] | MWh/MWhTotalInput |  | C, E | 2 | ctrl | 2040 | 0.46
4.2 SNG from methan. of biogas | SNG from Biogas | Energy/technical data | Hydrogen Consumption [MWh/MWh Total Input] | MWh/MWhTotalInput |  | C, E | 2 | ctrl | 2050 | 0.46
4.2 SNG from methan. of biogas | SNG from Biogas | Energy/technical data | Planned outage [weeks per year] | weeks/year |  |  |  | ctrl | 2015 | 2
4.2 SNG from methan. of biogas | SNG from Biogas | Energy/technical data | Planned outage [weeks per year] | weeks/year |  |  |  | ctrl | 2020 | 2
4.2 SNG from methan. of biogas | SNG from Biogas | Energy/technical data | Planned outage [weeks per year] | weeks/year |  |  |  | ctrl | 2030 | 2
4.2 SNG from methan. of biogas | SNG from Biogas | Energy/technical data | Planned outage [weeks per year] | weeks/year |  |  |  | ctrl | 2040 | 2
4.2 SNG from methan. of biogas | SNG from Biogas | Energy/technical data | Planned outage [weeks per year] | weeks/year |  |  |  | ctrl | 2050 | 2
4.2 SNG from methan. of biogas | SNG from Biogas | Energy/technical data | SNG Output [MWh/MWh Total Input] | MWh/MWhTotalInput |  | G | 2 | Lower | 2020 | 0.9
4.2 SNG from methan. of biogas | SNG from Biogas | Energy/technical data | SNG Output [MWh/MWh Total Input] | MWh/MWhTotalInput |  | G | 2 | Lower | 2050 | 0.95
4.2 SNG from methan. of biogas | SNG from Biogas | Energy/technical data | SNG Output [MWh/MWh Total Input] | MWh/MWhTotalInput |  | G | 2 | Upper | 2020 | 1.1
4.2 SNG from methan. of biogas | SNG from Biogas | Energy/technical data | SNG Output [MWh/MWh Total Input] | MWh/MWhTotalInput |  | G | 2 | Upper | 2050 | 1.05
4.2 SNG from methan. of biogas | SNG from Biogas | Energy/technical data | SNG Output [MWh/MWh Total Input] | MWh/MWhTotalInput |  | G | 2 | ctrl | 2015 | 0.89
4.2 SNG from methan. of biogas | SNG from Biogas | Energy/technical data | SNG Output [MWh/MWh Total Input] | MWh/MWhTotalInput |  | G | 2 | ctrl | 2020 | 0.89
4.2 SNG from methan. of biogas | SNG from Biogas | Energy/technical data | SNG Output [MWh/MWh Total Input] | MWh/MWhTotalInput |  | G | 2 | ctrl | 2030 | 0.89
4.2 SNG from methan. of biogas | SNG from Biogas | Energy/technical data | SNG Output [MWh/MWh Total Input] | MWh/MWhTotalInput |  | G | 2 | ctrl | 2040 | 0.89
4.2 SNG from methan. of biogas | SNG from Biogas | Energy/technical data | SNG Output [MWh/MWh Total Input] | MWh/MWhTotalInput |  | G | 2 | ctrl | 2050 | 0.89
4.2 SNG from methan. of biogas | SNG from Biogas | Energy/technical data | Technical lifetime [years] | years |  |  |  | ctrl | 2015 | 25
4.2 SNG from methan. of biogas | SNG from Biogas | Energy/technical data | Technical lifetime [years] | years |  |  |  | ctrl | 2020 | 25
4.2 SNG from methan. of biogas | SNG from Biogas | Energy/technical data | Technical lifetime [years] | years |  |  |  | ctrl | 2030 | 25
4.2 SNG from methan. of biogas | SNG from Biogas | Energy/technical data | Technical lifetime [years] | years |  |  |  | ctrl | 2040 | 25
4.2 SNG from methan. of biogas | SNG from Biogas | Energy/technical data | Technical lifetime [years] | years |  |  |  | ctrl | 2050 | 25
4.2 SNG from methan. of biogas | SNG from Biogas | Energy/technical data | Typical total plant size [1,000 GJ SNG/year] | 1,000GJSNG/year |  | A, B | 1, 7 | Lower | 2020 | 0.75
4.2 SNG from methan. of biogas | SNG from Biogas | Energy/technical data | Typical total plant size [1,000 GJ SNG/year] | 1,000GJSNG/year |  | A, B | 1, 7 | Lower | 2050 | 0.75
4.2 SNG from methan. of biogas | SNG from Biogas | Energy/technical data | Typical total plant size [1,000 GJ SNG/year] | 1,000GJSNG/year |  | A, B | 1, 7 | Upper | 2020 | 1.25
4.2 SNG from methan. of biogas | SNG from Biogas | Energy/technical data | Typical total plant size [1,000 GJ SNG/year] | 1,000GJSNG/year |  | A, B | 1, 7 | Upper | 2050 | 1.25
4.2 SNG from methan. of biogas | SNG from Biogas | Energy/technical data | Typical total plant size [1,000 GJ SNG/year] | 1,000GJSNG/year |  | A, B | 1, 7 | ctrl | 2015 | 70
4.2 SNG from methan. of biogas | SNG from Biogas | Energy/technical data | Typical total plant size [1,000 GJ SNG/year] | 1,000GJSNG/year |  | A, B | 1, 7 | ctrl | 2020 | 100
4.2 SNG from methan. of biogas | SNG from Biogas | Energy/technical data | Typical total plant size [1,000 GJ SNG/year] | 1,000GJSNG/year |  | A, B | 1, 7 | ctrl | 2030 | 250
4.2 SNG from methan. of biogas | SNG from Biogas | Energy/technical data | Typical total plant size [1,000 GJ SNG/year] | 1,000GJSNG/year |  | A, B | 1, 7 | ctrl | 2040 | 500
4.2 SNG from methan. of biogas | SNG from Biogas | Energy/technical data | Typical total plant size [1,000 GJ SNG/year] | 1,000GJSNG/year |  | A, B | 1, 7 | ctrl | 2050 | 700
4.2 SNG from methan. of biogas | SNG from Biogas | Energy/technical data | Typical total plant size [MW] | MW |  | A, A1, B | 1, 7 | Lower | 2020 | 0.75
4.2 SNG from methan. of biogas | SNG from Biogas | Energy/technical data | Typical total plant size [MW] | MW |  | A, A1, B | 1, 7 | Lower | 2050 | 0.75
4.2 SNG from methan. of biogas | SNG from Biogas | Energy/technical data | Typical total plant size [MW] | MW |  | A, A1, B | 1, 7 | Upper | 2020 | 1.25
4.2 SNG from methan. of biogas | SNG from Biogas | Energy/technical data | Typical total plant size [MW] | MW |  | A, A1, B | 1, 7 | Upper | 2050 | 1.25
4.2 SNG from methan. of biogas | SNG from Biogas | Energy/technical data | Typical total plant size [MW] | MW |  | A, A1, B | 1, 7 | ctrl | 2015 | 2.3148
4.2 SNG from methan. of biogas | SNG from Biogas | Energy/technical data | Typical total plant size [MW] | MW |  | A, A1, B | 1, 7 | ctrl | 2020 | 3.3069
4.2 SNG from methan. of biogas | SNG from Biogas | Energy/technical data | Typical total plant size [MW] | MW |  | A, A1, B | 1, 7 | ctrl | 2030 | 8.2672
4.2 SNG from methan. of biogas | SNG from Biogas | Energy/technical data | Typical total plant size [MW] | MW |  | A, A1, B | 1, 7 | ctrl | 2040 | 16.5344
4.2 SNG from methan. of biogas | SNG from Biogas | Energy/technical data | Typical total plant size [MW] | MW |  | A, A1, B | 1, 7 | ctrl | 2050 | 23.1481
4.2 SNG from methan. of biogas | SNG from Biogas | Financial data | - equipment [%] | pct. |  |  |  | ctrl | 2015 | 75
4.2 SNG from methan. of biogas | SNG from Biogas | Financial data | - equipment [%] | pct. |  |  |  | ctrl | 2020 | 75
4.2 SNG from methan. of biogas | SNG from Biogas | Financial data | - equipment [%] | pct. |  |  |  | ctrl | 2030 | 75
4.2 SNG from methan. of biogas | SNG from Biogas | Financial data | - equipment [%] | pct. |  |  |  | ctrl | 2040 | 75
4.2 SNG from methan. of biogas | SNG from Biogas | Financial data | - equipment [%] | pct. |  |  |  | ctrl | 2050 | 75
4.2 SNG from methan. of biogas | SNG from Biogas | Financial data | - installation [%] | pct. |  |  |  | ctrl | 2015 | 25
4.2 SNG from methan. of biogas | SNG from Biogas | Financial data | - installation [%] | pct. |  |  |  | ctrl | 2020 | 25
4.2 SNG from methan. of biogas | SNG from Biogas | Financial data | - installation [%] | pct. |  |  |  | ctrl | 2030 | 25
4.2 SNG from methan. of biogas | SNG from Biogas | Financial data | - installation [%] | pct. |  |  |  | ctrl | 2040 | 25
4.2 SNG from methan. of biogas | SNG from Biogas | Financial data | - installation [%] | pct. |  |  |  | ctrl | 2050 | 25
4.2 SNG from methan. of biogas | SNG from Biogas | Financial data | Fixed O&M [M€/MW/year SNG] | M€/MW/yearSNG |  |  | 1 | Lower | 2020 | 0.9
4.2 SNG from methan. of biogas | SNG from Biogas | Financial data | Fixed O&M [M€/MW/year SNG] | M€/MW/yearSNG |  |  | 1 | Lower | 2050 | 0.9
4.2 SNG from methan. of biogas | SNG from Biogas | Financial data | Fixed O&M [M€/MW/year SNG] | M€/MW/yearSNG |  |  | 1 | Upper | 2020 | 1.1
4.2 SNG from methan. of biogas | SNG from Biogas | Financial data | Fixed O&M [M€/MW/year SNG] | M€/MW/yearSNG |  |  | 1 | Upper | 2050 | 1.1
4.2 SNG from methan. of biogas | SNG from Biogas | Financial data | Fixed O&M [M€/MW/year SNG] | M€/MW/yearSNG |  |  | 1 | ctrl | 2015 | 0.046306
4.2 SNG from methan. of biogas | SNG from Biogas | Financial data | Fixed O&M [M€/MW/year SNG] | M€/MW/yearSNG |  |  | 1 | ctrl | 2020 | 0.038589
4.2 SNG from methan. of biogas | SNG from Biogas | Financial data | Fixed O&M [M€/MW/year SNG] | M€/MW/yearSNG |  |  | 1 | ctrl | 2030 | 0.032157
4.2 SNG from methan. of biogas | SNG from Biogas | Financial data | Fixed O&M [M€/MW/year SNG] | M€/MW/yearSNG |  |  | 1 | ctrl | 2040 | 0.025726
4.2 SNG from methan. of biogas | SNG from Biogas | Financial data | Fixed O&M [M€/MW/year SNG] | M€/MW/yearSNG |  |  | 1 | ctrl | 2050 | 0.019294
4.2 SNG from methan. of biogas | SNG from Biogas | Financial data | Specific investment [M€/MW SNG] | M€/MWSNG |  | H | 1 | Lower | 2020 | 0.5
4.2 SNG from methan. of biogas | SNG from Biogas | Financial data | Specific investment [M€/MW SNG] | M€/MWSNG |  | H | 1 | Lower | 2050 | 0.5
4.2 SNG from methan. of biogas | SNG from Biogas | Financial data | Specific investment [M€/MW SNG] | M€/MWSNG |  | H | 1 | Upper | 2020 | 1.5
4.2 SNG from methan. of biogas | SNG from Biogas | Financial data | Specific investment [M€/MW SNG] | M€/MWSNG |  | H | 1 | Upper | 2050 | 1.5
4.2 SNG from methan. of biogas | SNG from Biogas | Financial data | Specific investment [M€/MW SNG] | M€/MWSNG |  | H | 1 | ctrl | 2015 | 1.1577
4.2 SNG from methan. of biogas | SNG from Biogas | Financial data | Specific investment [M€/MW SNG] | M€/MWSNG |  | H | 1 | ctrl | 2020 | 0.96472
4.2 SNG from methan. of biogas | SNG from Biogas | Financial data | Specific investment [M€/MW SNG] | M€/MWSNG |  | H | 1 | ctrl | 2030 | 0.80393
4.2 SNG from methan. of biogas | SNG from Biogas | Financial data | Specific investment [M€/MW SNG] | M€/MWSNG |  | H | 1 | ctrl | 2040 | 0.64314
4.2 SNG from methan. of biogas | SNG from Biogas | Financial data | Specific investment [M€/MW SNG] | M€/MWSNG |  | H | 1 | ctrl | 2050 | 0.48236
4.2 SNG from methan. of biogas | SNG from Biogas | Financial data | Start up [€/GJ SNG] | €/GJSNG |  |  |  | ctrl | 2015 | 0
4.2 SNG from methan. of biogas | SNG from Biogas | Financial data | Start up [€/GJ SNG] | €/GJSNG |  |  |  | ctrl | 2020 | 0
4.2 SNG from methan. of biogas | SNG from Biogas | Financial data | Start up [€/GJ SNG] | €/GJSNG |  |  |  | ctrl | 2030 | 0
4.2 SNG from methan. of biogas | SNG from Biogas | Financial data | Start up [€/GJ SNG] | €/GJSNG |  |  |  | ctrl | 2040 | 0
4.2 SNG from methan. of biogas | SNG from Biogas | Financial data | Start up [€/GJ SNG] | €/GJSNG |  |  |  | ctrl | 2050 | 0
4.2 SNG from methan. of biogas | SNG from Biogas | Financial data | Variable O&M [€/MWh SNG] | €/MWhSNG |  |  | 1 | Lower | 2020 | 0.9
4.2 SNG from methan. of biogas | SNG from Biogas | Financial data | Variable O&M [€/MWh SNG] | €/MWhSNG |  |  | 1 | Lower | 2050 | 0.9
4.2 SNG from methan. of biogas | SNG from Biogas | Financial data | Variable O&M [€/MWh SNG] | €/MWhSNG |  |  | 1 | Upper | 2020 | 1.1
4.2 SNG from methan. of biogas | SNG from Biogas | Financial data | Variable O&M [€/MWh SNG] | €/MWhSNG |  |  | 1 | Upper | 2050 | 1.1
4.2 SNG from methan. of biogas | SNG from Biogas | Financial data | Variable O&M [€/MWh SNG] | €/MWhSNG |  |  | 1 | ctrl | 2015 | 5.5127
4.2 SNG from methan. of biogas | SNG from Biogas | Financial data | Variable O&M [€/MWh SNG] | €/MWhSNG |  |  | 1 | ctrl | 2020 | 4.5939
4.2 SNG from methan. of biogas | SNG from Biogas | Financial data | Variable O&M [€/MWh SNG] | €/MWhSNG |  |  | 1 | ctrl | 2030 | 3.8282
4.2 SNG from methan. of biogas | SNG from Biogas | Financial data | Variable O&M [€/MWh SNG] | €/MWhSNG |  |  | 1 | ctrl | 2040 | 3.0626
4.2 SNG from methan. of biogas | SNG from Biogas | Financial data | Variable O&M [€/MWh SNG] | €/MWhSNG |  |  | 1 | ctrl | 2050 | 2.2969
4.2 SNG from methan. of biogas | SNG from Biogas | Technology-specific data | - equipment [%] | pct. |  |  |  | ctrl | 2015 | 75
4.2 SNG from methan. of biogas | SNG from Biogas | Technology-specific data | - equipment [%] | pct. |  |  |  | ctrl | 2020 | 75
4.2 SNG from methan. of biogas | SNG from Biogas | Technology-specific data | - equipment [%] | pct. |  |  |  | ctrl | 2030 | 75
4.2 SNG from methan. of biogas | SNG from Biogas | Technology-specific data | - equipment [%] | pct. |  |  |  | ctrl | 2040 | 75
4.2 SNG from methan. of biogas | SNG from Biogas | Technology-specific data | - equipment [%] | pct. |  |  |  | ctrl | 2050 | 75
4.2 SNG from methan. of biogas | SNG from Biogas | Technology-specific data | - installation [%] | pct. |  |  |  | ctrl | 2015 | 25
4.2 SNG from methan. of biogas | SNG from Biogas | Technology-specific data | - installation [%] | pct. |  |  |  | ctrl | 2020 | 25
4.2 SNG from methan. of biogas | SNG from Biogas | Technology-specific data | - installation [%] | pct. |  |  |  | ctrl | 2030 | 25
4.2 SNG from methan. of biogas | SNG from Biogas | Technology-specific data | - installation [%] | pct. |  |  |  | ctrl | 2040 | 25
4.2 SNG from methan. of biogas | SNG from Biogas | Technology-specific data | - installation [%] | pct. |  |  |  | ctrl | 2050 | 25
4.2 SNG from methan. of biogas | SNG from Biogas | Technology-specific data | Fixed O&M [€/GJ SNG] | €/GJSNG |  |  | 1 | Lower | 2020 | 0.9
4.2 SNG from methan. of biogas | SNG from Biogas | Technology-specific data | Fixed O&M [€/GJ SNG] | €/GJSNG |  |  | 1 | Lower | 2050 | 0.9
4.2 SNG from methan. of biogas | SNG from Biogas | Technology-specific data | Fixed O&M [€/GJ SNG] | €/GJSNG |  |  | 1 | Upper | 2020 | 1.1
4.2 SNG from methan. of biogas | SNG from Biogas | Technology-specific data | Fixed O&M [€/GJ SNG] | €/GJSNG |  |  | 1 | Upper | 2050 | 1.1
4.2 SNG from methan. of biogas | SNG from Biogas | Technology-specific data | Fixed O&M [€/GJ SNG] | €/GJSNG |  |  | 1 | ctrl | 2015 | 0.15313
4.2 SNG from methan. of biogas | SNG from Biogas | Technology-specific data | Fixed O&M [€/GJ SNG] | €/GJSNG |  |  | 1 | ctrl | 2020 | 0.1276
4.2 SNG from methan. of biogas | SNG from Biogas | Technology-specific data | Fixed O&M [€/GJ SNG] | €/GJSNG |  |  | 1 | ctrl | 2030 | 0.10634
4.2 SNG from methan. of biogas | SNG from Biogas | Technology-specific data | Fixed O&M [€/GJ SNG] | €/GJSNG |  |  | 1 | ctrl | 2040 | 0.08507
4.2 SNG from methan. of biogas | SNG from Biogas | Technology-specific data | Fixed O&M [€/GJ SNG] | €/GJSNG |  |  | 1 | ctrl | 2050 | 0.063802
4.2 SNG from methan. of biogas | SNG from Biogas | Technology-specific data | Specific energy content [GJ/ton] SNG] | GJ/ton |  |  |  | ctrl | 2015 | 50.7
4.2 SNG from methan. of biogas | SNG from Biogas | Technology-specific data | Specific energy content [GJ/ton] SNG] | GJ/ton |  |  |  | ctrl | 2020 | 50.7
4.2 SNG from methan. of biogas | SNG from Biogas | Technology-specific data | Specific energy content [GJ/ton] SNG] | GJ/ton |  |  |  | ctrl | 2030 | 50.7
4.2 SNG from methan. of biogas | SNG from Biogas | Technology-specific data | Specific energy content [GJ/ton] SNG] | GJ/ton |  |  |  | ctrl | 2040 | 50.7
4.2 SNG from methan. of biogas | SNG from Biogas | Technology-specific data | Specific energy content [GJ/ton] SNG] | GJ/ton |  |  |  | ctrl | 2050 | 50.7
4.2 SNG from methan. of biogas | SNG from Biogas | Technology-specific data | Specific investment [M€/1000 GJ SNG] | M€/1000GJSNG |  | H | 1 | Lower | 2020 | 0.5
4.2 SNG from methan. of biogas | SNG from Biogas | Technology-specific data | Specific investment [M€/1000 GJ SNG] | M€/1000GJSNG |  | H | 1 | Lower | 2050 | 0.5
4.2 SNG from methan. of biogas | SNG from Biogas | Technology-specific data | Specific investment [M€/1000 GJ SNG] | M€/1000GJSNG |  | H | 1 | Upper | 2020 | 1.5
4.2 SNG from methan. of biogas | SNG from Biogas | Technology-specific data | Specific investment [M€/1000 GJ SNG] | M€/1000GJSNG |  | H | 1 | Upper | 2050 | 1.5
4.2 SNG from methan. of biogas | SNG from Biogas | Technology-specific data | Specific investment [M€/1000 GJ SNG] | M€/1000GJSNG |  | H | 1 | ctrl | 2015 | 0.038281
4.2 SNG from methan. of biogas | SNG from Biogas | Technology-specific data | Specific investment [M€/1000 GJ SNG] | M€/1000GJSNG |  | H | 1 | ctrl | 2020 | 0.031901
4.2 SNG from methan. of biogas | SNG from Biogas | Technology-specific data | Specific investment [M€/1000 GJ SNG] | M€/1000GJSNG |  | H | 1 | ctrl | 2030 | 0.026584
4.2 SNG from methan. of biogas | SNG from Biogas | Technology-specific data | Specific investment [M€/1000 GJ SNG] | M€/1000GJSNG |  | H | 1 | ctrl | 2040 | 0.021267
4.2 SNG from methan. of biogas | SNG from Biogas | Technology-specific data | Specific investment [M€/1000 GJ SNG] | M€/1000GJSNG |  | H | 1 | ctrl | 2050 | 0.015951
4.2 SNG from methan. of biogas | SNG from Biogas | Technology-specific data | Start up [€/GJ SNG] | €/GJSNG |  |  |  | ctrl | 2015 | 0
4.2 SNG from methan. of biogas | SNG from Biogas | Technology-specific data | Start up [€/GJ SNG] | €/GJSNG |  |  |  | ctrl | 2020 | 0
4.2 SNG from methan. of biogas | SNG from Biogas | Technology-specific data | Start up [€/GJ SNG] | €/GJSNG |  |  |  | ctrl | 2030 | 0
4.2 SNG from methan. of biogas | SNG from Biogas | Technology-specific data | Start up [€/GJ SNG] | €/GJSNG |  |  |  | ctrl | 2040 | 0
4.2 SNG from methan. of biogas | SNG from Biogas | Technology-specific data | Start up [€/GJ SNG] | €/GJSNG |  |  |  | ctrl | 2050 | 0
4.2 SNG from methan. of biogas | SNG from Biogas | Technology-specific data | Variable O&M [€/GJ SNG] | €/GJSNG |  |  | 1 | Lower | 2020 | 0.9
4.2 SNG from methan. of biogas | SNG from Biogas | Technology-specific data | Variable O&M [€/GJ SNG] | €/GJSNG |  |  | 1 | Lower | 2050 | 0.9
4.2 SNG from methan. of biogas | SNG from Biogas | Technology-specific data | Variable O&M [€/GJ SNG] | €/GJSNG |  |  | 1 | Upper | 2020 | 1.1
4.2 SNG from methan. of biogas | SNG from Biogas | Technology-specific data | Variable O&M [€/GJ SNG] | €/GJSNG |  |  | 1 | Upper | 2050 | 1.1
4.2 SNG from methan. of biogas | SNG from Biogas | Technology-specific data | Variable O&M [€/GJ SNG] | €/GJSNG |  |  | 1 | ctrl | 2015 | 0.15313
4.2 SNG from methan. of biogas | SNG from Biogas | Technology-specific data | Variable O&M [€/GJ SNG] | €/GJSNG |  |  | 1 | ctrl | 2020 | 0.1276
4.2 SNG from methan. of biogas | SNG from Biogas | Technology-specific data | Variable O&M [€/GJ SNG] | €/GJSNG |  |  | 1 | ctrl | 2030 | 0.10634
4.2 SNG from methan. of biogas | SNG from Biogas | Technology-specific data | Variable O&M [€/GJ SNG] | €/GJSNG |  |  | 1 | ctrl | 2040 | 0.08507
4.2 SNG from methan. of biogas | SNG from Biogas | Technology-specific data | Variable O&M [€/GJ SNG] | €/GJSNG |  |  | 1 | ctrl | 2050 | 0.063802
4.3 Biomethanation of biogas | Electro-methane from biomethanation of biogas | Energy/technical data | CO2 Consumption [Nm3/MWh Total Input] | Nm3/MWhTotalInput |  |  |  | Lower | 2025 | 1
4.3 Biomethanation of biogas | Electro-methane from biomethanation of biogas | Energy/technical data | CO2 Consumption [Nm3/MWh Total Input] | Nm3/MWhTotalInput |  |  |  | Lower | 2050 | 1
4.3 Biomethanation of biogas | Electro-methane from biomethanation of biogas | Energy/technical data | CO2 Consumption [Nm3/MWh Total Input] | Nm3/MWhTotalInput |  |  |  | Upper | 2025 | 1.1
4.3 Biomethanation of biogas | Electro-methane from biomethanation of biogas | Energy/technical data | CO2 Consumption [Nm3/MWh Total Input] | Nm3/MWhTotalInput |  |  |  | Upper | 2050 | 1.1
4.3 Biomethanation of biogas | Electro-methane from biomethanation of biogas | Energy/technical data | CO2 Consumption [Nm3/MWh Total Input] | Nm3/MWhTotalInput |  |  |  | ctrl | 2020 | 80
4.3 Biomethanation of biogas | Electro-methane from biomethanation of biogas | Energy/technical data | CO2 Consumption [Nm3/MWh Total Input] | Nm3/MWhTotalInput |  |  |  | ctrl | 2025 | 80
4.3 Biomethanation of biogas | Electro-methane from biomethanation of biogas | Energy/technical data | CO2 Consumption [Nm3/MWh Total Input] | Nm3/MWhTotalInput |  |  |  | ctrl | 2030 | 80
4.3 Biomethanation of biogas | Electro-methane from biomethanation of biogas | Energy/technical data | CO2 Consumption [Nm3/MWh Total Input] | Nm3/MWhTotalInput |  |  |  | ctrl | 2040 | 80
4.3 Biomethanation of biogas | Electro-methane from biomethanation of biogas | Energy/technical data | CO2 Consumption [Nm3/MWh Total Input] | Nm3/MWhTotalInput |  |  |  | ctrl | 2050 | 80
4.3 Biomethanation of biogas | Electro-methane from biomethanation of biogas | Energy/technical data | Construction time [years] | years |  |  |  | ctrl | 2020 | 1-2
4.3 Biomethanation of biogas | Electro-methane from biomethanation of biogas | Energy/technical data | Construction time [years] | years |  |  |  | ctrl | 2025 | 1-2
4.3 Biomethanation of biogas | Electro-methane from biomethanation of biogas | Energy/technical data | Construction time [years] | years |  |  |  | ctrl | 2030 | 1-2
4.3 Biomethanation of biogas | Electro-methane from biomethanation of biogas | Energy/technical data | Construction time [years] | years |  |  |  | ctrl | 2040 | 1-2
4.3 Biomethanation of biogas | Electro-methane from biomethanation of biogas | Energy/technical data | Construction time [years] | years |  |  |  | ctrl | 2050 | 1-2
4.3 Biomethanation of biogas | Electro-methane from biomethanation of biogas | Energy/technical data | Electricity Consumption [MWh/MWh Total Input] | MWh/MWhTotalInput |  |  |  | Lower | 2025 | 0.8
4.3 Biomethanation of biogas | Electro-methane from biomethanation of biogas | Energy/technical data | Electricity Consumption [MWh/MWh Total Input] | MWh/MWhTotalInput |  |  |  | Lower | 2050 | 0.8
4.3 Biomethanation of biogas | Electro-methane from biomethanation of biogas | Energy/technical data | Electricity Consumption [MWh/MWh Total Input] | MWh/MWhTotalInput |  |  |  | Upper | 2025 | 1.2
4.3 Biomethanation of biogas | Electro-methane from biomethanation of biogas | Energy/technical data | Electricity Consumption [MWh/MWh Total Input] | MWh/MWhTotalInput |  |  |  | Upper | 2050 | 1.2
4.3 Biomethanation of biogas | Electro-methane from biomethanation of biogas | Energy/technical data | Electricity Consumption [MWh/MWh Total Input] | MWh/MWhTotalInput |  |  |  | ctrl | 2020 | 0.04
4.3 Biomethanation of biogas | Electro-methane from biomethanation of biogas | Energy/technical data | Electricity Consumption [MWh/MWh Total Input] | MWh/MWhTotalInput |  |  |  | ctrl | 2025 | 0.04
4.3 Biomethanation of biogas | Electro-methane from biomethanation of biogas | Energy/technical data | Electricity Consumption [MWh/MWh Total Input] | MWh/MWhTotalInput |  |  |  | ctrl | 2030 | 0.04
4.3 Biomethanation of biogas | Electro-methane from biomethanation of biogas | Energy/technical data | Electricity Consumption [MWh/MWh Total Input] | MWh/MWhTotalInput |  |  |  | ctrl | 2040 | 0.04
4.3 Biomethanation of biogas | Electro-methane from biomethanation of biogas | Energy/technical data | Electricity Consumption [MWh/MWh Total Input] | MWh/MWhTotalInput |  |  |  | ctrl | 2050 | 0.04
4.3 Biomethanation of biogas | Electro-methane from biomethanation of biogas | Energy/technical data | Forced outage [-] | - |  |  |  | ctrl | 2020 | -
4.3 Biomethanation of biogas | Electro-methane from biomethanation of biogas | Energy/technical data | Forced outage [-] | - |  |  |  | ctrl | 2025 | -
4.3 Biomethanation of biogas | Electro-methane from biomethanation of biogas | Energy/technical data | Forced outage [-] | - |  |  |  | ctrl | 2030 | -
4.3 Biomethanation of biogas | Electro-methane from biomethanation of biogas | Energy/technical data | Forced outage [-] | - |  |  |  | ctrl | 2040 | -
4.3 Biomethanation of biogas | Electro-methane from biomethanation of biogas | Energy/technical data | Forced outage [-] | - |  |  |  | ctrl | 2050 | -
4.3 Biomethanation of biogas | Electro-methane from biomethanation of biogas | Energy/technical data | Heat Output [MWh/MWh Total Input] | MWh/MWhTotalInput |  | H |  | Lower | 2025 | 1
4.3 Biomethanation of biogas | Electro-methane from biomethanation of biogas | Energy/technical data | Heat Output [MWh/MWh Total Input] | MWh/MWhTotalInput |  | H |  | Lower | 2050 | 1
4.3 Biomethanation of biogas | Electro-methane from biomethanation of biogas | Energy/technical data | Heat Output [MWh/MWh Total Input] | MWh/MWhTotalInput |  | H |  | Upper | 2025 | 1.1
4.3 Biomethanation of biogas | Electro-methane from biomethanation of biogas | Energy/technical data | Heat Output [MWh/MWh Total Input] | MWh/MWhTotalInput |  | H |  | Upper | 2050 | 1.1
4.3 Biomethanation of biogas | Electro-methane from biomethanation of biogas | Energy/technical data | Heat Output [MWh/MWh Total Input] | MWh/MWhTotalInput |  | H |  | ctrl | 2020 | 0.16
4.3 Biomethanation of biogas | Electro-methane from biomethanation of biogas | Energy/technical data | Heat Output [MWh/MWh Total Input] | MWh/MWhTotalInput |  | H |  | ctrl | 2025 | 0.16
4.3 Biomethanation of biogas | Electro-methane from biomethanation of biogas | Energy/technical data | Heat Output [MWh/MWh Total Input] | MWh/MWhTotalInput |  | H |  | ctrl | 2030 | 0.16
4.3 Biomethanation of biogas | Electro-methane from biomethanation of biogas | Energy/technical data | Heat Output [MWh/MWh Total Input] | MWh/MWhTotalInput |  | H |  | ctrl | 2040 | 0.16
4.3 Biomethanation of biogas | Electro-methane from biomethanation of biogas | Energy/technical data | Heat Output [MWh/MWh Total Input] | MWh/MWhTotalInput |  | H |  | ctrl | 2050 | 0.16
4.3 Biomethanation of biogas | Electro-methane from biomethanation of biogas | Energy/technical data | Hydrogen Consumption [MWh/MWh Total Input] | MWh/MWhTotalInput |  | C |  | Lower | 2025 | 1
4.3 Biomethanation of biogas | Electro-methane from biomethanation of biogas | Energy/technical data | Hydrogen Consumption [MWh/MWh Total Input] | MWh/MWhTotalInput |  | C |  | Lower | 2050 | 1
4.3 Biomethanation of biogas | Electro-methane from biomethanation of biogas | Energy/technical data | Hydrogen Consumption [MWh/MWh Total Input] | MWh/MWhTotalInput |  | C |  | Upper | 2025 | 1.1
4.3 Biomethanation of biogas | Electro-methane from biomethanation of biogas | Energy/technical data | Hydrogen Consumption [MWh/MWh Total Input] | MWh/MWhTotalInput |  | C |  | Upper | 2050 | 1.1
4.3 Biomethanation of biogas | Electro-methane from biomethanation of biogas | Energy/technical data | Hydrogen Consumption [MWh/MWh Total Input] | MWh/MWhTotalInput |  | C |  | ctrl | 2020 | 0.96
4.3 Biomethanation of biogas | Electro-methane from biomethanation of biogas | Energy/technical data | Hydrogen Consumption [MWh/MWh Total Input] | MWh/MWhTotalInput |  | C |  | ctrl | 2025 | 0.96
4.3 Biomethanation of biogas | Electro-methane from biomethanation of biogas | Energy/technical data | Hydrogen Consumption [MWh/MWh Total Input] | MWh/MWhTotalInput |  | C |  | ctrl | 2030 | 0.96
4.3 Biomethanation of biogas | Electro-methane from biomethanation of biogas | Energy/technical data | Hydrogen Consumption [MWh/MWh Total Input] | MWh/MWhTotalInput |  | C |  | ctrl | 2040 | 0.96
4.3 Biomethanation of biogas | Electro-methane from biomethanation of biogas | Energy/technical data | Hydrogen Consumption [MWh/MWh Total Input] | MWh/MWhTotalInput |  | C |  | ctrl | 2050 | 0.96
4.3 Biomethanation of biogas | Electro-methane from biomethanation of biogas | Energy/technical data | Methane Output [MWh/MWh Total Input] | MWh/MWhTotalInput |  | E, F, G |  | Lower | 2025 | 1
4.3 Biomethanation of biogas | Electro-methane from biomethanation of biogas | Energy/technical data | Methane Output [MWh/MWh Total Input] | MWh/MWhTotalInput |  | E, F, G |  | Lower | 2050 | 1
4.3 Biomethanation of biogas | Electro-methane from biomethanation of biogas | Energy/technical data | Methane Output [MWh/MWh Total Input] | MWh/MWhTotalInput |  | E, F, G |  | Upper | 2025 | 1.1
4.3 Biomethanation of biogas | Electro-methane from biomethanation of biogas | Energy/technical data | Methane Output [MWh/MWh Total Input] | MWh/MWhTotalInput |  | E, F, G |  | Upper | 2050 | 1.1
4.3 Biomethanation of biogas | Electro-methane from biomethanation of biogas | Energy/technical data | Methane Output [MWh/MWh Total Input] | MWh/MWhTotalInput |  | E, F, G |  | ctrl | 2020 | 0.79
4.3 Biomethanation of biogas | Electro-methane from biomethanation of biogas | Energy/technical data | Methane Output [MWh/MWh Total Input] | MWh/MWhTotalInput |  | E, F, G |  | ctrl | 2025 | 0.79
4.3 Biomethanation of biogas | Electro-methane from biomethanation of biogas | Energy/technical data | Methane Output [MWh/MWh Total Input] | MWh/MWhTotalInput |  | E, F, G |  | ctrl | 2030 | 0.79
4.3 Biomethanation of biogas | Electro-methane from biomethanation of biogas | Energy/technical data | Methane Output [MWh/MWh Total Input] | MWh/MWhTotalInput |  | E, F, G |  | ctrl | 2040 | 0.79
4.3 Biomethanation of biogas | Electro-methane from biomethanation of biogas | Energy/technical data | Methane Output [MWh/MWh Total Input] | MWh/MWhTotalInput |  | E, F, G |  | ctrl | 2050 | 0.79
4.3 Biomethanation of biogas | Electro-methane from biomethanation of biogas | Energy/technical data | Nutrients consumption [l/MWh Total Input] | l/MWhTotalInput |  | D |  | Lower | 2025 | 0.8
4.3 Biomethanation of biogas | Electro-methane from biomethanation of biogas | Energy/technical data | Nutrients consumption [l/MWh Total Input] | l/MWhTotalInput |  | D |  | Lower | 2050 | 0.8
4.3 Biomethanation of biogas | Electro-methane from biomethanation of biogas | Energy/technical data | Nutrients consumption [l/MWh Total Input] | l/MWhTotalInput |  | D |  | Upper | 2025 | 1.2
4.3 Biomethanation of biogas | Electro-methane from biomethanation of biogas | Energy/technical data | Nutrients consumption [l/MWh Total Input] | l/MWhTotalInput |  | D |  | Upper | 2050 | 1.2
4.3 Biomethanation of biogas | Electro-methane from biomethanation of biogas | Energy/technical data | Nutrients consumption [l/MWh Total Input] | l/MWhTotalInput |  | D |  | ctrl | 2020 | 0.98
4.3 Biomethanation of biogas | Electro-methane from biomethanation of biogas | Energy/technical data | Nutrients consumption [l/MWh Total Input] | l/MWhTotalInput |  | D |  | ctrl | 2025 | 0.98
4.3 Biomethanation of biogas | Electro-methane from biomethanation of biogas | Energy/technical data | Nutrients consumption [l/MWh Total Input] | l/MWhTotalInput |  | D |  | ctrl | 2030 | 0.98
4.3 Biomethanation of biogas | Electro-methane from biomethanation of biogas | Energy/technical data | Nutrients consumption [l/MWh Total Input] | l/MWhTotalInput |  | D |  | ctrl | 2040 | 0.98
4.3 Biomethanation of biogas | Electro-methane from biomethanation of biogas | Energy/technical data | Nutrients consumption [l/MWh Total Input] | l/MWhTotalInput |  | D |  | ctrl | 2050 | 0.98
4.3 Biomethanation of biogas | Electro-methane from biomethanation of biogas | Energy/technical data | Planned outage [%] | pct. |  | J |  | ctrl | 2020 | ≤ 5
4.3 Biomethanation of biogas | Electro-methane from biomethanation of biogas | Energy/technical data | Planned outage [%] | pct. |  | J |  | ctrl | 2025 | ≤ 5
4.3 Biomethanation of biogas | Electro-methane from biomethanation of biogas | Energy/technical data | Planned outage [%] | pct. |  | J |  | ctrl | 2030 | ≤ 3
4.3 Biomethanation of biogas | Electro-methane from biomethanation of biogas | Energy/technical data | Planned outage [%] | pct. |  | J |  | ctrl | 2040 | ≤ 2
4.3 Biomethanation of biogas | Electro-methane from biomethanation of biogas | Energy/technical data | Planned outage [%] | pct. |  | J |  | ctrl | 2050 | ≤ 2
4.3 Biomethanation of biogas | Electro-methane from biomethanation of biogas | Energy/technical data | Technical lifetime [years] | years |  |  |  | ctrl | 2020 | 20
4.3 Biomethanation of biogas | Electro-methane from biomethanation of biogas | Energy/technical data | Technical lifetime [years] | years |  |  |  | ctrl | 2025 | 25
4.3 Biomethanation of biogas | Electro-methane from biomethanation of biogas | Energy/technical data | Technical lifetime [years] | years |  |  |  | ctrl | 2030 | 30
4.3 Biomethanation of biogas | Electro-methane from biomethanation of biogas | Energy/technical data | Technical lifetime [years] | years |  |  |  | ctrl | 2040 | 30
4.3 Biomethanation of biogas | Electro-methane from biomethanation of biogas | Energy/technical data | Technical lifetime [years] | years |  |  |  | ctrl | 2050 | 30
4.3 Biomethanation of biogas | Electro-methane from biomethanation of biogas | Energy/technical data | Typical total plant size [MW-methane] | MW-methane |  | A |  | ctrl | 2020 | 0.4
4.3 Biomethanation of biogas | Electro-methane from biomethanation of biogas | Energy/technical data | Typical total plant size [MW-methane] | MW-methane |  | A |  | ctrl | 2025 | 8
4.3 Biomethanation of biogas | Electro-methane from biomethanation of biogas | Energy/technical data | Typical total plant size [MW-methane] | MW-methane |  | A |  | ctrl | 2030 | 15.9
4.3 Biomethanation of biogas | Electro-methane from biomethanation of biogas | Energy/technical data | Typical total plant size [MW-methane] | MW-methane |  | A |  | ctrl | 2040 | 23.9
4.3 Biomethanation of biogas | Electro-methane from biomethanation of biogas | Energy/technical data | Typical total plant size [MW-methane] | MW-methane |  | A |  | ctrl | 2050 | 23.9
4.3 Biomethanation of biogas | Electro-methane from biomethanation of biogas | Energy/technical data | Typical total plant size biogas input [Nm3/h] | Nm3/h |  | B |  | ctrl | 2020 | 100
4.3 Biomethanation of biogas | Electro-methane from biomethanation of biogas | Energy/technical data | Typical total plant size biogas input [Nm3/h] | Nm3/h |  | B |  | ctrl | 2025 | 2000
4.3 Biomethanation of biogas | Electro-methane from biomethanation of biogas | Energy/technical data | Typical total plant size biogas input [Nm3/h] | Nm3/h |  | B |  | ctrl | 2030 | 4000
4.3 Biomethanation of biogas | Electro-methane from biomethanation of biogas | Energy/technical data | Typical total plant size biogas input [Nm3/h] | Nm3/h |  | B |  | ctrl | 2040 | 6000
4.3 Biomethanation of biogas | Electro-methane from biomethanation of biogas | Energy/technical data | Typical total plant size biogas input [Nm3/h] | Nm3/h |  | B |  | ctrl | 2050 | 6000
4.3 Biomethanation of biogas | Electro-methane from biomethanation of biogas | Energy/technical data | Water Output [(m3/h)/MWh Total Input] | (m3/h)/MWhTotalInput |  | I |  | Lower | 2025 | 1
4.3 Biomethanation of biogas | Electro-methane from biomethanation of biogas | Energy/technical data | Water Output [(m3/h)/MWh Total Input] | (m3/h)/MWhTotalInput |  | I |  | Lower | 2050 | 1
4.3 Biomethanation of biogas | Electro-methane from biomethanation of biogas | Energy/technical data | Water Output [(m3/h)/MWh Total Input] | (m3/h)/MWhTotalInput |  | I |  | Upper | 2025 | 1.1
4.3 Biomethanation of biogas | Electro-methane from biomethanation of biogas | Energy/technical data | Water Output [(m3/h)/MWh Total Input] | (m3/h)/MWhTotalInput |  | I |  | Upper | 2050 | 1.1
4.3 Biomethanation of biogas | Electro-methane from biomethanation of biogas | Energy/technical data | Water Output [(m3/h)/MWh Total Input] | (m3/h)/MWhTotalInput |  | I |  | ctrl | 2020 | 0.1
4.3 Biomethanation of biogas | Electro-methane from biomethanation of biogas | Energy/technical data | Water Output [(m3/h)/MWh Total Input] | (m3/h)/MWhTotalInput |  | I |  | ctrl | 2025 | 0.1
4.3 Biomethanation of biogas | Electro-methane from biomethanation of biogas | Energy/technical data | Water Output [(m3/h)/MWh Total Input] | (m3/h)/MWhTotalInput |  | I |  | ctrl | 2030 | 0.1
4.3 Biomethanation of biogas | Electro-methane from biomethanation of biogas | Energy/technical data | Water Output [(m3/h)/MWh Total Input] | (m3/h)/MWhTotalInput |  | I |  | ctrl | 2040 | 0.1
4.3 Biomethanation of biogas | Electro-methane from biomethanation of biogas | Energy/technical data | Water Output [(m3/h)/MWh Total Input] | (m3/h)/MWhTotalInput |  | I |  | ctrl | 2050 | 0.1
4.3 Biomethanation of biogas | Electro-methane from biomethanation of biogas | Financial data | - equipment [%] | pct. |  |  |  | ctrl | 2020 | 85
4.3 Biomethanation of biogas | Electro-methane from biomethanation of biogas | Financial data | - equipment [%] | pct. |  |  |  | ctrl | 2025 | 85
4.3 Biomethanation of biogas | Electro-methane from biomethanation of biogas | Financial data | - equipment [%] | pct. |  |  |  | ctrl | 2030 | 85
4.3 Biomethanation of biogas | Electro-methane from biomethanation of biogas | Financial data | - equipment [%] | pct. |  |  |  | ctrl | 2040 | 85
4.3 Biomethanation of biogas | Electro-methane from biomethanation of biogas | Financial data | - equipment [%] | pct. |  |  |  | ctrl | 2050 | 85
4.3 Biomethanation of biogas | Electro-methane from biomethanation of biogas | Financial data | - installation [%] | pct. |  |  |  | ctrl | 2020 | 15
4.3 Biomethanation of biogas | Electro-methane from biomethanation of biogas | Financial data | - installation [%] | pct. |  |  |  | ctrl | 2025 | 15
4.3 Biomethanation of biogas | Electro-methane from biomethanation of biogas | Financial data | - installation [%] | pct. |  |  |  | ctrl | 2030 | 15
4.3 Biomethanation of biogas | Electro-methane from biomethanation of biogas | Financial data | - installation [%] | pct. |  |  |  | ctrl | 2040 | 15
4.3 Biomethanation of biogas | Electro-methane from biomethanation of biogas | Financial data | - installation [%] | pct. |  |  |  | ctrl | 2050 | 15
4.3 Biomethanation of biogas | Electro-methane from biomethanation of biogas | Financial data | Fixed O&M [M€/MW/year] | M€/MW/year |  |  |  | ctrl | 2020 | 0.08
4.3 Biomethanation of biogas | Electro-methane from biomethanation of biogas | Financial data | Fixed O&M [M€/MW/year] | M€/MW/year |  |  |  | ctrl | 2025 | 0.08
4.3 Biomethanation of biogas | Electro-methane from biomethanation of biogas | Financial data | Fixed O&M [M€/MW/year] | M€/MW/year |  |  |  | ctrl | 2030 | 0.08
4.3 Biomethanation of biogas | Electro-methane from biomethanation of biogas | Financial data | Fixed O&M [M€/MW/year] | M€/MW/year |  |  |  | ctrl | 2040 | 0.08
4.3 Biomethanation of biogas | Electro-methane from biomethanation of biogas | Financial data | Fixed O&M [M€/MW/year] | M€/MW/year |  |  |  | ctrl | 2050 | 0.08
4.3 Biomethanation of biogas | Electro-methane from biomethanation of biogas | Financial data | Specific investment [M€/MW] | M€/MW |  | D, K |  | Lower | 2025 | 0.7
4.3 Biomethanation of biogas | Electro-methane from biomethanation of biogas | Financial data | Specific investment [M€/MW] | M€/MW |  | D, K |  | Lower | 2050 | 0.7
4.3 Biomethanation of biogas | Electro-methane from biomethanation of biogas | Financial data | Specific investment [M€/MW] | M€/MW |  | D, K |  | Upper | 2025 | 1.3
4.3 Biomethanation of biogas | Electro-methane from biomethanation of biogas | Financial data | Specific investment [M€/MW] | M€/MW |  | D, K |  | Upper | 2050 | 1.3
4.3 Biomethanation of biogas | Electro-methane from biomethanation of biogas | Financial data | Specific investment [M€/MW] | M€/MW |  | D, K |  | ctrl | 2020 | 9.6
4.3 Biomethanation of biogas | Electro-methane from biomethanation of biogas | Financial data | Specific investment [M€/MW] | M€/MW |  | D, K |  | ctrl | 2025 | 2.1
4.3 Biomethanation of biogas | Electro-methane from biomethanation of biogas | Financial data | Specific investment [M€/MW] | M€/MW |  | D, K |  | ctrl | 2030 | 1.5
4.3 Biomethanation of biogas | Electro-methane from biomethanation of biogas | Financial data | Specific investment [M€/MW] | M€/MW |  | D, K |  | ctrl | 2040 | 1.2
4.3 Biomethanation of biogas | Electro-methane from biomethanation of biogas | Financial data | Specific investment [M€/MW] | M€/MW |  | D, K |  | ctrl | 2050 | 1.2
4.3 Biomethanation of biogas | Electro-methane from biomethanation of biogas | Financial data | Start up [€/MW] | €/MW |  | L, M |  | ctrl | 2020 | 90
4.3 Biomethanation of biogas | Electro-methane from biomethanation of biogas | Financial data | Start up [€/MW] | €/MW |  | L, M |  | ctrl | 2025 | 90
4.3 Biomethanation of biogas | Electro-methane from biomethanation of biogas | Financial data | Start up [€/MW] | €/MW |  | L, M |  | ctrl | 2030 | 90
4.3 Biomethanation of biogas | Electro-methane from biomethanation of biogas | Financial data | Start up [€/MW] | €/MW |  | L, M |  | ctrl | 2040 | 90
4.3 Biomethanation of biogas | Electro-methane from biomethanation of biogas | Financial data | Start up [€/MW] | €/MW |  | L, M |  | ctrl | 2050 | 90
4.3 Biomethanation of biogas | Electro-methane from biomethanation of biogas | Financial data | Variable O&M [€/MWh] | €/MWh |  | K, L |  | ctrl | 2020 | -
4.3 Biomethanation of biogas | Electro-methane from biomethanation of biogas | Financial data | Variable O&M [€/MWh] | €/MWh |  | K, L |  | ctrl | 2025 | -
4.3 Biomethanation of biogas | Electro-methane from biomethanation of biogas | Financial data | Variable O&M [€/MWh] | €/MWh |  | K, L |  | ctrl | 2030 | -
4.3 Biomethanation of biogas | Electro-methane from biomethanation of biogas | Financial data | Variable O&M [€/MWh] | €/MWh |  | K, L |  | ctrl | 2040 | -
4.3 Biomethanation of biogas | Electro-methane from biomethanation of biogas | Financial data | Variable O&M [€/MWh] | €/MWh |  | K, L |  | ctrl | 2050 | -
4.3 Biomethanation of biogas | Electro-methane from biomethanation of biogas | Technology-specific data | LHV hydrogen [kWh-H2/kg-H2] | kWh-H2/kg-H2 |  |  |  | ctrl | 2020 | 33.3
4.3 Biomethanation of biogas | Electro-methane from biomethanation of biogas | Technology-specific data | LHV hydrogen [kWh-H2/kg-H2] | kWh-H2/kg-H2 |  |  |  | ctrl | 2025 | 33.3
4.3 Biomethanation of biogas | Electro-methane from biomethanation of biogas | Technology-specific data | LHV hydrogen [kWh-H2/kg-H2] | kWh-H2/kg-H2 |  |  |  | ctrl | 2030 | 33.3
4.3 Biomethanation of biogas | Electro-methane from biomethanation of biogas | Technology-specific data | LHV hydrogen [kWh-H2/kg-H2] | kWh-H2/kg-H2 |  |  |  | ctrl | 2040 | 33.3
4.3 Biomethanation of biogas | Electro-methane from biomethanation of biogas | Technology-specific data | LHV hydrogen [kWh-H2/kg-H2] | kWh-H2/kg-H2 |  |  |  | ctrl | 2050 | 33.3
4.3 Biomethanation of biogas | Electro-methane from biomethanation of biogas | Technology-specific data | LHV methane [kWh/kg] | kWh/kg |  |  |  | ctrl | 2020 | 13.9
4.3 Biomethanation of biogas | Electro-methane from biomethanation of biogas | Technology-specific data | LHV methane [kWh/kg] | kWh/kg |  |  |  | ctrl | 2025 | 13.9
4.3 Biomethanation of biogas | Electro-methane from biomethanation of biogas | Technology-specific data | LHV methane [kWh/kg] | kWh/kg |  |  |  | ctrl | 2030 | 13.9
4.3 Biomethanation of biogas | Electro-methane from biomethanation of biogas | Technology-specific data | LHV methane [kWh/kg] | kWh/kg |  |  |  | ctrl | 2040 | 13.9
4.3 Biomethanation of biogas | Electro-methane from biomethanation of biogas | Technology-specific data | LHV methane [kWh/kg] | kWh/kg |  |  |  | ctrl | 2050 | 13.9
4.3 Biomethanation of biogas | Electro-methane from biomethanation of biogas | Technology-specific data | Methane density [kg/Nm3] | kg/Nm3 |  |  |  | ctrl | 2020 | 0.67
4.3 Biomethanation of biogas | Electro-methane from biomethanation of biogas | Technology-specific data | Methane density [kg/Nm3] | kg/Nm3 |  |  |  | ctrl | 2025 | 0.67
4.3 Biomethanation of biogas | Electro-methane from biomethanation of biogas | Technology-specific data | Methane density [kg/Nm3] | kg/Nm3 |  |  |  | ctrl | 2030 | 0.67
4.3 Biomethanation of biogas | Electro-methane from biomethanation of biogas | Technology-specific data | Methane density [kg/Nm3] | kg/Nm3 |  |  |  | ctrl | 2040 | 0.67
4.3 Biomethanation of biogas | Electro-methane from biomethanation of biogas | Technology-specific data | Methane density [kg/Nm3] | kg/Nm3 |  |  |  | ctrl | 2050 | 0.67
4.3 Biomethanation of biogas | Electro-methane from biomethanation of biogas | Technology-specific data | Normal density [kg-H2/Nm3-H2] | kg-H2/Nm3-H2 |  |  |  | ctrl | 2020 | 0.09
4.3 Biomethanation of biogas | Electro-methane from biomethanation of biogas | Technology-specific data | Normal density [kg-H2/Nm3-H2] | kg-H2/Nm3-H2 |  |  |  | ctrl | 2025 | 0.09
4.3 Biomethanation of biogas | Electro-methane from biomethanation of biogas | Technology-specific data | Normal density [kg-H2/Nm3-H2] | kg-H2/Nm3-H2 |  |  |  | ctrl | 2030 | 0.09
4.3 Biomethanation of biogas | Electro-methane from biomethanation of biogas | Technology-specific data | Normal density [kg-H2/Nm3-H2] | kg-H2/Nm3-H2 |  |  |  | ctrl | 2040 | 0.09
4.3 Biomethanation of biogas | Electro-methane from biomethanation of biogas | Technology-specific data | Normal density [kg-H2/Nm3-H2] | kg-H2/Nm3-H2 |  |  |  | ctrl | 2050 | 0.09
4.4 Gasif. CFB, Bio-SNG | Gasifier, biomass, bio-SNG, medium - large scale | Energy/technical data | Bio SNG Output [% of fuel input] | pct.offuelinput |  | G | 21;19;13/17/19; | Lower | 2020 | 58
4.4 Gasif. CFB, Bio-SNG | Gasifier, biomass, bio-SNG, medium - large scale | Energy/technical data | Bio SNG Output [% of fuel input] | pct.offuelinput |  | G | 21;19;13/17/19; | Lower | 2050 | 65
4.4 Gasif. CFB, Bio-SNG | Gasifier, biomass, bio-SNG, medium - large scale | Energy/technical data | Bio SNG Output [% of fuel input] | pct.offuelinput |  | G | 21;19;13/17/19; | Upper | 2020 | 65
4.4 Gasif. CFB, Bio-SNG | Gasifier, biomass, bio-SNG, medium - large scale | Energy/technical data | Bio SNG Output [% of fuel input] | pct.offuelinput |  | G | 21;19;13/17/19; | Upper | 2050 | 75
4.4 Gasif. CFB, Bio-SNG | Gasifier, biomass, bio-SNG, medium - large scale | Energy/technical data | Bio SNG Output [% of fuel input] | pct.offuelinput |  | G | 21;19;13/17/19; | ctrl | 2015 | 56
4.4 Gasif. CFB, Bio-SNG | Gasifier, biomass, bio-SNG, medium - large scale | Energy/technical data | Bio SNG Output [% of fuel input] | pct.offuelinput |  | G | 21;19;13/17/19; | ctrl | 2020 | 60
4.4 Gasif. CFB, Bio-SNG | Gasifier, biomass, bio-SNG, medium - large scale | Energy/technical data | Bio SNG Output [% of fuel input] | pct.offuelinput |  | G | 21;19;13/17/19; | ctrl | 2030 | 63
4.4 Gasif. CFB, Bio-SNG | Gasifier, biomass, bio-SNG, medium - large scale | Energy/technical data | Bio SNG Output [% of fuel input] | pct.offuelinput |  | G | 21;19;13/17/19; | ctrl | 2050 | 70
4.4 Gasif. CFB, Bio-SNG | Gasifier, biomass, bio-SNG, medium - large scale | Energy/technical data | Biomass [% of input capacity] | pct.ofinputcapacity |  |  |  | ctrl | 2015 | 91
4.4 Gasif. CFB, Bio-SNG | Gasifier, biomass, bio-SNG, medium - large scale | Energy/technical data | Biomass [% of input capacity] | pct.ofinputcapacity |  |  |  | ctrl | 2020 | 100
4.4 Gasif. CFB, Bio-SNG | Gasifier, biomass, bio-SNG, medium - large scale | Energy/technical data | Biomass [% of input capacity] | pct.ofinputcapacity |  |  |  | ctrl | 2030 | 100
4.4 Gasif. CFB, Bio-SNG | Gasifier, biomass, bio-SNG, medium - large scale | Energy/technical data | Biomass [% of input capacity] | pct.ofinputcapacity |  |  |  | ctrl | 2050 | 100
4.4 Gasif. CFB, Bio-SNG | Gasifier, biomass, bio-SNG, medium - large scale | Energy/technical data | Construction time [years] | years |  |  |  | ctrl | 2015 | 2.5
4.4 Gasif. CFB, Bio-SNG | Gasifier, biomass, bio-SNG, medium - large scale | Energy/technical data | Construction time [years] | years |  |  |  | ctrl | 2020 | 2.5
4.4 Gasif. CFB, Bio-SNG | Gasifier, biomass, bio-SNG, medium - large scale | Energy/technical data | Construction time [years] | years |  |  |  | ctrl | 2030 | 2.5
4.4 Gasif. CFB, Bio-SNG | Gasifier, biomass, bio-SNG, medium - large scale | Energy/technical data | Construction time [years] | years |  |  |  | ctrl | 2050 | 2.5
4.4 Gasif. CFB, Bio-SNG | Gasifier, biomass, bio-SNG, medium - large scale | Energy/technical data | Electricity [% of input capacity] | pct.ofinputcapacity |  | B |  | ctrl | 2015 | 9
4.4 Gasif. CFB, Bio-SNG | Gasifier, biomass, bio-SNG, medium - large scale | Energy/technical data | Electricity [% of input capacity] | pct.ofinputcapacity |  | B |  | ctrl | 2020 | 0
4.4 Gasif. CFB, Bio-SNG | Gasifier, biomass, bio-SNG, medium - large scale | Energy/technical data | Electricity [% of input capacity] | pct.ofinputcapacity |  | B |  | ctrl | 2030 | 0
4.4 Gasif. CFB, Bio-SNG | Gasifier, biomass, bio-SNG, medium - large scale | Energy/technical data | Electricity [% of input capacity] | pct.ofinputcapacity |  | B |  | ctrl | 2050 | 0
4.4 Gasif. CFB, Bio-SNG | Gasifier, biomass, bio-SNG, medium - large scale | Energy/technical data | Heat Output [% of input] | pct.ofinput |  | H | 21;19;13/17/19; | ctrl | 2015 | 15
4.4 Gasif. CFB, Bio-SNG | Gasifier, biomass, bio-SNG, medium - large scale | Energy/technical data | Heat Output [% of input] | pct.ofinput |  | H | 21;19;13/17/19; | ctrl | 2020 | 20
4.4 Gasif. CFB, Bio-SNG | Gasifier, biomass, bio-SNG, medium - large scale | Energy/technical data | Heat Output [% of input] | pct.ofinput |  | H | 21;19;13/17/19; | ctrl | 2030 | 22
4.4 Gasif. CFB, Bio-SNG | Gasifier, biomass, bio-SNG, medium - large scale | Energy/technical data | Heat Output [% of input] | pct.ofinput |  | H | 21;19;13/17/19; | ctrl | 2050 | 20
4.4 Gasif. CFB, Bio-SNG | Gasifier, biomass, bio-SNG, medium - large scale | Energy/technical data | Planned outage [weeks per year] | weeks/year |  |  |  | ctrl | 2015 | 3
4.4 Gasif. CFB, Bio-SNG | Gasifier, biomass, bio-SNG, medium - large scale | Energy/technical data | Planned outage [weeks per year] | weeks/year |  |  |  | ctrl | 2020 | 3
4.4 Gasif. CFB, Bio-SNG | Gasifier, biomass, bio-SNG, medium - large scale | Energy/technical data | Planned outage [weeks per year] | weeks/year |  |  |  | ctrl | 2030 | 3
4.4 Gasif. CFB, Bio-SNG | Gasifier, biomass, bio-SNG, medium - large scale | Energy/technical data | Planned outage [weeks per year] | weeks/year |  |  |  | ctrl | 2050 | 3
4.4 Gasif. CFB, Bio-SNG | Gasifier, biomass, bio-SNG, medium - large scale | Energy/technical data | Technical lifetime [years] | years |  |  |  | ctrl | 2015 | 15
4.4 Gasif. CFB, Bio-SNG | Gasifier, biomass, bio-SNG, medium - large scale | Energy/technical data | Technical lifetime [years] | years |  |  |  | ctrl | 2020 | 20
4.4 Gasif. CFB, Bio-SNG | Gasifier, biomass, bio-SNG, medium - large scale | Energy/technical data | Technical lifetime [years] | years |  |  |  | ctrl | 2030 | 20
4.4 Gasif. CFB, Bio-SNG | Gasifier, biomass, bio-SNG, medium - large scale | Energy/technical data | Technical lifetime [years] | years |  |  |  | ctrl | 2050 | 20
4.4 Gasif. CFB, Bio-SNG | Gasifier, biomass, bio-SNG, medium - large scale | Energy/technical data | Typical fuel input capacity, one unit [MWth] | MWth |  |  | 12;13 | ctrl | 2015 | 32
4.4 Gasif. CFB, Bio-SNG | Gasifier, biomass, bio-SNG, medium - large scale | Energy/technical data | Typical fuel input capacity, one unit [MWth] | MWth |  |  | 12;13 | ctrl | 2020 | 154
4.4 Gasif. CFB, Bio-SNG | Gasifier, biomass, bio-SNG, medium - large scale | Energy/technical data | Typical fuel input capacity, one unit [MWth] | MWth |  |  | 12;13 | ctrl | 2030 | 400
4.4 Gasif. CFB, Bio-SNG | Gasifier, biomass, bio-SNG, medium - large scale | Energy/technical data | Typical fuel input capacity, one unit [MWth] | MWth |  |  | 12;13 | ctrl | 2050 | 400
4.4 Gasif. CFB, Bio-SNG | Gasifier, biomass, bio-SNG, medium - large scale | Energy/technical data | Unplanned outage [%] | pct. |  |  |  | ctrl | 2015 | 3
4.4 Gasif. CFB, Bio-SNG | Gasifier, biomass, bio-SNG, medium - large scale | Energy/technical data | Unplanned outage [%] | pct. |  |  |  | ctrl | 2020 | 3
4.4 Gasif. CFB, Bio-SNG | Gasifier, biomass, bio-SNG, medium - large scale | Energy/technical data | Unplanned outage [%] | pct. |  |  |  | ctrl | 2030 | 3
4.4 Gasif. CFB, Bio-SNG | Gasifier, biomass, bio-SNG, medium - large scale | Energy/technical data | Unplanned outage [%] | pct. |  |  |  | ctrl | 2050 | 3
4.4 Gasif. CFB, Bio-SNG | Gasifier, biomass, bio-SNG, medium - large scale | Environment | CH4 [g per GJ fuel] | g/GJfuel |  | D | 29 | ctrl | 2015 | 0
4.4 Gasif. CFB, Bio-SNG | Gasifier, biomass, bio-SNG, medium - large scale | Environment | CH4 [g per GJ fuel] | g/GJfuel |  | D | 29 | ctrl | 2020 | 0
4.4 Gasif. CFB, Bio-SNG | Gasifier, biomass, bio-SNG, medium - large scale | Environment | CH4 [g per GJ fuel] | g/GJfuel |  | D | 29 | ctrl | 2030 | 0
4.4 Gasif. CFB, Bio-SNG | Gasifier, biomass, bio-SNG, medium - large scale | Environment | CH4 [g per GJ fuel] | g/GJfuel |  | D | 29 | ctrl | 2050 | 0
4.4 Gasif. CFB, Bio-SNG | Gasifier, biomass, bio-SNG, medium - large scale | Environment | N2O [g per GJ fuel] | g/GJfuel |  | D | 23, 29 | ctrl | 2015 | 0.3
4.4 Gasif. CFB, Bio-SNG | Gasifier, biomass, bio-SNG, medium - large scale | Environment | N2O [g per GJ fuel] | g/GJfuel |  | D | 23, 29 | ctrl | 2020 | 1
4.4 Gasif. CFB, Bio-SNG | Gasifier, biomass, bio-SNG, medium - large scale | Environment | N2O [g per GJ fuel] | g/GJfuel |  | D | 23, 29 | ctrl | 2030 | 1
4.4 Gasif. CFB, Bio-SNG | Gasifier, biomass, bio-SNG, medium - large scale | Environment | N2O [g per GJ fuel] | g/GJfuel |  | D | 23, 29 | ctrl | 2050 | 0
4.4 Gasif. CFB, Bio-SNG | Gasifier, biomass, bio-SNG, medium - large scale | Environment | NOX [g per GJ fuel] | g/GJfuel |  | D | 23, 29 | ctrl | 2015 | 16
4.4 Gasif. CFB, Bio-SNG | Gasifier, biomass, bio-SNG, medium - large scale | Environment | NOX [g per GJ fuel] | g/GJfuel |  | D | 23, 29 | ctrl | 2020 | 20
4.4 Gasif. CFB, Bio-SNG | Gasifier, biomass, bio-SNG, medium - large scale | Environment | NOX [g per GJ fuel] | g/GJfuel |  | D | 23, 29 | ctrl | 2030 | 20
4.4 Gasif. CFB, Bio-SNG | Gasifier, biomass, bio-SNG, medium - large scale | Environment | NOX [g per GJ fuel] | g/GJfuel |  | D | 23, 29 | ctrl | 2050 | 20
4.4 Gasif. CFB, Bio-SNG | Gasifier, biomass, bio-SNG, medium - large scale | Financial data | - of which equipment |  |  | 0 |  | Lower | 2020 | 0
4.4 Gasif. CFB, Bio-SNG | Gasifier, biomass, bio-SNG, medium - large scale | Financial data | - of which equipment |  |  | 0 |  | Lower | 2050 | 0
4.4 Gasif. CFB, Bio-SNG | Gasifier, biomass, bio-SNG, medium - large scale | Financial data | - of which equipment |  |  | 0 |  | Upper | 2020 | 0
4.4 Gasif. CFB, Bio-SNG | Gasifier, biomass, bio-SNG, medium - large scale | Financial data | - of which equipment |  |  | 0 |  | Upper | 2050 | 0
4.4 Gasif. CFB, Bio-SNG | Gasifier, biomass, bio-SNG, medium - large scale | Financial data | - of which equipment |  |  | 0 |  | ctrl | 2015 | -
4.4 Gasif. CFB, Bio-SNG | Gasifier, biomass, bio-SNG, medium - large scale | Financial data | - of which equipment |  |  | 0 |  | ctrl | 2020 | 0
4.4 Gasif. CFB, Bio-SNG | Gasifier, biomass, bio-SNG, medium - large scale | Financial data | - of which equipment |  |  | 0 |  | ctrl | 2030 | 0
4.4 Gasif. CFB, Bio-SNG | Gasifier, biomass, bio-SNG, medium - large scale | Financial data | - of which equipment |  |  | 0 |  | ctrl | 2050 | 0
4.4 Gasif. CFB, Bio-SNG | Gasifier, biomass, bio-SNG, medium - large scale | Financial data | - of which installation |  |  | 0 |  | Lower | 2020 | 0
4.4 Gasif. CFB, Bio-SNG | Gasifier, biomass, bio-SNG, medium - large scale | Financial data | - of which installation |  |  | 0 |  | Lower | 2050 | 0
4.4 Gasif. CFB, Bio-SNG | Gasifier, biomass, bio-SNG, medium - large scale | Financial data | - of which installation |  |  | 0 |  | Upper | 2020 | 0
4.4 Gasif. CFB, Bio-SNG | Gasifier, biomass, bio-SNG, medium - large scale | Financial data | - of which installation |  |  | 0 |  | Upper | 2050 | 0
4.4 Gasif. CFB, Bio-SNG | Gasifier, biomass, bio-SNG, medium - large scale | Financial data | - of which installation |  |  | 0 |  | ctrl | 2015 | -
4.4 Gasif. CFB, Bio-SNG | Gasifier, biomass, bio-SNG, medium - large scale | Financial data | - of which installation |  |  | 0 |  | ctrl | 2020 | 0
4.4 Gasif. CFB, Bio-SNG | Gasifier, biomass, bio-SNG, medium - large scale | Financial data | - of which installation |  |  | 0 |  | ctrl | 2030 | 0
4.4 Gasif. CFB, Bio-SNG | Gasifier, biomass, bio-SNG, medium - large scale | Financial data | - of which installation |  |  | 0 |  | ctrl | 2050 | 0
4.4 Gasif. CFB, Bio-SNG | Gasifier, biomass, bio-SNG, medium - large scale | Financial data | Fixed O&M [€/MWth/year] | €/MWth/year |  | F | 12/21;12/21+13/17/19 | Lower | 2020 | 32114.68
4.4 Gasif. CFB, Bio-SNG | Gasifier, biomass, bio-SNG, medium - large scale | Financial data | Fixed O&M [€/MWth/year] | €/MWth/year |  | F | 12/21;12/21+13/17/19 | Lower | 2050 | 19247.54
4.4 Gasif. CFB, Bio-SNG | Gasifier, biomass, bio-SNG, medium - large scale | Financial data | Fixed O&M [€/MWth/year] | €/MWth/year |  | F | 12/21;12/21+13/17/19 | Upper | 2020 | 53489.02
4.4 Gasif. CFB, Bio-SNG | Gasifier, biomass, bio-SNG, medium - large scale | Financial data | Fixed O&M [€/MWth/year] | €/MWth/year |  | F | 12/21;12/21+13/17/19 | Upper | 2050 | 32114.68
4.4 Gasif. CFB, Bio-SNG | Gasifier, biomass, bio-SNG, medium - large scale | Financial data | Fixed O&M [€/MWth/year] | €/MWth/year |  | F | 12/21;12/21+13/17/19 | ctrl | 2015 | 85603.7
4.4 Gasif. CFB, Bio-SNG | Gasifier, biomass, bio-SNG, medium - large scale | Financial data | Fixed O&M [€/MWth/year] | €/MWth/year |  | F | 12/21;12/21+13/17/19 | ctrl | 2020 | 42748.68
4.4 Gasif. CFB, Bio-SNG | Gasifier, biomass, bio-SNG, medium - large scale | Financial data | Fixed O&M [€/MWth/year] | €/MWth/year |  | F | 12/21;12/21+13/17/19 | ctrl | 2030 | 27861.08
4.4 Gasif. CFB, Bio-SNG | Gasifier, biomass, bio-SNG, medium - large scale | Financial data | Fixed O&M [€/MWth/year] | €/MWth/year |  | F | 12/21;12/21+13/17/19 | ctrl | 2050 | 25627.94
4.4 Gasif. CFB, Bio-SNG | Gasifier, biomass, bio-SNG, medium - large scale | Financial data | Specific investment [M€/MWth] | M€/MWth |  | E | 12+21;12+19+13;15/17 | Lower | 2020 | 1.9141
4.4 Gasif. CFB, Bio-SNG | Gasifier, biomass, bio-SNG, medium - large scale | Financial data | Specific investment [M€/MWth] | M€/MWth |  | E | 12+21;12+19+13;15/17 | Lower | 2050 | 1.4888
4.4 Gasif. CFB, Bio-SNG | Gasifier, biomass, bio-SNG, medium - large scale | Financial data | Specific investment [M€/MWth] | M€/MWth |  | E | 12+21;12+19+13;15/17 | Upper | 2020 | 3.1902
4.4 Gasif. CFB, Bio-SNG | Gasifier, biomass, bio-SNG, medium - large scale | Financial data | Specific investment [M€/MWth] | M€/MWth |  | E | 12+21;12+19+13;15/17 | Upper | 2050 | 2.7648
4.4 Gasif. CFB, Bio-SNG | Gasifier, biomass, bio-SNG, medium - large scale | Financial data | Specific investment [M€/MWth] | M€/MWth |  | E | 12+21;12+19+13;15/17 | ctrl | 2015 | 4.2536
4.4 Gasif. CFB, Bio-SNG | Gasifier, biomass, bio-SNG, medium - large scale | Financial data | Specific investment [M€/MWth] | M€/MWth |  | E | 12+21;12+19+13;15/17 | ctrl | 2020 | 2.6585
4.4 Gasif. CFB, Bio-SNG | Gasifier, biomass, bio-SNG, medium - large scale | Financial data | Specific investment [M€/MWth] | M€/MWth |  | E | 12+21;12+19+13;15/17 | ctrl | 2030 | 1.7014
4.4 Gasif. CFB, Bio-SNG | Gasifier, biomass, bio-SNG, medium - large scale | Financial data | Specific investment [M€/MWth] | M€/MWth |  | E | 12+21;12+19+13;15/17 | ctrl | 2050 | 1.5951
4.4 Gasif. CFB, Bio-SNG | Gasifier, biomass, bio-SNG, medium - large scale | Financial data | Variable O&M [€/MWhth] | €/MWhth |  | F | 12/21;12/21+13/17/19 | Lower | 2020 | 1.9141
4.4 Gasif. CFB, Bio-SNG | Gasifier, biomass, bio-SNG, medium - large scale | Financial data | Variable O&M [€/MWhth] | €/MWhth |  | F | 12/21;12/21+13/17/19 | Lower | 2050 | 1.1697
4.4 Gasif. CFB, Bio-SNG | Gasifier, biomass, bio-SNG, medium - large scale | Financial data | Variable O&M [€/MWhth] | €/MWhth |  | F | 12/21;12/21+13/17/19 | Upper | 2020 | 3.7219
4.4 Gasif. CFB, Bio-SNG | Gasifier, biomass, bio-SNG, medium - large scale | Financial data | Variable O&M [€/MWhth] | €/MWhth |  | F | 12/21;12/21+13/17/19 | Upper | 2050 | 2.2331
4.4 Gasif. CFB, Bio-SNG | Gasifier, biomass, bio-SNG, medium - large scale | Financial data | Variable O&M [€/MWhth] | €/MWhth |  | F | 12/21;12/21+13/17/19 | ctrl | 2015 | 5.636
4.4 Gasif. CFB, Bio-SNG | Gasifier, biomass, bio-SNG, medium - large scale | Financial data | Variable O&M [€/MWhth] | €/MWhth |  | F | 12/21;12/21+13/17/19 | ctrl | 2020 | 2.8712
4.4 Gasif. CFB, Bio-SNG | Gasifier, biomass, bio-SNG, medium - large scale | Financial data | Variable O&M [€/MWhth] | €/MWhth |  | F | 12/21;12/21+13/17/19 | ctrl | 2030 | 1.8078
4.4 Gasif. CFB, Bio-SNG | Gasifier, biomass, bio-SNG, medium - large scale | Financial data | Variable O&M [€/MWhth] | €/MWhth |  | F | 12/21;12/21+13/17/19 | ctrl | 2050 | 1.7014
4.4 Gasif. CFB, Bio-SNG | Gasifier, biomass, bio-SNG, medium - large scale | Technology-specific data | Cold start-up time [hours] | hours |  | C |  | ctrl | 2015 | 12
4.4 Gasif. CFB, Bio-SNG | Gasifier, biomass, bio-SNG, medium - large scale | Technology-specific data | Cold start-up time [hours] | hours |  | C |  | ctrl | 2020 | 12
4.4 Gasif. CFB, Bio-SNG | Gasifier, biomass, bio-SNG, medium - large scale | Technology-specific data | Cold start-up time [hours] | hours |  | C |  | ctrl | 2030 | 12
4.4 Gasif. CFB, Bio-SNG | Gasifier, biomass, bio-SNG, medium - large scale | Technology-specific data | Cold start-up time [hours] | hours |  | C |  | ctrl | 2050 | 12
4.4 Gasif. CFB, Bio-SNG | Gasifier, biomass, bio-SNG, medium - large scale | Technology-specific data | Warm start-up time [hours] | hours |  | C |  | ctrl | 2015 | 6
4.4 Gasif. CFB, Bio-SNG | Gasifier, biomass, bio-SNG, medium - large scale | Technology-specific data | Warm start-up time [hours] | hours |  | C |  | ctrl | 2020 | 6
4.4 Gasif. CFB, Bio-SNG | Gasifier, biomass, bio-SNG, medium - large scale | Technology-specific data | Warm start-up time [hours] | hours |  | C |  | ctrl | 2030 | 6
4.4 Gasif. CFB, Bio-SNG | Gasifier, biomass, bio-SNG, medium - large scale | Technology-specific data | Warm start-up time [hours] | hours |  | C |  | ctrl | 2050 | 6
5.1 Methanol biomass gasif. | Bio Methanol | Energy/technical data | Construction time [years] | years |  |  |  | ctrl | 2015 | 2.5
5.1 Methanol biomass gasif. | Bio Methanol | Energy/technical data | Construction time [years] | years |  |  |  | ctrl | 2020 | 2.5
5.1 Methanol biomass gasif. | Bio Methanol | Energy/technical data | Construction time [years] | years |  |  |  | ctrl | 2030 | 2.5
5.1 Methanol biomass gasif. | Bio Methanol | Energy/technical data | Construction time [years] | years |  |  |  | ctrl | 2040 | 2.5
5.1 Methanol biomass gasif. | Bio Methanol | Energy/technical data | Construction time [years] | years |  |  |  | ctrl | 2050 | 2.5
5.1 Methanol biomass gasif. | Bio Methanol | Energy/technical data | District Heating Output [MWh/MWh Total Input] | MWh/MWhTotalInput |  | D | 1 | Lower | 2020 | 0.8
5.1 Methanol biomass gasif. | Bio Methanol | Energy/technical data | District Heating Output [MWh/MWh Total Input] | MWh/MWhTotalInput |  | D | 1 | Lower | 2050 | 0.8
5.1 Methanol biomass gasif. | Bio Methanol | Energy/technical data | District Heating Output [MWh/MWh Total Input] | MWh/MWhTotalInput |  | D | 1 | Upper | 2020 | 1.25
5.1 Methanol biomass gasif. | Bio Methanol | Energy/technical data | District Heating Output [MWh/MWh Total Input] | MWh/MWhTotalInput |  | D | 1 | Upper | 2050 | 1.25
5.1 Methanol biomass gasif. | Bio Methanol | Energy/technical data | District Heating Output [MWh/MWh Total Input] | MWh/MWhTotalInput |  | D | 1 | ctrl | 2015 | 0.22
5.1 Methanol biomass gasif. | Bio Methanol | Energy/technical data | District Heating Output [MWh/MWh Total Input] | MWh/MWhTotalInput |  | D | 1 | ctrl | 2020 | 0.22
5.1 Methanol biomass gasif. | Bio Methanol | Energy/technical data | District Heating Output [MWh/MWh Total Input] | MWh/MWhTotalInput |  | D | 1 | ctrl | 2030 | 0.22
5.1 Methanol biomass gasif. | Bio Methanol | Energy/technical data | District Heating Output [MWh/MWh Total Input] | MWh/MWhTotalInput |  | D | 1 | ctrl | 2040 | 0.22
5.1 Methanol biomass gasif. | Bio Methanol | Energy/technical data | District Heating Output [MWh/MWh Total Input] | MWh/MWhTotalInput |  | D | 1 | ctrl | 2050 | 0.22
5.1 Methanol biomass gasif. | Bio Methanol | Energy/technical data | Electricity Output [MWh/MWh Total Input] | MWh/MWhTotalInput |  | D | 1 | Lower | 2020 | 0.8
5.1 Methanol biomass gasif. | Bio Methanol | Energy/technical data | Electricity Output [MWh/MWh Total Input] | MWh/MWhTotalInput |  | D | 1 | Lower | 2050 | 0.8
5.1 Methanol biomass gasif. | Bio Methanol | Energy/technical data | Electricity Output [MWh/MWh Total Input] | MWh/MWhTotalInput |  | D | 1 | Upper | 2020 | 1.25
5.1 Methanol biomass gasif. | Bio Methanol | Energy/technical data | Electricity Output [MWh/MWh Total Input] | MWh/MWhTotalInput |  | D | 1 | Upper | 2050 | 1.25
5.1 Methanol biomass gasif. | Bio Methanol | Energy/technical data | Electricity Output [MWh/MWh Total Input] | MWh/MWhTotalInput |  | D | 1 | ctrl | 2015 | 0.02
5.1 Methanol biomass gasif. | Bio Methanol | Energy/technical data | Electricity Output [MWh/MWh Total Input] | MWh/MWhTotalInput |  | D | 1 | ctrl | 2020 | 0.02
5.1 Methanol biomass gasif. | Bio Methanol | Energy/technical data | Electricity Output [MWh/MWh Total Input] | MWh/MWhTotalInput |  | D | 1 | ctrl | 2030 | 0.02
5.1 Methanol biomass gasif. | Bio Methanol | Energy/technical data | Electricity Output [MWh/MWh Total Input] | MWh/MWhTotalInput |  | D | 1 | ctrl | 2040 | 0.02
5.1 Methanol biomass gasif. | Bio Methanol | Energy/technical data | Electricity Output [MWh/MWh Total Input] | MWh/MWhTotalInput |  | D | 1 | ctrl | 2050 | 0.02
5.1 Methanol biomass gasif. | Bio Methanol | Energy/technical data | Feedstock Consumption, [MWh/MWh Total Input] | MWh/MWhTotalInput |  |  | 1 | Lower | 2020 | 0.9
5.1 Methanol biomass gasif. | Bio Methanol | Energy/technical data | Feedstock Consumption, [MWh/MWh Total Input] | MWh/MWhTotalInput |  |  | 1 | Lower | 2050 | 0.9
5.1 Methanol biomass gasif. | Bio Methanol | Energy/technical data | Feedstock Consumption, [MWh/MWh Total Input] | MWh/MWhTotalInput |  |  | 1 | Upper | 2020 | 1.5
5.1 Methanol biomass gasif. | Bio Methanol | Energy/technical data | Feedstock Consumption, [MWh/MWh Total Input] | MWh/MWhTotalInput |  |  | 1 | Upper | 2050 | 1.2
5.1 Methanol biomass gasif. | Bio Methanol | Energy/technical data | Feedstock Consumption, [MWh/MWh Total Input] | MWh/MWhTotalInput |  |  | 1 | ctrl | 2015 | 1
5.1 Methanol biomass gasif. | Bio Methanol | Energy/technical data | Feedstock Consumption, [MWh/MWh Total Input] | MWh/MWhTotalInput |  |  | 1 | ctrl | 2020 | 1
5.1 Methanol biomass gasif. | Bio Methanol | Energy/technical data | Feedstock Consumption, [MWh/MWh Total Input] | MWh/MWhTotalInput |  |  | 1 | ctrl | 2030 | 1
5.1 Methanol biomass gasif. | Bio Methanol | Energy/technical data | Feedstock Consumption, [MWh/MWh Total Input] | MWh/MWhTotalInput |  |  | 1 | ctrl | 2040 | 1
5.1 Methanol biomass gasif. | Bio Methanol | Energy/technical data | Feedstock Consumption, [MWh/MWh Total Input] | MWh/MWhTotalInput |  |  | 1 | ctrl | 2050 | 1
5.1 Methanol biomass gasif. | Bio Methanol | Energy/technical data | Forced outage [%] | pct. |  |  |  | ctrl | 2015 | 4
5.1 Methanol biomass gasif. | Bio Methanol | Energy/technical data | Forced outage [%] | pct. |  |  |  | ctrl | 2020 | 4
5.1 Methanol biomass gasif. | Bio Methanol | Energy/technical data | Forced outage [%] | pct. |  |  |  | ctrl | 2030 | 0
5.1 Methanol biomass gasif. | Bio Methanol | Energy/technical data | Forced outage [%] | pct. |  |  |  | ctrl | 2040 | 0
5.1 Methanol biomass gasif. | Bio Methanol | Energy/technical data | Forced outage [%] | pct. |  |  |  | ctrl | 2050 | 0
5.1 Methanol biomass gasif. | Bio Methanol | Energy/technical data | Methanol Output [MWh/MWh Total Input] | MWh/MWhTotalInput |  | D | 1 | Lower | 2020 | 1
5.1 Methanol biomass gasif. | Bio Methanol | Energy/technical data | Methanol Output [MWh/MWh Total Input] | MWh/MWhTotalInput |  | D | 1 | Lower | 2050 | 1
5.1 Methanol biomass gasif. | Bio Methanol | Energy/technical data | Methanol Output [MWh/MWh Total Input] | MWh/MWhTotalInput |  | D | 1 | Upper | 2020 | 1.33
5.1 Methanol biomass gasif. | Bio Methanol | Energy/technical data | Methanol Output [MWh/MWh Total Input] | MWh/MWhTotalInput |  | D | 1 | Upper | 2050 | 1.33
5.1 Methanol biomass gasif. | Bio Methanol | Energy/technical data | Methanol Output [MWh/MWh Total Input] | MWh/MWhTotalInput |  | D | 1 | ctrl | 2015 | 0.58
5.1 Methanol biomass gasif. | Bio Methanol | Energy/technical data | Methanol Output [MWh/MWh Total Input] | MWh/MWhTotalInput |  | D | 1 | ctrl | 2020 | 0.58
5.1 Methanol biomass gasif. | Bio Methanol | Energy/technical data | Methanol Output [MWh/MWh Total Input] | MWh/MWhTotalInput |  | D | 1 | ctrl | 2030 | 0.61
5.1 Methanol biomass gasif. | Bio Methanol | Energy/technical data | Methanol Output [MWh/MWh Total Input] | MWh/MWhTotalInput |  | D | 1 | ctrl | 2040 | 0.63
5.1 Methanol biomass gasif. | Bio Methanol | Energy/technical data | Methanol Output [MWh/MWh Total Input] | MWh/MWhTotalInput |  | D | 1 | ctrl | 2050 | 0.65
5.1 Methanol biomass gasif. | Bio Methanol | Energy/technical data | Planned outage [weeks per year] | weeks/year |  |  |  | ctrl | 2015 | 2
5.1 Methanol biomass gasif. | Bio Methanol | Energy/technical data | Planned outage [weeks per year] | weeks/year |  |  |  | ctrl | 2020 | 2
5.1 Methanol biomass gasif. | Bio Methanol | Energy/technical data | Planned outage [weeks per year] | weeks/year |  |  |  | ctrl | 2030 | 2
5.1 Methanol biomass gasif. | Bio Methanol | Energy/technical data | Planned outage [weeks per year] | weeks/year |  |  |  | ctrl | 2040 | 2
5.1 Methanol biomass gasif. | Bio Methanol | Energy/technical data | Planned outage [weeks per year] | weeks/year |  |  |  | ctrl | 2050 | 2
5.1 Methanol biomass gasif. | Bio Methanol | Energy/technical data | Technical lifetime [years] | years |  |  |  | ctrl | 2015 | 25
5.1 Methanol biomass gasif. | Bio Methanol | Energy/technical data | Technical lifetime [years] | years |  |  |  | ctrl | 2020 | 20
5.1 Methanol biomass gasif. | Bio Methanol | Energy/technical data | Technical lifetime [years] | years |  |  |  | ctrl | 2030 | 20
5.1 Methanol biomass gasif. | Bio Methanol | Energy/technical data | Technical lifetime [years] | years |  |  |  | ctrl | 2040 | 20
5.1 Methanol biomass gasif. | Bio Methanol | Energy/technical data | Technical lifetime [years] | years |  |  |  | ctrl | 2050 | 20
5.1 Methanol biomass gasif. | Bio Methanol | Energy/technical data | Typical total plant size [1,000 t Methanol/year] | 1,000tMethanol/year |  | A, B | 3, 5, 6 | Lower | 2020 | 0.5
5.1 Methanol biomass gasif. | Bio Methanol | Energy/technical data | Typical total plant size [1,000 t Methanol/year] | 1,000tMethanol/year |  | A, B | 3, 5, 6 | Lower | 2050 | 0.5
5.1 Methanol biomass gasif. | Bio Methanol | Energy/technical data | Typical total plant size [1,000 t Methanol/year] | 1,000tMethanol/year |  | A, B | 3, 5, 6 | Upper | 2020 | 2
5.1 Methanol biomass gasif. | Bio Methanol | Energy/technical data | Typical total plant size [1,000 t Methanol/year] | 1,000tMethanol/year |  | A, B | 3, 5, 6 | Upper | 2050 | 1.25
5.1 Methanol biomass gasif. | Bio Methanol | Energy/technical data | Typical total plant size [1,000 t Methanol/year] | 1,000tMethanol/year |  | A, B | 3, 5, 6 | ctrl | 2015 | 100
5.1 Methanol biomass gasif. | Bio Methanol | Energy/technical data | Typical total plant size [1,000 t Methanol/year] | 1,000tMethanol/year |  | A, B | 3, 5, 6 | ctrl | 2020 | 100
5.1 Methanol biomass gasif. | Bio Methanol | Energy/technical data | Typical total plant size [1,000 t Methanol/year] | 1,000tMethanol/year |  | A, B | 3, 5, 6 | ctrl | 2030 | 200
5.1 Methanol biomass gasif. | Bio Methanol | Energy/technical data | Typical total plant size [1,000 t Methanol/year] | 1,000tMethanol/year |  | A, B | 3, 5, 6 | ctrl | 2040 | 250
5.1 Methanol biomass gasif. | Bio Methanol | Energy/technical data | Typical total plant size [1,000 t Methanol/year] | 1,000tMethanol/year |  | A, B | 3, 5, 6 | ctrl | 2050 | 300
5.1 Methanol biomass gasif. | Bio Methanol | Energy/technical data | Typical total plant size [MW] | MW |  | A, A1, B | 3, 5, 6 | Lower | 2020 | 0.5
5.1 Methanol biomass gasif. | Bio Methanol | Energy/technical data | Typical total plant size [MW] | MW |  | A, A1, B | 3, 5, 6 | Lower | 2050 | 0.5
5.1 Methanol biomass gasif. | Bio Methanol | Energy/technical data | Typical total plant size [MW] | MW |  | A, A1, B | 3, 5, 6 | Upper | 2020 | 2
5.1 Methanol biomass gasif. | Bio Methanol | Energy/technical data | Typical total plant size [MW] | MW |  | A, A1, B | 3, 5, 6 | Upper | 2050 | 1.25
5.1 Methanol biomass gasif. | Bio Methanol | Energy/technical data | Typical total plant size [MW] | MW |  | A, A1, B | 3, 5, 6 | ctrl | 2015 | 65
5.1 Methanol biomass gasif. | Bio Methanol | Energy/technical data | Typical total plant size [MW] | MW |  | A, A1, B | 3, 5, 6 | ctrl | 2020 | 65
5.1 Methanol biomass gasif. | Bio Methanol | Energy/technical data | Typical total plant size [MW] | MW |  | A, A1, B | 3, 5, 6 | ctrl | 2030 | 130
5.1 Methanol biomass gasif. | Bio Methanol | Energy/technical data | Typical total plant size [MW] | MW |  | A, A1, B | 3, 5, 6 | ctrl | 2040 | 165
5.1 Methanol biomass gasif. | Bio Methanol | Energy/technical data | Typical total plant size [MW] | MW |  | A, A1, B | 3, 5, 6 | ctrl | 2050 | 195
5.1 Methanol biomass gasif. | Bio Methanol | Financial data | - equipment [%] | pct. |  |  |  | ctrl | 2015 | 75
5.1 Methanol biomass gasif. | Bio Methanol | Financial data | - equipment [%] | pct. |  |  |  | ctrl | 2020 | 75
5.1 Methanol biomass gasif. | Bio Methanol | Financial data | - equipment [%] | pct. |  |  |  | ctrl | 2030 | 75
5.1 Methanol biomass gasif. | Bio Methanol | Financial data | - equipment [%] | pct. |  |  |  | ctrl | 2040 | 75
5.1 Methanol biomass gasif. | Bio Methanol | Financial data | - equipment [%] | pct. |  |  |  | ctrl | 2050 | 75
5.1 Methanol biomass gasif. | Bio Methanol | Financial data | - installation [%] | pct. |  |  |  | ctrl | 2015 | 25
5.1 Methanol biomass gasif. | Bio Methanol | Financial data | - installation [%] | pct. |  |  |  | ctrl | 2020 | 25
5.1 Methanol biomass gasif. | Bio Methanol | Financial data | - installation [%] | pct. |  |  |  | ctrl | 2030 | 25
5.1 Methanol biomass gasif. | Bio Methanol | Financial data | - installation [%] | pct. |  |  |  | ctrl | 2040 | 25
5.1 Methanol biomass gasif. | Bio Methanol | Financial data | - installation [%] | pct. |  |  |  | ctrl | 2050 | 25
5.1 Methanol biomass gasif. | Bio Methanol | Financial data | Fixed O&M [M€/MW/year Methanol] | M€/MW/yearMethanol |  | E, F | 1 | Lower | 2020 | 0.9
5.1 Methanol biomass gasif. | Bio Methanol | Financial data | Fixed O&M [M€/MW/year Methanol] | M€/MW/yearMethanol |  | E, F | 1 | Lower | 2050 | 0.9
5.1 Methanol biomass gasif. | Bio Methanol | Financial data | Fixed O&M [M€/MW/year Methanol] | M€/MW/yearMethanol |  | E, F | 1 | Upper | 2020 | 1.1
5.1 Methanol biomass gasif. | Bio Methanol | Financial data | Fixed O&M [M€/MW/year Methanol] | M€/MW/yearMethanol |  | E, F | 1 | Upper | 2050 | 1.1
5.1 Methanol biomass gasif. | Bio Methanol | Financial data | Fixed O&M [M€/MW/year Methanol] | M€/MW/yearMethanol |  | E, F | 1 | ctrl | 2015 | 0.062127
5.1 Methanol biomass gasif. | Bio Methanol | Financial data | Fixed O&M [M€/MW/year Methanol] | M€/MW/yearMethanol |  | E, F | 1 | ctrl | 2020 | 0.062127
5.1 Methanol biomass gasif. | Bio Methanol | Financial data | Fixed O&M [M€/MW/year Methanol] | M€/MW/yearMethanol |  | E, F | 1 | ctrl | 2030 | 0.041418
5.1 Methanol biomass gasif. | Bio Methanol | Financial data | Fixed O&M [M€/MW/year Methanol] | M€/MW/yearMethanol |  | E, F | 1 | ctrl | 2040 | 0.04079
5.1 Methanol biomass gasif. | Bio Methanol | Financial data | Fixed O&M [M€/MW/year Methanol] | M€/MW/yearMethanol |  | E, F | 1 | ctrl | 2050 | 0.041418
5.1 Methanol biomass gasif. | Bio Methanol | Financial data | Specific investment [M€/MW Methanol] | M€/MWMethanol |  | F | 1, 3, 5, 6 | Lower | 2020 | 0.5
5.1 Methanol biomass gasif. | Bio Methanol | Financial data | Specific investment [M€/MW Methanol] | M€/MWMethanol |  | F | 1, 3, 5, 6 | Lower | 2050 | 0.85072
5.1 Methanol biomass gasif. | Bio Methanol | Financial data | Specific investment [M€/MW Methanol] | M€/MWMethanol |  | F | 1, 3, 5, 6 | Upper | 2020 | 1.0634
5.1 Methanol biomass gasif. | Bio Methanol | Financial data | Specific investment [M€/MW Methanol] | M€/MWMethanol |  | F | 1, 3, 5, 6 | Upper | 2050 | 1.2
5.1 Methanol biomass gasif. | Bio Methanol | Financial data | Specific investment [M€/MW Methanol] | M€/MWMethanol |  | F | 1, 3, 5, 6 | ctrl | 2015 | 5.5914
5.1 Methanol biomass gasif. | Bio Methanol | Financial data | Specific investment [M€/MW Methanol] | M€/MWMethanol |  | F | 1, 3, 5, 6 | ctrl | 2020 | 5.5914
5.1 Methanol biomass gasif. | Bio Methanol | Financial data | Specific investment [M€/MW Methanol] | M€/MWMethanol |  | F | 1, 3, 5, 6 | ctrl | 2030 | 3.1063
5.1 Methanol biomass gasif. | Bio Methanol | Financial data | Specific investment [M€/MW Methanol] | M€/MWMethanol |  | F | 1, 3, 5, 6 | ctrl | 2040 | 2.2557
5.1 Methanol biomass gasif. | Bio Methanol | Financial data | Specific investment [M€/MW Methanol] | M€/MWMethanol |  | F | 1, 3, 5, 6 | ctrl | 2050 | 1.5532
5.1 Methanol biomass gasif. | Bio Methanol | Financial data | Start up [M€/1,000 t Methanoll] | M€/1,000tMethanoll |  |  |  | ctrl | 2015 | 0
5.1 Methanol biomass gasif. | Bio Methanol | Financial data | Start up [M€/1,000 t Methanoll] | M€/1,000tMethanoll |  |  |  | ctrl | 2020 | 0
5.1 Methanol biomass gasif. | Bio Methanol | Financial data | Start up [M€/1,000 t Methanoll] | M€/1,000tMethanoll |  |  |  | ctrl | 2030 | 0
5.1 Methanol biomass gasif. | Bio Methanol | Financial data | Start up [M€/1,000 t Methanoll] | M€/1,000tMethanoll |  |  |  | ctrl | 2040 | 0
5.1 Methanol biomass gasif. | Bio Methanol | Financial data | Start up [M€/1,000 t Methanoll] | M€/1,000tMethanoll |  |  |  | ctrl | 2050 | 0
5.1 Methanol biomass gasif. | Bio Methanol | Financial data | Variable O&M [€/MWh methanol] | €/MWhmethanol |  | E,,F | 1 | Lower | 2020 | 0.9
5.1 Methanol biomass gasif. | Bio Methanol | Financial data | Variable O&M [€/MWh methanol] | €/MWhmethanol |  | E,,F | 1 | Lower | 2050 | 0.9
5.1 Methanol biomass gasif. | Bio Methanol | Financial data | Variable O&M [€/MWh methanol] | €/MWhmethanol |  | E,,F | 1 | Upper | 2020 | 1.1
5.1 Methanol biomass gasif. | Bio Methanol | Financial data | Variable O&M [€/MWh methanol] | €/MWhmethanol |  | E,,F | 1 | Upper | 2050 | 1.1
5.1 Methanol biomass gasif. | Bio Methanol | Financial data | Variable O&M [€/MWh methanol] | €/MWhmethanol |  | E,,F | 1 | ctrl | 2015 | 21.6979
5.1 Methanol biomass gasif. | Bio Methanol | Financial data | Variable O&M [€/MWh methanol] | €/MWhmethanol |  | E,,F | 1 | ctrl | 2020 | 21.6979
5.1 Methanol biomass gasif. | Bio Methanol | Financial data | Variable O&M [€/MWh methanol] | €/MWhmethanol |  | E,,F | 1 | ctrl | 2030 | 14.4653
5.1 Methanol biomass gasif. | Bio Methanol | Financial data | Variable O&M [€/MWh methanol] | €/MWhmethanol |  | E,,F | 1 | ctrl | 2040 | 14.4653
5.1 Methanol biomass gasif. | Bio Methanol | Financial data | Variable O&M [€/MWh methanol] | €/MWhmethanol |  | E,,F | 1 | ctrl | 2050 | 14.4653
5.1 Methanol biomass gasif. | Bio Methanol | Technology-specific data | Fixed O&M [M€/1,000 t Methanol] | M€/1,000tMethanol |  | E, F | 1 | Lower | 2020 | 0.9
5.1 Methanol biomass gasif. | Bio Methanol | Technology-specific data | Fixed O&M [M€/1,000 t Methanol] | M€/1,000tMethanol |  | E, F | 1 | Lower | 2050 | 0.9
5.1 Methanol biomass gasif. | Bio Methanol | Technology-specific data | Fixed O&M [M€/1,000 t Methanol] | M€/1,000tMethanol |  | E, F | 1 | Upper | 2020 | 1.1
5.1 Methanol biomass gasif. | Bio Methanol | Technology-specific data | Fixed O&M [M€/1,000 t Methanol] | M€/1,000tMethanol |  | E, F | 1 | Upper | 2050 | 1.1
5.1 Methanol biomass gasif. | Bio Methanol | Technology-specific data | Fixed O&M [M€/1,000 t Methanol] | M€/1,000tMethanol |  | E, F | 1 | ctrl | 2015 | 0.040381
5.1 Methanol biomass gasif. | Bio Methanol | Technology-specific data | Fixed O&M [M€/1,000 t Methanol] | M€/1,000tMethanol |  | E, F | 1 | ctrl | 2020 | 0.040381
5.1 Methanol biomass gasif. | Bio Methanol | Technology-specific data | Fixed O&M [M€/1,000 t Methanol] | M€/1,000tMethanol |  | E, F | 1 | ctrl | 2030 | 0.026921
5.1 Methanol biomass gasif. | Bio Methanol | Technology-specific data | Fixed O&M [M€/1,000 t Methanol] | M€/1,000tMethanol |  | E, F | 1 | ctrl | 2040 | 0.026921
5.1 Methanol biomass gasif. | Bio Methanol | Technology-specific data | Fixed O&M [M€/1,000 t Methanol] | M€/1,000tMethanol |  | E, F | 1 | ctrl | 2050 | 0.026921
5.1 Methanol biomass gasif. | Bio Methanol | Technology-specific data | Specific density [kg/l] or [ton/m3] | kg/l |  |  |  | ctrl | 2015 | 0.79
5.1 Methanol biomass gasif. | Bio Methanol | Technology-specific data | Specific density [kg/l] or [ton/m3] | kg/l |  |  |  | ctrl | 2020 | 0.79
5.1 Methanol biomass gasif. | Bio Methanol | Technology-specific data | Specific density [kg/l] or [ton/m3] | kg/l |  |  |  | ctrl | 2030 | 0.79
5.1 Methanol biomass gasif. | Bio Methanol | Technology-specific data | Specific density [kg/l] or [ton/m3] | kg/l |  |  |  | ctrl | 2040 | 0.79
5.1 Methanol biomass gasif. | Bio Methanol | Technology-specific data | Specific density [kg/l] or [ton/m3] | kg/l |  |  |  | ctrl | 2050 | 0.79
5.1 Methanol biomass gasif. | Bio Methanol | Technology-specific data | Specific energy content [GJ/ton] methanol] | GJ/ton |  |  |  | ctrl | 2015 | 20.1
5.1 Methanol biomass gasif. | Bio Methanol | Technology-specific data | Specific energy content [GJ/ton] methanol] | GJ/ton |  |  |  | ctrl | 2020 | 20.1
5.1 Methanol biomass gasif. | Bio Methanol | Technology-specific data | Specific energy content [GJ/ton] methanol] | GJ/ton |  |  |  | ctrl | 2030 | 20.1
5.1 Methanol biomass gasif. | Bio Methanol | Technology-specific data | Specific energy content [GJ/ton] methanol] | GJ/ton |  |  |  | ctrl | 2040 | 20.1
5.1 Methanol biomass gasif. | Bio Methanol | Technology-specific data | Specific energy content [GJ/ton] methanol] | GJ/ton |  |  |  | ctrl | 2050 | 20.1
5.1 Methanol biomass gasif. | Bio Methanol | Technology-specific data | Specific investment [M€/1,000 t Methanol] | M€/1,000tMethanol |  | F | 1, 3, 5, 6 | Lower | 2020 | 0.5
5.1 Methanol biomass gasif. | Bio Methanol | Technology-specific data | Specific investment [M€/1,000 t Methanol] | M€/1,000tMethanol |  | F | 1, 3, 5, 6 | Lower | 2050 | 0.8
5.1 Methanol biomass gasif. | Bio Methanol | Technology-specific data | Specific investment [M€/1,000 t Methanol] | M€/1,000tMethanol |  | F | 1, 3, 5, 6 | Upper | 2020 | 1
5.1 Methanol biomass gasif. | Bio Methanol | Technology-specific data | Specific investment [M€/1,000 t Methanol] | M€/1,000tMethanol |  | F | 1, 3, 5, 6 | Upper | 2050 | 1.2
5.1 Methanol biomass gasif. | Bio Methanol | Technology-specific data | Specific investment [M€/1,000 t Methanol] | M€/1,000tMethanol |  | F | 1, 3, 5, 6 | ctrl | 2015 | 3.6343
5.1 Methanol biomass gasif. | Bio Methanol | Technology-specific data | Specific investment [M€/1,000 t Methanol] | M€/1,000tMethanol |  | F | 1, 3, 5, 6 | ctrl | 2020 | 3.6343
5.1 Methanol biomass gasif. | Bio Methanol | Technology-specific data | Specific investment [M€/1,000 t Methanol] | M€/1,000tMethanol |  | F | 1, 3, 5, 6 | ctrl | 2030 | 2.0191
5.1 Methanol biomass gasif. | Bio Methanol | Technology-specific data | Specific investment [M€/1,000 t Methanol] | M€/1,000tMethanol |  | F | 1, 3, 5, 6 | ctrl | 2040 | 1.4887
5.1 Methanol biomass gasif. | Bio Methanol | Technology-specific data | Specific investment [M€/1,000 t Methanol] | M€/1,000tMethanol |  | F | 1, 3, 5, 6 | ctrl | 2050 | 1.0095
5.1 Methanol biomass gasif. | Bio Methanol | Technology-specific data | Start up [M€/1,000 t Methanoll] | M€/1,000tMethanoll |  |  |  | ctrl | 2015 | 0
5.1 Methanol biomass gasif. | Bio Methanol | Technology-specific data | Start up [M€/1,000 t Methanoll] | M€/1,000tMethanoll |  |  |  | ctrl | 2020 | 0
5.1 Methanol biomass gasif. | Bio Methanol | Technology-specific data | Start up [M€/1,000 t Methanoll] | M€/1,000tMethanoll |  |  |  | ctrl | 2030 | 0
5.1 Methanol biomass gasif. | Bio Methanol | Technology-specific data | Start up [M€/1,000 t Methanoll] | M€/1,000tMethanoll |  |  |  | ctrl | 2040 | 0
5.1 Methanol biomass gasif. | Bio Methanol | Technology-specific data | Start up [M€/1,000 t Methanoll] | M€/1,000tMethanoll |  |  |  | ctrl | 2050 | 0
5.1 Methanol biomass gasif. | Bio Methanol | Technology-specific data | Variable O&M [M€/1,000 t Methanol] | M€/1,000tMethanol |  | E,,F | 1 | Lower | 2020 | 0.9
5.1 Methanol biomass gasif. | Bio Methanol | Technology-specific data | Variable O&M [M€/1,000 t Methanol] | M€/1,000tMethanol |  | E,,F | 1 | Lower | 2050 | 0.9
5.1 Methanol biomass gasif. | Bio Methanol | Technology-specific data | Variable O&M [M€/1,000 t Methanol] | M€/1,000tMethanol |  | E,,F | 1 | Upper | 2020 | 1.1
5.1 Methanol biomass gasif. | Bio Methanol | Technology-specific data | Variable O&M [M€/1,000 t Methanol] | M€/1,000tMethanol |  | E,,F | 1 | Upper | 2050 | 1.1
5.1 Methanol biomass gasif. | Bio Methanol | Technology-specific data | Variable O&M [M€/1,000 t Methanol] | M€/1,000tMethanol |  | E,,F | 1 | ctrl | 2015 | 0.12114
5.1 Methanol biomass gasif. | Bio Methanol | Technology-specific data | Variable O&M [M€/1,000 t Methanol] | M€/1,000tMethanol |  | E,,F | 1 | ctrl | 2020 | 0.12114
5.1 Methanol biomass gasif. | Bio Methanol | Technology-specific data | Variable O&M [M€/1,000 t Methanol] | M€/1,000tMethanol |  | E,,F | 1 | ctrl | 2030 | 0.080762
5.1 Methanol biomass gasif. | Bio Methanol | Technology-specific data | Variable O&M [M€/1,000 t Methanol] | M€/1,000tMethanol |  | E,,F | 1 | ctrl | 2040 | 0.080762
5.1 Methanol biomass gasif. | Bio Methanol | Technology-specific data | Variable O&M [M€/1,000 t Methanol] | M€/1,000tMethanol |  | E,,F | 1 | ctrl | 2050 | 0.080762
5.2 Methanol from hydrogen | Methanol from hydrogen and carbon dioxide | Energy/technical data | CO2 [ton/ton-methanol] | ton/ton-methanol |  | B | 5 | Lower | 2020 | 1
5.2 Methanol from hydrogen | Methanol from hydrogen and carbon dioxide | Energy/technical data | CO2 [ton/ton-methanol] | ton/ton-methanol |  | B | 5 | Lower | 2050 | 1
5.2 Methanol from hydrogen | Methanol from hydrogen and carbon dioxide | Energy/technical data | CO2 [ton/ton-methanol] | ton/ton-methanol |  | B | 5 | Upper | 2020 | 1.1
5.2 Methanol from hydrogen | Methanol from hydrogen and carbon dioxide | Energy/technical data | CO2 [ton/ton-methanol] | ton/ton-methanol |  | B | 5 | Upper | 2050 | 1.1
5.2 Methanol from hydrogen | Methanol from hydrogen and carbon dioxide | Energy/technical data | CO2 [ton/ton-methanol] | ton/ton-methanol |  | B | 5 | ctrl | 2020 | 1.4
5.2 Methanol from hydrogen | Methanol from hydrogen and carbon dioxide | Energy/technical data | CO2 [ton/ton-methanol] | ton/ton-methanol |  | B | 5 | ctrl | 2025 | 1.4
5.2 Methanol from hydrogen | Methanol from hydrogen and carbon dioxide | Energy/technical data | CO2 [ton/ton-methanol] | ton/ton-methanol |  | B | 5 | ctrl | 2030 | 1.4
5.2 Methanol from hydrogen | Methanol from hydrogen and carbon dioxide | Energy/technical data | CO2 [ton/ton-methanol] | ton/ton-methanol |  | B | 5 | ctrl | 2040 | 1.4
5.2 Methanol from hydrogen | Methanol from hydrogen and carbon dioxide | Energy/technical data | CO2 [ton/ton-methanol] | ton/ton-methanol |  | B | 5 | ctrl | 2050 | 1.4
5.2 Methanol from hydrogen | Methanol from hydrogen and carbon dioxide | Energy/technical data | Construction time [years] | years |  |  |  | ctrl | 2020 | 2
5.2 Methanol from hydrogen | Methanol from hydrogen and carbon dioxide | Energy/technical data | Construction time [years] | years |  |  |  | ctrl | 2025 | 2
5.2 Methanol from hydrogen | Methanol from hydrogen and carbon dioxide | Energy/technical data | Construction time [years] | years |  |  |  | ctrl | 2030 | 2
5.2 Methanol from hydrogen | Methanol from hydrogen and carbon dioxide | Energy/technical data | Construction time [years] | years |  |  |  | ctrl | 2040 | 2
5.2 Methanol from hydrogen | Methanol from hydrogen and carbon dioxide | Energy/technical data | Construction time [years] | years |  |  |  | ctrl | 2050 | 2
5.2 Methanol from hydrogen | Methanol from hydrogen and carbon dioxide | Energy/technical data | District Heating Output [MWh/MWh Total Input] | MWh/MWhTotalInput |  | H |  | Lower | 2020 | 0.9
5.2 Methanol from hydrogen | Methanol from hydrogen and carbon dioxide | Energy/technical data | District Heating Output [MWh/MWh Total Input] | MWh/MWhTotalInput |  | H |  | Lower | 2050 | 0.9
5.2 Methanol from hydrogen | Methanol from hydrogen and carbon dioxide | Energy/technical data | District Heating Output [MWh/MWh Total Input] | MWh/MWhTotalInput |  | H |  | Upper | 2020 | 1.1
5.2 Methanol from hydrogen | Methanol from hydrogen and carbon dioxide | Energy/technical data | District Heating Output [MWh/MWh Total Input] | MWh/MWhTotalInput |  | H |  | Upper | 2050 | 1.1
5.2 Methanol from hydrogen | Methanol from hydrogen and carbon dioxide | Energy/technical data | District Heating Output [MWh/MWh Total Input] | MWh/MWhTotalInput |  | H |  | ctrl | 2020 | 0.2
5.2 Methanol from hydrogen | Methanol from hydrogen and carbon dioxide | Energy/technical data | District Heating Output [MWh/MWh Total Input] | MWh/MWhTotalInput |  | H |  | ctrl | 2025 | 0.2
5.2 Methanol from hydrogen | Methanol from hydrogen and carbon dioxide | Energy/technical data | District Heating Output [MWh/MWh Total Input] | MWh/MWhTotalInput |  | H |  | ctrl | 2030 | 0.2
5.2 Methanol from hydrogen | Methanol from hydrogen and carbon dioxide | Energy/technical data | District Heating Output [MWh/MWh Total Input] | MWh/MWhTotalInput |  | H |  | ctrl | 2040 | 0.2
5.2 Methanol from hydrogen | Methanol from hydrogen and carbon dioxide | Energy/technical data | District Heating Output [MWh/MWh Total Input] | MWh/MWhTotalInput |  | H |  | ctrl | 2050 | 0.2
5.2 Methanol from hydrogen | Methanol from hydrogen and carbon dioxide | Energy/technical data | Electricity [MWh/ton-methanol] | MWh/ton-methanol |  | E | 5 | Lower | 2020 | 0.8
5.2 Methanol from hydrogen | Methanol from hydrogen and carbon dioxide | Energy/technical data | Electricity [MWh/ton-methanol] | MWh/ton-methanol |  | E | 5 | Lower | 2050 | 0.8
5.2 Methanol from hydrogen | Methanol from hydrogen and carbon dioxide | Energy/technical data | Electricity [MWh/ton-methanol] | MWh/ton-methanol |  | E | 5 | Upper | 2020 | 1.2
5.2 Methanol from hydrogen | Methanol from hydrogen and carbon dioxide | Energy/technical data | Electricity [MWh/ton-methanol] | MWh/ton-methanol |  | E | 5 | Upper | 2050 | 1.2
5.2 Methanol from hydrogen | Methanol from hydrogen and carbon dioxide | Energy/technical data | Electricity [MWh/ton-methanol] | MWh/ton-methanol |  | E | 5 | ctrl | 2020 | 0.1
5.2 Methanol from hydrogen | Methanol from hydrogen and carbon dioxide | Energy/technical data | Electricity [MWh/ton-methanol] | MWh/ton-methanol |  | E | 5 | ctrl | 2025 | 0.1
5.2 Methanol from hydrogen | Methanol from hydrogen and carbon dioxide | Energy/technical data | Electricity [MWh/ton-methanol] | MWh/ton-methanol |  | E | 5 | ctrl | 2030 | 0.1
5.2 Methanol from hydrogen | Methanol from hydrogen and carbon dioxide | Energy/technical data | Electricity [MWh/ton-methanol] | MWh/ton-methanol |  | E | 5 | ctrl | 2040 | 0.1
5.2 Methanol from hydrogen | Methanol from hydrogen and carbon dioxide | Energy/technical data | Electricity [MWh/ton-methanol] | MWh/ton-methanol |  | E | 5 | ctrl | 2050 | 0.1
5.2 Methanol from hydrogen | Methanol from hydrogen and carbon dioxide | Energy/technical data | Forced outage [%] | pct. |  |  |  | ctrl | 2020 | 5
5.2 Methanol from hydrogen | Methanol from hydrogen and carbon dioxide | Energy/technical data | Forced outage [%] | pct. |  |  |  | ctrl | 2025 | 4
5.2 Methanol from hydrogen | Methanol from hydrogen and carbon dioxide | Energy/technical data | Forced outage [%] | pct. |  |  |  | ctrl | 2030 | 3
5.2 Methanol from hydrogen | Methanol from hydrogen and carbon dioxide | Energy/technical data | Forced outage [%] | pct. |  |  |  | ctrl | 2040 | 3
5.2 Methanol from hydrogen | Methanol from hydrogen and carbon dioxide | Energy/technical data | Forced outage [%] | pct. |  |  |  | ctrl | 2050 | 2
5.2 Methanol from hydrogen | Methanol from hydrogen and carbon dioxide | Energy/technical data | Heat loss [MWh/MWh total input] | MWh/MWhtotalinput |  | I |  | Lower | 2020 | 0.9
5.2 Methanol from hydrogen | Methanol from hydrogen and carbon dioxide | Energy/technical data | Heat loss [MWh/MWh total input] | MWh/MWhtotalinput |  | I |  | Lower | 2050 | 0.9
5.2 Methanol from hydrogen | Methanol from hydrogen and carbon dioxide | Energy/technical data | Heat loss [MWh/MWh total input] | MWh/MWhtotalinput |  | I |  | Upper | 2020 | 1.1
5.2 Methanol from hydrogen | Methanol from hydrogen and carbon dioxide | Energy/technical data | Heat loss [MWh/MWh total input] | MWh/MWhtotalinput |  | I |  | Upper | 2050 | 1.1
5.2 Methanol from hydrogen | Methanol from hydrogen and carbon dioxide | Energy/technical data | Heat loss [MWh/MWh total input] | MWh/MWhtotalinput |  | I |  | ctrl | 2020 | 0.02
5.2 Methanol from hydrogen | Methanol from hydrogen and carbon dioxide | Energy/technical data | Heat loss [MWh/MWh total input] | MWh/MWhtotalinput |  | I |  | ctrl | 2025 | 0.02
5.2 Methanol from hydrogen | Methanol from hydrogen and carbon dioxide | Energy/technical data | Heat loss [MWh/MWh total input] | MWh/MWhtotalinput |  | I |  | ctrl | 2030 | 0.02
5.2 Methanol from hydrogen | Methanol from hydrogen and carbon dioxide | Energy/technical data | Heat loss [MWh/MWh total input] | MWh/MWhtotalinput |  | I |  | ctrl | 2040 | 0.02
5.2 Methanol from hydrogen | Methanol from hydrogen and carbon dioxide | Energy/technical data | Heat loss [MWh/MWh total input] | MWh/MWhtotalinput |  | I |  | ctrl | 2050 | 0.02
5.2 Methanol from hydrogen | Methanol from hydrogen and carbon dioxide | Energy/technical data | Hydrogen [MWh/ton-methanol] | MWh/ton-methanol |  | D |  | Lower | 2020 | 1
5.2 Methanol from hydrogen | Methanol from hydrogen and carbon dioxide | Energy/technical data | Hydrogen [MWh/ton-methanol] | MWh/ton-methanol |  | D |  | Lower | 2050 | 1
5.2 Methanol from hydrogen | Methanol from hydrogen and carbon dioxide | Energy/technical data | Hydrogen [MWh/ton-methanol] | MWh/ton-methanol |  | D |  | Upper | 2020 | 1.1
5.2 Methanol from hydrogen | Methanol from hydrogen and carbon dioxide | Energy/technical data | Hydrogen [MWh/ton-methanol] | MWh/ton-methanol |  | D |  | Upper | 2050 | 1.1
5.2 Methanol from hydrogen | Methanol from hydrogen and carbon dioxide | Energy/technical data | Hydrogen [MWh/ton-methanol] | MWh/ton-methanol |  | D |  | ctrl | 2020 | 6.4
5.2 Methanol from hydrogen | Methanol from hydrogen and carbon dioxide | Energy/technical data | Hydrogen [MWh/ton-methanol] | MWh/ton-methanol |  | D |  | ctrl | 2025 | 6.4
5.2 Methanol from hydrogen | Methanol from hydrogen and carbon dioxide | Energy/technical data | Hydrogen [MWh/ton-methanol] | MWh/ton-methanol |  | D |  | ctrl | 2030 | 6.4
5.2 Methanol from hydrogen | Methanol from hydrogen and carbon dioxide | Energy/technical data | Hydrogen [MWh/ton-methanol] | MWh/ton-methanol |  | D |  | ctrl | 2040 | 6.4
5.2 Methanol from hydrogen | Methanol from hydrogen and carbon dioxide | Energy/technical data | Hydrogen [MWh/ton-methanol] | MWh/ton-methanol |  | D |  | ctrl | 2050 | 6.4
5.2 Methanol from hydrogen | Methanol from hydrogen and carbon dioxide | Energy/technical data | Hydrogen [ton/ton-methanol] | ton/ton-methanol |  | C | 5 | Lower | 2020 | 1
5.2 Methanol from hydrogen | Methanol from hydrogen and carbon dioxide | Energy/technical data | Hydrogen [ton/ton-methanol] | ton/ton-methanol |  | C | 5 | Lower | 2050 | 1
5.2 Methanol from hydrogen | Methanol from hydrogen and carbon dioxide | Energy/technical data | Hydrogen [ton/ton-methanol] | ton/ton-methanol |  | C | 5 | Upper | 2020 | 1.1
5.2 Methanol from hydrogen | Methanol from hydrogen and carbon dioxide | Energy/technical data | Hydrogen [ton/ton-methanol] | ton/ton-methanol |  | C | 5 | Upper | 2050 | 1.1
5.2 Methanol from hydrogen | Methanol from hydrogen and carbon dioxide | Energy/technical data | Hydrogen [ton/ton-methanol] | ton/ton-methanol |  | C | 5 | ctrl | 2020 | 0.19
5.2 Methanol from hydrogen | Methanol from hydrogen and carbon dioxide | Energy/technical data | Hydrogen [ton/ton-methanol] | ton/ton-methanol |  | C | 5 | ctrl | 2025 | 0.19
5.2 Methanol from hydrogen | Methanol from hydrogen and carbon dioxide | Energy/technical data | Hydrogen [ton/ton-methanol] | ton/ton-methanol |  | C | 5 | ctrl | 2030 | 0.19
5.2 Methanol from hydrogen | Methanol from hydrogen and carbon dioxide | Energy/technical data | Hydrogen [ton/ton-methanol] | ton/ton-methanol |  | C | 5 | ctrl | 2040 | 0.19
5.2 Methanol from hydrogen | Methanol from hydrogen and carbon dioxide | Energy/technical data | Hydrogen [ton/ton-methanol] | ton/ton-methanol |  | C | 5 | ctrl | 2050 | 0.19
5.2 Methanol from hydrogen | Methanol from hydrogen and carbon dioxide | Energy/technical data | Methanol output[MWh/MWh total input] | MWh/MWhtotalinput |  | G |  | Lower | 2020 | 1
5.2 Methanol from hydrogen | Methanol from hydrogen and carbon dioxide | Energy/technical data | Methanol output[MWh/MWh total input] | MWh/MWhtotalinput |  | G |  | Lower | 2050 | 1
5.2 Methanol from hydrogen | Methanol from hydrogen and carbon dioxide | Energy/technical data | Methanol output[MWh/MWh total input] | MWh/MWhtotalinput |  | G |  | Upper | 2020 | 1.1
5.2 Methanol from hydrogen | Methanol from hydrogen and carbon dioxide | Energy/technical data | Methanol output[MWh/MWh total input] | MWh/MWhtotalinput |  | G |  | Upper | 2050 | 1.1
5.2 Methanol from hydrogen | Methanol from hydrogen and carbon dioxide | Energy/technical data | Methanol output[MWh/MWh total input] | MWh/MWhtotalinput |  | G |  | ctrl | 2020 | 0.78
5.2 Methanol from hydrogen | Methanol from hydrogen and carbon dioxide | Energy/technical data | Methanol output[MWh/MWh total input] | MWh/MWhtotalinput |  | G |  | ctrl | 2025 | 0.78
5.2 Methanol from hydrogen | Methanol from hydrogen and carbon dioxide | Energy/technical data | Methanol output[MWh/MWh total input] | MWh/MWhtotalinput |  | G |  | ctrl | 2030 | 0.78
5.2 Methanol from hydrogen | Methanol from hydrogen and carbon dioxide | Energy/technical data | Methanol output[MWh/MWh total input] | MWh/MWhtotalinput |  | G |  | ctrl | 2040 | 0.78
5.2 Methanol from hydrogen | Methanol from hydrogen and carbon dioxide | Energy/technical data | Methanol output[MWh/MWh total input] | MWh/MWhtotalinput |  | G |  | ctrl | 2050 | 0.78
5.2 Methanol from hydrogen | Methanol from hydrogen and carbon dioxide | Energy/technical data | Net steam [MWh/ton-methanol] | MWh/ton-methanol |  | E | 5 | Lower | 2020 | 0.8
5.2 Methanol from hydrogen | Methanol from hydrogen and carbon dioxide | Energy/technical data | Net steam [MWh/ton-methanol] | MWh/ton-methanol |  | E | 5 | Lower | 2050 | 0.8
5.2 Methanol from hydrogen | Methanol from hydrogen and carbon dioxide | Energy/technical data | Net steam [MWh/ton-methanol] | MWh/ton-methanol |  | E | 5 | Upper | 2020 | 1.2
5.2 Methanol from hydrogen | Methanol from hydrogen and carbon dioxide | Energy/technical data | Net steam [MWh/ton-methanol] | MWh/ton-methanol |  | E | 5 | Upper | 2050 | 1.2
5.2 Methanol from hydrogen | Methanol from hydrogen and carbon dioxide | Energy/technical data | Net steam [MWh/ton-methanol] | MWh/ton-methanol |  | E | 5 | ctrl | 2020 | 0.58
5.2 Methanol from hydrogen | Methanol from hydrogen and carbon dioxide | Energy/technical data | Net steam [MWh/ton-methanol] | MWh/ton-methanol |  | E | 5 | ctrl | 2025 | 0.58
5.2 Methanol from hydrogen | Methanol from hydrogen and carbon dioxide | Energy/technical data | Net steam [MWh/ton-methanol] | MWh/ton-methanol |  | E | 5 | ctrl | 2030 | 0.58
5.2 Methanol from hydrogen | Methanol from hydrogen and carbon dioxide | Energy/technical data | Net steam [MWh/ton-methanol] | MWh/ton-methanol |  | E | 5 | ctrl | 2040 | 0.58
5.2 Methanol from hydrogen | Methanol from hydrogen and carbon dioxide | Energy/technical data | Net steam [MWh/ton-methanol] | MWh/ton-methanol |  | E | 5 | ctrl | 2050 | 0.58
5.2 Methanol from hydrogen | Methanol from hydrogen and carbon dioxide | Energy/technical data | Planned outage [weeks per year] | weeks/year |  |  |  | ctrl | 2020 | 3
5.2 Methanol from hydrogen | Methanol from hydrogen and carbon dioxide | Energy/technical data | Planned outage [weeks per year] | weeks/year |  |  |  | ctrl | 2025 | 3
5.2 Methanol from hydrogen | Methanol from hydrogen and carbon dioxide | Energy/technical data | Planned outage [weeks per year] | weeks/year |  |  |  | ctrl | 2030 | 3
5.2 Methanol from hydrogen | Methanol from hydrogen and carbon dioxide | Energy/technical data | Planned outage [weeks per year] | weeks/year |  |  |  | ctrl | 2040 | 3
5.2 Methanol from hydrogen | Methanol from hydrogen and carbon dioxide | Energy/technical data | Planned outage [weeks per year] | weeks/year |  |  |  | ctrl | 2050 | 3
5.2 Methanol from hydrogen | Methanol from hydrogen and carbon dioxide | Energy/technical data | Technical lifetime [years] | years |  |  |  | ctrl | 2020 | 30
5.2 Methanol from hydrogen | Methanol from hydrogen and carbon dioxide | Energy/technical data | Technical lifetime [years] | years |  |  |  | ctrl | 2025 | 30
5.2 Methanol from hydrogen | Methanol from hydrogen and carbon dioxide | Energy/technical data | Technical lifetime [years] | years |  |  |  | ctrl | 2030 | 30
5.2 Methanol from hydrogen | Methanol from hydrogen and carbon dioxide | Energy/technical data | Technical lifetime [years] | years |  |  |  | ctrl | 2040 | 30
5.2 Methanol from hydrogen | Methanol from hydrogen and carbon dioxide | Energy/technical data | Technical lifetime [years] | years |  |  |  | ctrl | 2050 | 30
5.2 Methanol from hydrogen | Methanol from hydrogen and carbon dioxide | Energy/technical data | Typical total plant size [MW-methanol] | MW-methanol |  |  |  | ctrl | 2020 | 69
5.2 Methanol from hydrogen | Methanol from hydrogen and carbon dioxide | Energy/technical data | Typical total plant size [MW-methanol] | MW-methanol |  |  |  | ctrl | 2025 | 69
5.2 Methanol from hydrogen | Methanol from hydrogen and carbon dioxide | Energy/technical data | Typical total plant size [MW-methanol] | MW-methanol |  |  |  | ctrl | 2030 | 138
5.2 Methanol from hydrogen | Methanol from hydrogen and carbon dioxide | Energy/technical data | Typical total plant size [MW-methanol] | MW-methanol |  |  |  | ctrl | 2040 | 207
5.2 Methanol from hydrogen | Methanol from hydrogen and carbon dioxide | Energy/technical data | Typical total plant size [MW-methanol] | MW-methanol |  |  |  | ctrl | 2050 | 276
5.2 Methanol from hydrogen | Methanol from hydrogen and carbon dioxide | Energy/technical data | Typical total plant size [TPD] | TPD |  | A | 3 | ctrl | 2020 | 300
5.2 Methanol from hydrogen | Methanol from hydrogen and carbon dioxide | Energy/technical data | Typical total plant size [TPD] | TPD |  | A | 3 | ctrl | 2025 | 300
5.2 Methanol from hydrogen | Methanol from hydrogen and carbon dioxide | Energy/technical data | Typical total plant size [TPD] | TPD |  | A | 3 | ctrl | 2030 | 600
5.2 Methanol from hydrogen | Methanol from hydrogen and carbon dioxide | Energy/technical data | Typical total plant size [TPD] | TPD |  | A | 3 | ctrl | 2040 | 900
5.2 Methanol from hydrogen | Methanol from hydrogen and carbon dioxide | Energy/technical data | Typical total plant size [TPD] | TPD |  | A | 3 | ctrl | 2050 | 1200
5.2 Methanol from hydrogen | Methanol from hydrogen and carbon dioxide | Energy/technical data | Water [ton/ton-methanol] | ton/ton-methanol |  | J |  | Lower | 2020 | 1
5.2 Methanol from hydrogen | Methanol from hydrogen and carbon dioxide | Energy/technical data | Water [ton/ton-methanol] | ton/ton-methanol |  | J |  | Lower | 2050 | 1
5.2 Methanol from hydrogen | Methanol from hydrogen and carbon dioxide | Energy/technical data | Water [ton/ton-methanol] | ton/ton-methanol |  | J |  | Upper | 2020 | 1.1
5.2 Methanol from hydrogen | Methanol from hydrogen and carbon dioxide | Energy/technical data | Water [ton/ton-methanol] | ton/ton-methanol |  | J |  | Upper | 2050 | 1.1
5.2 Methanol from hydrogen | Methanol from hydrogen and carbon dioxide | Energy/technical data | Water [ton/ton-methanol] | ton/ton-methanol |  | J |  | ctrl | 2020 | 0.55
5.2 Methanol from hydrogen | Methanol from hydrogen and carbon dioxide | Energy/technical data | Water [ton/ton-methanol] | ton/ton-methanol |  | J |  | ctrl | 2025 | 0.55
5.2 Methanol from hydrogen | Methanol from hydrogen and carbon dioxide | Energy/technical data | Water [ton/ton-methanol] | ton/ton-methanol |  | J |  | ctrl | 2030 | 0.55
5.2 Methanol from hydrogen | Methanol from hydrogen and carbon dioxide | Energy/technical data | Water [ton/ton-methanol] | ton/ton-methanol |  | J |  | ctrl | 2040 | 0.55
5.2 Methanol from hydrogen | Methanol from hydrogen and carbon dioxide | Energy/technical data | Water [ton/ton-methanol] | ton/ton-methanol |  | J |  | ctrl | 2050 | 0.55
5.2 Methanol from hydrogen | Methanol from hydrogen and carbon dioxide | Financial data | - equipment [%] | pct. |  |  |  | ctrl | 2020 | 85
5.2 Methanol from hydrogen | Methanol from hydrogen and carbon dioxide | Financial data | - equipment [%] | pct. |  |  |  | ctrl | 2025 | 85
5.2 Methanol from hydrogen | Methanol from hydrogen and carbon dioxide | Financial data | - equipment [%] | pct. |  |  |  | ctrl | 2030 | 85
5.2 Methanol from hydrogen | Methanol from hydrogen and carbon dioxide | Financial data | - equipment [%] | pct. |  |  |  | ctrl | 2040 | 85
5.2 Methanol from hydrogen | Methanol from hydrogen and carbon dioxide | Financial data | - equipment [%] | pct. |  |  |  | ctrl | 2050 | 85
5.2 Methanol from hydrogen | Methanol from hydrogen and carbon dioxide | Financial data | - installation [%] | pct. |  |  |  | ctrl | 2020 | 15
5.2 Methanol from hydrogen | Methanol from hydrogen and carbon dioxide | Financial data | - installation [%] | pct. |  |  |  | ctrl | 2025 | 15
5.2 Methanol from hydrogen | Methanol from hydrogen and carbon dioxide | Financial data | - installation [%] | pct. |  |  |  | ctrl | 2030 | 15
5.2 Methanol from hydrogen | Methanol from hydrogen and carbon dioxide | Financial data | - installation [%] | pct. |  |  |  | ctrl | 2040 | 15
5.2 Methanol from hydrogen | Methanol from hydrogen and carbon dioxide | Financial data | - installation [%] | pct. |  |  |  | ctrl | 2050 | 15
5.2 Methanol from hydrogen | Methanol from hydrogen and carbon dioxide | Financial data | Fixed O&M [k€/[MW-methanol/year]] | k€/[MW-methanol/year |  | M | 1 | ctrl | 2020 | 39.0754
5.2 Methanol from hydrogen | Methanol from hydrogen and carbon dioxide | Financial data | Fixed O&M [k€/[MW-methanol/year]] | k€/[MW-methanol/year |  | M | 1 | ctrl | 2025 | 39.0754
5.2 Methanol from hydrogen | Methanol from hydrogen and carbon dioxide | Financial data | Fixed O&M [k€/[MW-methanol/year]] | k€/[MW-methanol/year |  | M | 1 | ctrl | 2030 | 30.392
5.2 Methanol from hydrogen | Methanol from hydrogen and carbon dioxide | Financial data | Fixed O&M [k€/[MW-methanol/year]] | k€/[MW-methanol/year |  | M | 1 | ctrl | 2040 | 30.392
5.2 Methanol from hydrogen | Methanol from hydrogen and carbon dioxide | Financial data | Fixed O&M [k€/[MW-methanol/year]] | k€/[MW-methanol/year |  | M | 1 | ctrl | 2050 | 26.0503
5.2 Methanol from hydrogen | Methanol from hydrogen and carbon dioxide | Financial data | Specific investment [M€/MW-methanol] | M€/MW-methanol |  | L | 1 | Lower | 2020 | 0.5
5.2 Methanol from hydrogen | Methanol from hydrogen and carbon dioxide | Financial data | Specific investment [M€/MW-methanol] | M€/MW-methanol |  | L | 1 | Lower | 2050 | 0.5
5.2 Methanol from hydrogen | Methanol from hydrogen and carbon dioxide | Financial data | Specific investment [M€/MW-methanol] | M€/MW-methanol |  | L | 1 | Upper | 2020 | 1.5
5.2 Methanol from hydrogen | Methanol from hydrogen and carbon dioxide | Financial data | Specific investment [M€/MW-methanol] | M€/MW-methanol |  | L | 1 | Upper | 2050 | 1.5
5.2 Methanol from hydrogen | Methanol from hydrogen and carbon dioxide | Financial data | Specific investment [M€/MW-methanol] | M€/MW-methanol |  | L | 1 | ctrl | 2020 | 1.3459
5.2 Methanol from hydrogen | Methanol from hydrogen and carbon dioxide | Financial data | Specific investment [M€/MW-methanol] | M€/MW-methanol |  | L | 1 | ctrl | 2025 | 1.3459
5.2 Methanol from hydrogen | Methanol from hydrogen and carbon dioxide | Financial data | Specific investment [M€/MW-methanol] | M€/MW-methanol |  | L | 1 | ctrl | 2030 | 1.0854
5.2 Methanol from hydrogen | Methanol from hydrogen and carbon dioxide | Financial data | Specific investment [M€/MW-methanol] | M€/MW-methanol |  | L | 1 | ctrl | 2040 | 0.95518
5.2 Methanol from hydrogen | Methanol from hydrogen and carbon dioxide | Financial data | Specific investment [M€/MW-methanol] | M€/MW-methanol |  | L | 1 | ctrl | 2050 | 0.86834
5.2 Methanol from hydrogen | Methanol from hydrogen and carbon dioxide | Financial data | Start up [M€/MW-methanol] | M€/MW-methanol |  |  |  | ctrl | 2020 | 0
5.2 Methanol from hydrogen | Methanol from hydrogen and carbon dioxide | Financial data | Start up [M€/MW-methanol] | M€/MW-methanol |  |  |  | ctrl | 2025 | 0
5.2 Methanol from hydrogen | Methanol from hydrogen and carbon dioxide | Financial data | Start up [M€/MW-methanol] | M€/MW-methanol |  |  |  | ctrl | 2030 | 0
5.2 Methanol from hydrogen | Methanol from hydrogen and carbon dioxide | Financial data | Start up [M€/MW-methanol] | M€/MW-methanol |  |  |  | ctrl | 2040 | 0
5.2 Methanol from hydrogen | Methanol from hydrogen and carbon dioxide | Financial data | Start up [M€/MW-methanol] | M€/MW-methanol |  |  |  | ctrl | 2050 | 0
5.2 Methanol from hydrogen | Methanol from hydrogen and carbon dioxide | Financial data | Variable O&M [€/MWh-methanol] | €/MWh-methanol |  | N |  | ctrl | 2020 | 0
5.2 Methanol from hydrogen | Methanol from hydrogen and carbon dioxide | Financial data | Variable O&M [€/MWh-methanol] | €/MWh-methanol |  | N |  | ctrl | 2025 | 0
5.2 Methanol from hydrogen | Methanol from hydrogen and carbon dioxide | Financial data | Variable O&M [€/MWh-methanol] | €/MWh-methanol |  | N |  | ctrl | 2030 | 0
5.2 Methanol from hydrogen | Methanol from hydrogen and carbon dioxide | Financial data | Variable O&M [€/MWh-methanol] | €/MWh-methanol |  | N |  | ctrl | 2040 | 0
5.2 Methanol from hydrogen | Methanol from hydrogen and carbon dioxide | Financial data | Variable O&M [€/MWh-methanol] | €/MWh-methanol |  | N |  | ctrl | 2050 | 0
5.2 Methanol from hydrogen | Methanol from hydrogen and carbon dioxide | Technology-specific data | - equipment [%] | pct. |  |  |  | ctrl | 2020 | 85
5.2 Methanol from hydrogen | Methanol from hydrogen and carbon dioxide | Technology-specific data | - equipment [%] | pct. |  |  |  | ctrl | 2025 | 85
5.2 Methanol from hydrogen | Methanol from hydrogen and carbon dioxide | Technology-specific data | - equipment [%] | pct. |  |  |  | ctrl | 2030 | 85
5.2 Methanol from hydrogen | Methanol from hydrogen and carbon dioxide | Technology-specific data | - equipment [%] | pct. |  |  |  | ctrl | 2040 | 85
5.2 Methanol from hydrogen | Methanol from hydrogen and carbon dioxide | Technology-specific data | - equipment [%] | pct. |  |  |  | ctrl | 2050 | 85
5.2 Methanol from hydrogen | Methanol from hydrogen and carbon dioxide | Technology-specific data | - installation [%] | pct. |  |  |  | ctrl | 2020 | 15
5.2 Methanol from hydrogen | Methanol from hydrogen and carbon dioxide | Technology-specific data | - installation [%] | pct. |  |  |  | ctrl | 2025 | 15
5.2 Methanol from hydrogen | Methanol from hydrogen and carbon dioxide | Technology-specific data | - installation [%] | pct. |  |  |  | ctrl | 2030 | 15
5.2 Methanol from hydrogen | Methanol from hydrogen and carbon dioxide | Technology-specific data | - installation [%] | pct. |  |  |  | ctrl | 2040 | 15
5.2 Methanol from hydrogen | Methanol from hydrogen and carbon dioxide | Technology-specific data | - installation [%] | pct. |  |  |  | ctrl | 2050 | 15
5.2 Methanol from hydrogen | Methanol from hydrogen and carbon dioxide | Technology-specific data | Fixed O&M [M€/[1,000 TPD/year]] | M€/[1,000TPD/year |  | M | 1 | ctrl | 2020 | 9
5.2 Methanol from hydrogen | Methanol from hydrogen and carbon dioxide | Technology-specific data | Fixed O&M [M€/[1,000 TPD/year]] | M€/[1,000TPD/year |  | M | 1 | ctrl | 2025 | 9
5.2 Methanol from hydrogen | Methanol from hydrogen and carbon dioxide | Technology-specific data | Fixed O&M [M€/[1,000 TPD/year]] | M€/[1,000TPD/year |  | M | 1 | ctrl | 2030 | 7
5.2 Methanol from hydrogen | Methanol from hydrogen and carbon dioxide | Technology-specific data | Fixed O&M [M€/[1,000 TPD/year]] | M€/[1,000TPD/year |  | M | 1 | ctrl | 2040 | 7
5.2 Methanol from hydrogen | Methanol from hydrogen and carbon dioxide | Technology-specific data | Fixed O&M [M€/[1,000 TPD/year]] | M€/[1,000TPD/year |  | M | 1 | ctrl | 2050 | 6
5.2 Methanol from hydrogen | Methanol from hydrogen and carbon dioxide | Technology-specific data | Specific density [kg/l] or [ton/m3] | kg/l |  |  |  | ctrl | 2020 | 0.79
5.2 Methanol from hydrogen | Methanol from hydrogen and carbon dioxide | Technology-specific data | Specific density [kg/l] or [ton/m3] | kg/l |  |  |  | ctrl | 2025 | 0.79
5.2 Methanol from hydrogen | Methanol from hydrogen and carbon dioxide | Technology-specific data | Specific density [kg/l] or [ton/m3] | kg/l |  |  |  | ctrl | 2030 | 0.79
5.2 Methanol from hydrogen | Methanol from hydrogen and carbon dioxide | Technology-specific data | Specific density [kg/l] or [ton/m3] | kg/l |  |  |  | ctrl | 2040 | 0.79
5.2 Methanol from hydrogen | Methanol from hydrogen and carbon dioxide | Technology-specific data | Specific density [kg/l] or [ton/m3] | kg/l |  |  |  | ctrl | 2050 | 0.79
5.2 Methanol from hydrogen | Methanol from hydrogen and carbon dioxide | Technology-specific data | Specific energy content [GJ/ton-methanol] | GJ/ton-methanol |  |  |  | ctrl | 2020 | 19.9
5.2 Methanol from hydrogen | Methanol from hydrogen and carbon dioxide | Technology-specific data | Specific energy content [GJ/ton-methanol] | GJ/ton-methanol |  |  |  | ctrl | 2025 | 19.9
5.2 Methanol from hydrogen | Methanol from hydrogen and carbon dioxide | Technology-specific data | Specific energy content [GJ/ton-methanol] | GJ/ton-methanol |  |  |  | ctrl | 2030 | 19.9
5.2 Methanol from hydrogen | Methanol from hydrogen and carbon dioxide | Technology-specific data | Specific energy content [GJ/ton-methanol] | GJ/ton-methanol |  |  |  | ctrl | 2040 | 19.9
5.2 Methanol from hydrogen | Methanol from hydrogen and carbon dioxide | Technology-specific data | Specific energy content [GJ/ton-methanol] | GJ/ton-methanol |  |  |  | ctrl | 2050 | 19.9
5.2 Methanol from hydrogen | Methanol from hydrogen and carbon dioxide | Technology-specific data | Specific investment [M€/TPD] | M€/TPD |  | L | 1 | Lower | 2020 | 0.5
5.2 Methanol from hydrogen | Methanol from hydrogen and carbon dioxide | Technology-specific data | Specific investment [M€/TPD] | M€/TPD |  | L | 1 | Lower | 2050 | 0.5
5.2 Methanol from hydrogen | Methanol from hydrogen and carbon dioxide | Technology-specific data | Specific investment [M€/TPD] | M€/TPD |  | L | 1 | Upper | 2020 | 1.5
5.2 Methanol from hydrogen | Methanol from hydrogen and carbon dioxide | Technology-specific data | Specific investment [M€/TPD] | M€/TPD |  | L | 1 | Upper | 2050 | 1.5
5.2 Methanol from hydrogen | Methanol from hydrogen and carbon dioxide | Technology-specific data | Specific investment [M€/TPD] | M€/TPD |  | L | 1 | ctrl | 2020 | 0.31
5.2 Methanol from hydrogen | Methanol from hydrogen and carbon dioxide | Technology-specific data | Specific investment [M€/TPD] | M€/TPD |  | L | 1 | ctrl | 2025 | 0.31
5.2 Methanol from hydrogen | Methanol from hydrogen and carbon dioxide | Technology-specific data | Specific investment [M€/TPD] | M€/TPD |  | L | 1 | ctrl | 2030 | 0.25
5.2 Methanol from hydrogen | Methanol from hydrogen and carbon dioxide | Technology-specific data | Specific investment [M€/TPD] | M€/TPD |  | L | 1 | ctrl | 2040 | 0.22
5.2 Methanol from hydrogen | Methanol from hydrogen and carbon dioxide | Technology-specific data | Specific investment [M€/TPD] | M€/TPD |  | L | 1 | ctrl | 2050 | 0.2
5.2 Methanol from hydrogen | Methanol from hydrogen and carbon dioxide | Technology-specific data | Start up [M€/TPD] | M€/TPD |  |  |  | ctrl | 2020 | 0
5.2 Methanol from hydrogen | Methanol from hydrogen and carbon dioxide | Technology-specific data | Start up [M€/TPD] | M€/TPD |  |  |  | ctrl | 2025 | 0
5.2 Methanol from hydrogen | Methanol from hydrogen and carbon dioxide | Technology-specific data | Start up [M€/TPD] | M€/TPD |  |  |  | ctrl | 2030 | 0
5.2 Methanol from hydrogen | Methanol from hydrogen and carbon dioxide | Technology-specific data | Start up [M€/TPD] | M€/TPD |  |  |  | ctrl | 2040 | 0
5.2 Methanol from hydrogen | Methanol from hydrogen and carbon dioxide | Technology-specific data | Start up [M€/TPD] | M€/TPD |  |  |  | ctrl | 2050 | 0
5.2 Methanol from hydrogen | Methanol from hydrogen and carbon dioxide | Technology-specific data | Variable O&M [M€/1,000 ton-methanol] | M€/1,000ton-methanol |  |  |  | ctrl | 2020 | 0
5.2 Methanol from hydrogen | Methanol from hydrogen and carbon dioxide | Technology-specific data | Variable O&M [M€/1,000 ton-methanol] | M€/1,000ton-methanol |  |  |  | ctrl | 2025 | 0
5.2 Methanol from hydrogen | Methanol from hydrogen and carbon dioxide | Technology-specific data | Variable O&M [M€/1,000 ton-methanol] | M€/1,000ton-methanol |  |  |  | ctrl | 2030 | 0
5.2 Methanol from hydrogen | Methanol from hydrogen and carbon dioxide | Technology-specific data | Variable O&M [M€/1,000 ton-methanol] | M€/1,000ton-methanol |  |  |  | ctrl | 2040 | 0
5.2 Methanol from hydrogen | Methanol from hydrogen and carbon dioxide | Technology-specific data | Variable O&M [M€/1,000 ton-methanol] | M€/1,000ton-methanol |  |  |  | ctrl | 2050 | 0
5.3 Methanol from biogas & H2 | Methanol from biogas and hydrogen | Energy/technical data | Biogas [MWh/ton-methanol] | MWh/ton-methanol |  | B | [1] | Lower | 2020 | 1
5.3 Methanol from biogas & H2 | Methanol from biogas and hydrogen | Energy/technical data | Biogas [MWh/ton-methanol] | MWh/ton-methanol |  | B | [1] | Lower | 2050 | 1
5.3 Methanol from biogas & H2 | Methanol from biogas and hydrogen | Energy/technical data | Biogas [MWh/ton-methanol] | MWh/ton-methanol |  | B | [1] | Upper | 2020 | 1
5.3 Methanol from biogas & H2 | Methanol from biogas and hydrogen | Energy/technical data | Biogas [MWh/ton-methanol] | MWh/ton-methanol |  | B | [1] | Upper | 2050 | 1
5.3 Methanol from biogas & H2 | Methanol from biogas and hydrogen | Energy/technical data | Biogas [MWh/ton-methanol] | MWh/ton-methanol |  | B | [1] | ctrl | 2020 | 4.0959
5.3 Methanol from biogas & H2 | Methanol from biogas and hydrogen | Energy/technical data | Biogas [MWh/ton-methanol] | MWh/ton-methanol |  | B | [1] | ctrl | 2025 | 4.0959
5.3 Methanol from biogas & H2 | Methanol from biogas and hydrogen | Energy/technical data | Biogas [MWh/ton-methanol] | MWh/ton-methanol |  | B | [1] | ctrl | 2030 | 4.0959
5.3 Methanol from biogas & H2 | Methanol from biogas and hydrogen | Energy/technical data | Biogas [MWh/ton-methanol] | MWh/ton-methanol |  | B | [1] | ctrl | 2040 | 4.0959
5.3 Methanol from biogas & H2 | Methanol from biogas and hydrogen | Energy/technical data | Biogas [MWh/ton-methanol] | MWh/ton-methanol |  | B | [1] | ctrl | 2050 | 4.0959
5.3 Methanol from biogas & H2 | Methanol from biogas and hydrogen | Energy/technical data | Biogas [Nm3/h] | Nm3/h |  |  |  | ctrl | 2020 | 90
5.3 Methanol from biogas & H2 | Methanol from biogas and hydrogen | Energy/technical data | Biogas [Nm3/h] | Nm3/h |  |  |  | ctrl | 2025 | 90
5.3 Methanol from biogas & H2 | Methanol from biogas and hydrogen | Energy/technical data | Biogas [Nm3/h] | Nm3/h |  |  |  | ctrl | 2030 | 900
5.3 Methanol from biogas & H2 | Methanol from biogas and hydrogen | Energy/technical data | Biogas [Nm3/h] | Nm3/h |  |  |  | ctrl | 2040 | 5000
5.3 Methanol from biogas & H2 | Methanol from biogas and hydrogen | Energy/technical data | Biogas [Nm3/h] | Nm3/h |  |  |  | ctrl | 2050 | 5000
5.3 Methanol from biogas & H2 | Methanol from biogas and hydrogen | Energy/technical data | Biogas [ton/ton-methanol] | ton/ton-methanol |  | B | [1] | Lower | 2020 | 1
5.3 Methanol from biogas & H2 | Methanol from biogas and hydrogen | Energy/technical data | Biogas [ton/ton-methanol] | ton/ton-methanol |  | B | [1] | Lower | 2050 | 1
5.3 Methanol from biogas & H2 | Methanol from biogas and hydrogen | Energy/technical data | Biogas [ton/ton-methanol] | ton/ton-methanol |  | B | [1] | Upper | 2020 | 1
5.3 Methanol from biogas & H2 | Methanol from biogas and hydrogen | Energy/technical data | Biogas [ton/ton-methanol] | ton/ton-methanol |  | B | [1] | Upper | 2050 | 1
5.3 Methanol from biogas & H2 | Methanol from biogas and hydrogen | Energy/technical data | Biogas [ton/ton-methanol] | ton/ton-methanol |  | B | [1] | ctrl | 2020 | 0.89477
5.3 Methanol from biogas & H2 | Methanol from biogas and hydrogen | Energy/technical data | Biogas [ton/ton-methanol] | ton/ton-methanol |  | B | [1] | ctrl | 2025 | 0.89477
5.3 Methanol from biogas & H2 | Methanol from biogas and hydrogen | Energy/technical data | Biogas [ton/ton-methanol] | ton/ton-methanol |  | B | [1] | ctrl | 2030 | 0.89477
5.3 Methanol from biogas & H2 | Methanol from biogas and hydrogen | Energy/technical data | Biogas [ton/ton-methanol] | ton/ton-methanol |  | B | [1] | ctrl | 2040 | 0.89477
5.3 Methanol from biogas & H2 | Methanol from biogas and hydrogen | Energy/technical data | Biogas [ton/ton-methanol] | ton/ton-methanol |  | B | [1] | ctrl | 2050 | 0.89477
5.3 Methanol from biogas & H2 | Methanol from biogas and hydrogen | Energy/technical data | Construction time [years] | years |  | J. | [1] | ctrl | 2020 | 2
5.3 Methanol from biogas & H2 | Methanol from biogas and hydrogen | Energy/technical data | Construction time [years] | years |  | J. | [1] | ctrl | 2025 | 2
5.3 Methanol from biogas & H2 | Methanol from biogas and hydrogen | Energy/technical data | Construction time [years] | years |  | J. | [1] | ctrl | 2030 | 2
5.3 Methanol from biogas & H2 | Methanol from biogas and hydrogen | Energy/technical data | Construction time [years] | years |  | J. | [1] | ctrl | 2040 | 2
5.3 Methanol from biogas & H2 | Methanol from biogas and hydrogen | Energy/technical data | Construction time [years] | years |  | J. | [1] | ctrl | 2050 | 2
5.3 Methanol from biogas & H2 | Methanol from biogas and hydrogen | Energy/technical data | District heating [MWh/MWh total input] | MWh/MWhtotalinput |  | G. | [1] | Lower | 2020 | 1
5.3 Methanol from biogas & H2 | Methanol from biogas and hydrogen | Energy/technical data | District heating [MWh/MWh total input] | MWh/MWhtotalinput |  | G. | [1] | Lower | 2050 | 1
5.3 Methanol from biogas & H2 | Methanol from biogas and hydrogen | Energy/technical data | District heating [MWh/MWh total input] | MWh/MWhtotalinput |  | G. | [1] | Upper | 2020 | 1.1
5.3 Methanol from biogas & H2 | Methanol from biogas and hydrogen | Energy/technical data | District heating [MWh/MWh total input] | MWh/MWhtotalinput |  | G. | [1] | Upper | 2050 | 1.1
5.3 Methanol from biogas & H2 | Methanol from biogas and hydrogen | Energy/technical data | District heating [MWh/MWh total input] | MWh/MWhtotalinput |  | G. | [1] | ctrl | 2020 | 0
5.3 Methanol from biogas & H2 | Methanol from biogas and hydrogen | Energy/technical data | District heating [MWh/MWh total input] | MWh/MWhtotalinput |  | G. | [1] | ctrl | 2025 | 0
5.3 Methanol from biogas & H2 | Methanol from biogas and hydrogen | Energy/technical data | District heating [MWh/MWh total input] | MWh/MWhtotalinput |  | G. | [1] | ctrl | 2030 | 0
5.3 Methanol from biogas & H2 | Methanol from biogas and hydrogen | Energy/technical data | District heating [MWh/MWh total input] | MWh/MWhtotalinput |  | G. | [1] | ctrl | 2040 | 0
5.3 Methanol from biogas & H2 | Methanol from biogas and hydrogen | Energy/technical data | District heating [MWh/MWh total input] | MWh/MWhtotalinput |  | G. | [1] | ctrl | 2050 | 0
5.3 Methanol from biogas & H2 | Methanol from biogas and hydrogen | Energy/technical data | Effluent gas [MWh/MWh total input] | MWh/MWhtotalinput |  | H. | [1] | Lower | 2020 | 1
5.3 Methanol from biogas & H2 | Methanol from biogas and hydrogen | Energy/technical data | Effluent gas [MWh/MWh total input] | MWh/MWhtotalinput |  | H. | [1] | Lower | 2050 | 1
5.3 Methanol from biogas & H2 | Methanol from biogas and hydrogen | Energy/technical data | Effluent gas [MWh/MWh total input] | MWh/MWhtotalinput |  | H. | [1] | Upper | 2020 | 1
5.3 Methanol from biogas & H2 | Methanol from biogas and hydrogen | Energy/technical data | Effluent gas [MWh/MWh total input] | MWh/MWhtotalinput |  | H. | [1] | Upper | 2050 | 1
5.3 Methanol from biogas & H2 | Methanol from biogas and hydrogen | Energy/technical data | Effluent gas [MWh/MWh total input] | MWh/MWhtotalinput |  | H. | [1] | ctrl | 2020 | 0.028293
5.3 Methanol from biogas & H2 | Methanol from biogas and hydrogen | Energy/technical data | Effluent gas [MWh/MWh total input] | MWh/MWhtotalinput |  | H. | [1] | ctrl | 2025 | 0.028293
5.3 Methanol from biogas & H2 | Methanol from biogas and hydrogen | Energy/technical data | Effluent gas [MWh/MWh total input] | MWh/MWhtotalinput |  | H. | [1] | ctrl | 2030 | 0.028293
5.3 Methanol from biogas & H2 | Methanol from biogas and hydrogen | Energy/technical data | Effluent gas [MWh/MWh total input] | MWh/MWhtotalinput |  | H. | [1] | ctrl | 2040 | 0.028293
5.3 Methanol from biogas & H2 | Methanol from biogas and hydrogen | Energy/technical data | Effluent gas [MWh/MWh total input] | MWh/MWhtotalinput |  | H. | [1] | ctrl | 2050 | 0.028293
5.3 Methanol from biogas & H2 | Methanol from biogas and hydrogen | Energy/technical data | Electricity [MWh/ton-methanol] | MWh/ton-methanol |  | D | [1] | Lower | 2020 | 0.9
5.3 Methanol from biogas & H2 | Methanol from biogas and hydrogen | Energy/technical data | Electricity [MWh/ton-methanol] | MWh/ton-methanol |  | D | [1] | Lower | 2050 | 0.9
5.3 Methanol from biogas & H2 | Methanol from biogas and hydrogen | Energy/technical data | Electricity [MWh/ton-methanol] | MWh/ton-methanol |  | D | [1] | Upper | 2020 | 1.1
5.3 Methanol from biogas & H2 | Methanol from biogas and hydrogen | Energy/technical data | Electricity [MWh/ton-methanol] | MWh/ton-methanol |  | D | [1] | Upper | 2050 | 1.1
5.3 Methanol from biogas & H2 | Methanol from biogas and hydrogen | Energy/technical data | Electricity [MWh/ton-methanol] | MWh/ton-methanol |  | D | [1] | ctrl | 2020 | 0.34
5.3 Methanol from biogas & H2 | Methanol from biogas and hydrogen | Energy/technical data | Electricity [MWh/ton-methanol] | MWh/ton-methanol |  | D | [1] | ctrl | 2025 | 0.34
5.3 Methanol from biogas & H2 | Methanol from biogas and hydrogen | Energy/technical data | Electricity [MWh/ton-methanol] | MWh/ton-methanol |  | D | [1] | ctrl | 2030 | 0.34
5.3 Methanol from biogas & H2 | Methanol from biogas and hydrogen | Energy/technical data | Electricity [MWh/ton-methanol] | MWh/ton-methanol |  | D | [1] | ctrl | 2040 | 0.34
5.3 Methanol from biogas & H2 | Methanol from biogas and hydrogen | Energy/technical data | Electricity [MWh/ton-methanol] | MWh/ton-methanol |  | D | [1] | ctrl | 2050 | 0.34
5.3 Methanol from biogas & H2 | Methanol from biogas and hydrogen | Energy/technical data | Forced outage [%] | pct. |  | J. | [1] | ctrl | 2020 | 5
5.3 Methanol from biogas & H2 | Methanol from biogas and hydrogen | Energy/technical data | Forced outage [%] | pct. |  | J. | [1] | ctrl | 2025 | 4
5.3 Methanol from biogas & H2 | Methanol from biogas and hydrogen | Energy/technical data | Forced outage [%] | pct. |  | J. | [1] | ctrl | 2030 | 3
5.3 Methanol from biogas & H2 | Methanol from biogas and hydrogen | Energy/technical data | Forced outage [%] | pct. |  | J. | [1] | ctrl | 2040 | 3
5.3 Methanol from biogas & H2 | Methanol from biogas and hydrogen | Energy/technical data | Forced outage [%] | pct. |  | J. | [1] | ctrl | 2050 | 2
5.3 Methanol from biogas & H2 | Methanol from biogas and hydrogen | Energy/technical data | Heat loss [MWh/MWh total input] | MWh/MWhtotalinput |  | I. | [1] | Lower | 2020 | 0.9
5.3 Methanol from biogas & H2 | Methanol from biogas and hydrogen | Energy/technical data | Heat loss [MWh/MWh total input] | MWh/MWhtotalinput |  | I. | [1] | Lower | 2050 | 0.9
5.3 Methanol from biogas & H2 | Methanol from biogas and hydrogen | Energy/technical data | Heat loss [MWh/MWh total input] | MWh/MWhtotalinput |  | I. | [1] | Upper | 2020 | 1
5.3 Methanol from biogas & H2 | Methanol from biogas and hydrogen | Energy/technical data | Heat loss [MWh/MWh total input] | MWh/MWhtotalinput |  | I. | [1] | Upper | 2050 | 1
5.3 Methanol from biogas & H2 | Methanol from biogas and hydrogen | Energy/technical data | Heat loss [MWh/MWh total input] | MWh/MWhtotalinput |  | I. | [1] | ctrl | 2020 | 0.19098
5.3 Methanol from biogas & H2 | Methanol from biogas and hydrogen | Energy/technical data | Heat loss [MWh/MWh total input] | MWh/MWhtotalinput |  | I. | [1] | ctrl | 2025 | 0.19098
5.3 Methanol from biogas & H2 | Methanol from biogas and hydrogen | Energy/technical data | Heat loss [MWh/MWh total input] | MWh/MWhtotalinput |  | I. | [1] | ctrl | 2030 | 0.19098
5.3 Methanol from biogas & H2 | Methanol from biogas and hydrogen | Energy/technical data | Heat loss [MWh/MWh total input] | MWh/MWhtotalinput |  | I. | [1] | ctrl | 2040 | 0.19098
5.3 Methanol from biogas & H2 | Methanol from biogas and hydrogen | Energy/technical data | Heat loss [MWh/MWh total input] | MWh/MWhtotalinput |  | I. | [1] | ctrl | 2050 | 0.19098
5.3 Methanol from biogas & H2 | Methanol from biogas and hydrogen | Energy/technical data | Hydrogen [MWh/ton-methanol] | MWh/ton-methanol |  | C | [1] | Lower | 2020 | 1
5.3 Methanol from biogas & H2 | Methanol from biogas and hydrogen | Energy/technical data | Hydrogen [MWh/ton-methanol] | MWh/ton-methanol |  | C | [1] | Lower | 2050 | 1
5.3 Methanol from biogas & H2 | Methanol from biogas and hydrogen | Energy/technical data | Hydrogen [MWh/ton-methanol] | MWh/ton-methanol |  | C | [1] | Upper | 2020 | 1
5.3 Methanol from biogas & H2 | Methanol from biogas and hydrogen | Energy/technical data | Hydrogen [MWh/ton-methanol] | MWh/ton-methanol |  | C | [1] | Upper | 2050 | 1
5.3 Methanol from biogas & H2 | Methanol from biogas and hydrogen | Energy/technical data | Hydrogen [MWh/ton-methanol] | MWh/ton-methanol |  | C | [1] | ctrl | 2020 | 2.48
5.3 Methanol from biogas & H2 | Methanol from biogas and hydrogen | Energy/technical data | Hydrogen [MWh/ton-methanol] | MWh/ton-methanol |  | C | [1] | ctrl | 2025 | 2.48
5.3 Methanol from biogas & H2 | Methanol from biogas and hydrogen | Energy/technical data | Hydrogen [MWh/ton-methanol] | MWh/ton-methanol |  | C | [1] | ctrl | 2030 | 2.48
5.3 Methanol from biogas & H2 | Methanol from biogas and hydrogen | Energy/technical data | Hydrogen [MWh/ton-methanol] | MWh/ton-methanol |  | C | [1] | ctrl | 2040 | 2.48
5.3 Methanol from biogas & H2 | Methanol from biogas and hydrogen | Energy/technical data | Hydrogen [MWh/ton-methanol] | MWh/ton-methanol |  | C | [1] | ctrl | 2050 | 2.48
5.3 Methanol from biogas & H2 | Methanol from biogas and hydrogen | Energy/technical data | Hydrogen [ton/ton-methanol] | ton/ton-methanol |  | C | [1] | Lower | 2020 | 1
5.3 Methanol from biogas & H2 | Methanol from biogas and hydrogen | Energy/technical data | Hydrogen [ton/ton-methanol] | ton/ton-methanol |  | C | [1] | Lower | 2050 | 1
5.3 Methanol from biogas & H2 | Methanol from biogas and hydrogen | Energy/technical data | Hydrogen [ton/ton-methanol] | ton/ton-methanol |  | C | [1] | Upper | 2020 | 1
5.3 Methanol from biogas & H2 | Methanol from biogas and hydrogen | Energy/technical data | Hydrogen [ton/ton-methanol] | ton/ton-methanol |  | C | [1] | Upper | 2050 | 1
5.3 Methanol from biogas & H2 | Methanol from biogas and hydrogen | Energy/technical data | Hydrogen [ton/ton-methanol] | ton/ton-methanol |  | C | [1] | ctrl | 2020 | 0.074474
5.3 Methanol from biogas & H2 | Methanol from biogas and hydrogen | Energy/technical data | Hydrogen [ton/ton-methanol] | ton/ton-methanol |  | C | [1] | ctrl | 2025 | 0.074474
5.3 Methanol from biogas & H2 | Methanol from biogas and hydrogen | Energy/technical data | Hydrogen [ton/ton-methanol] | ton/ton-methanol |  | C | [1] | ctrl | 2030 | 0.074474
5.3 Methanol from biogas & H2 | Methanol from biogas and hydrogen | Energy/technical data | Hydrogen [ton/ton-methanol] | ton/ton-methanol |  | C | [1] | ctrl | 2040 | 0.074474
5.3 Methanol from biogas & H2 | Methanol from biogas and hydrogen | Energy/technical data | Hydrogen [ton/ton-methanol] | ton/ton-methanol |  | C | [1] | ctrl | 2050 | 0.074474
5.3 Methanol from biogas & H2 | Methanol from biogas and hydrogen | Energy/technical data | Methanol [MWh/MWh total input] | MWh/MWhtotalinput |  | F. | [1] | Lower | 2020 | 1
5.3 Methanol from biogas & H2 | Methanol from biogas and hydrogen | Energy/technical data | Methanol [MWh/MWh total input] | MWh/MWhtotalinput |  | F. | [1] | Lower | 2050 | 1
5.3 Methanol from biogas & H2 | Methanol from biogas and hydrogen | Energy/technical data | Methanol [MWh/MWh total input] | MWh/MWhtotalinput |  | F. | [1] | Upper | 2020 | 1.1
5.3 Methanol from biogas & H2 | Methanol from biogas and hydrogen | Energy/technical data | Methanol [MWh/MWh total input] | MWh/MWhtotalinput |  | F. | [1] | Upper | 2050 | 1.1
5.3 Methanol from biogas & H2 | Methanol from biogas and hydrogen | Energy/technical data | Methanol [MWh/MWh total input] | MWh/MWhtotalinput |  | F. | [1] | ctrl | 2020 | 0.78199
5.3 Methanol from biogas & H2 | Methanol from biogas and hydrogen | Energy/technical data | Methanol [MWh/MWh total input] | MWh/MWhtotalinput |  | F. | [1] | ctrl | 2025 | 0.78199
5.3 Methanol from biogas & H2 | Methanol from biogas and hydrogen | Energy/technical data | Methanol [MWh/MWh total input] | MWh/MWhtotalinput |  | F. | [1] | ctrl | 2030 | 0.78199
5.3 Methanol from biogas & H2 | Methanol from biogas and hydrogen | Energy/technical data | Methanol [MWh/MWh total input] | MWh/MWhtotalinput |  | F. | [1] | ctrl | 2040 | 0.78199
5.3 Methanol from biogas & H2 | Methanol from biogas and hydrogen | Energy/technical data | Methanol [MWh/MWh total input] | MWh/MWhtotalinput |  | F. | [1] | ctrl | 2050 | 0.78199
5.3 Methanol from biogas & H2 | Methanol from biogas and hydrogen | Energy/technical data | Net steam [MWh/ton-methanol] | MWh/ton-methanol |  | E | [1] | Lower | 2020 | 0.9
5.3 Methanol from biogas & H2 | Methanol from biogas and hydrogen | Energy/technical data | Net steam [MWh/ton-methanol] | MWh/ton-methanol |  | E | [1] | Lower | 2050 | 0.9
5.3 Methanol from biogas & H2 | Methanol from biogas and hydrogen | Energy/technical data | Net steam [MWh/ton-methanol] | MWh/ton-methanol |  | E | [1] | Upper | 2020 | 1.1
5.3 Methanol from biogas & H2 | Methanol from biogas and hydrogen | Energy/technical data | Net steam [MWh/ton-methanol] | MWh/ton-methanol |  | E | [1] | Upper | 2050 | 1.1
5.3 Methanol from biogas & H2 | Methanol from biogas and hydrogen | Energy/technical data | Net steam [MWh/ton-methanol] | MWh/ton-methanol |  | E | [1] | ctrl | 2020 | 0.153
5.3 Methanol from biogas & H2 | Methanol from biogas and hydrogen | Energy/technical data | Net steam [MWh/ton-methanol] | MWh/ton-methanol |  | E | [1] | ctrl | 2025 | 0.153
5.3 Methanol from biogas & H2 | Methanol from biogas and hydrogen | Energy/technical data | Net steam [MWh/ton-methanol] | MWh/ton-methanol |  | E | [1] | ctrl | 2030 | 0.153
5.3 Methanol from biogas & H2 | Methanol from biogas and hydrogen | Energy/technical data | Net steam [MWh/ton-methanol] | MWh/ton-methanol |  | E | [1] | ctrl | 2040 | 0.153
5.3 Methanol from biogas & H2 | Methanol from biogas and hydrogen | Energy/technical data | Net steam [MWh/ton-methanol] | MWh/ton-methanol |  | E | [1] | ctrl | 2050 | 0.153
5.3 Methanol from biogas & H2 | Methanol from biogas and hydrogen | Energy/technical data | Oxygen [ton/ton-methanol] | ton/ton-methanol |  |  | [1] | Lower | 2020 | 1
5.3 Methanol from biogas & H2 | Methanol from biogas and hydrogen | Energy/technical data | Oxygen [ton/ton-methanol] | ton/ton-methanol |  |  | [1] | Lower | 2050 | 1
5.3 Methanol from biogas & H2 | Methanol from biogas and hydrogen | Energy/technical data | Oxygen [ton/ton-methanol] | ton/ton-methanol |  |  | [1] | Upper | 2020 | 1
5.3 Methanol from biogas & H2 | Methanol from biogas and hydrogen | Energy/technical data | Oxygen [ton/ton-methanol] | ton/ton-methanol |  |  | [1] | Upper | 2050 | 1
5.3 Methanol from biogas & H2 | Methanol from biogas and hydrogen | Energy/technical data | Oxygen [ton/ton-methanol] | ton/ton-methanol |  |  | [1] | ctrl | 2020 | 0.42871
5.3 Methanol from biogas & H2 | Methanol from biogas and hydrogen | Energy/technical data | Oxygen [ton/ton-methanol] | ton/ton-methanol |  |  | [1] | ctrl | 2025 | 0.42871
5.3 Methanol from biogas & H2 | Methanol from biogas and hydrogen | Energy/technical data | Oxygen [ton/ton-methanol] | ton/ton-methanol |  |  | [1] | ctrl | 2030 | 0.42871
5.3 Methanol from biogas & H2 | Methanol from biogas and hydrogen | Energy/technical data | Oxygen [ton/ton-methanol] | ton/ton-methanol |  |  | [1] | ctrl | 2040 | 0.42871
5.3 Methanol from biogas & H2 | Methanol from biogas and hydrogen | Energy/technical data | Oxygen [ton/ton-methanol] | ton/ton-methanol |  |  | [1] | ctrl | 2050 | 0.42871
5.3 Methanol from biogas & H2 | Methanol from biogas and hydrogen | Energy/technical data | Planned outage [weeks per year] | weeks/year |  | J. | [1] | ctrl | 2020 | 3
5.3 Methanol from biogas & H2 | Methanol from biogas and hydrogen | Energy/technical data | Planned outage [weeks per year] | weeks/year |  | J. | [1] | ctrl | 2025 | 3
5.3 Methanol from biogas & H2 | Methanol from biogas and hydrogen | Energy/technical data | Planned outage [weeks per year] | weeks/year |  | J. | [1] | ctrl | 2030 | 3
5.3 Methanol from biogas & H2 | Methanol from biogas and hydrogen | Energy/technical data | Planned outage [weeks per year] | weeks/year |  | J. | [1] | ctrl | 2040 | 3
5.3 Methanol from biogas & H2 | Methanol from biogas and hydrogen | Energy/technical data | Planned outage [weeks per year] | weeks/year |  | J. | [1] | ctrl | 2050 | 3
5.3 Methanol from biogas & H2 | Methanol from biogas and hydrogen | Energy/technical data | Technical lifetime [years] | years |  | J. | [1] | ctrl | 2020 | 25
5.3 Methanol from biogas & H2 | Methanol from biogas and hydrogen | Energy/technical data | Technical lifetime [years] | years |  | J. | [1] | ctrl | 2025 | 25
5.3 Methanol from biogas & H2 | Methanol from biogas and hydrogen | Energy/technical data | Technical lifetime [years] | years |  | J. | [1] | ctrl | 2030 | 25
5.3 Methanol from biogas & H2 | Methanol from biogas and hydrogen | Energy/technical data | Technical lifetime [years] | years |  | J. | [1] | ctrl | 2040 | 25
5.3 Methanol from biogas & H2 | Methanol from biogas and hydrogen | Energy/technical data | Technical lifetime [years] | years |  | J. | [1] | ctrl | 2050 | 25
5.3 Methanol from biogas & H2 | Methanol from biogas and hydrogen | Energy/technical data | Typical total plant size [MW-methanol] | MW-methanol |  |  |  | ctrl | 2020 | 0.69804
5.3 Methanol from biogas & H2 | Methanol from biogas and hydrogen | Energy/technical data | Typical total plant size [MW-methanol] | MW-methanol |  |  |  | ctrl | 2025 | 0.69804
5.3 Methanol from biogas & H2 | Methanol from biogas and hydrogen | Energy/technical data | Typical total plant size [MW-methanol] | MW-methanol |  |  |  | ctrl | 2030 | 6.9804
5.3 Methanol from biogas & H2 | Methanol from biogas and hydrogen | Energy/technical data | Typical total plant size [MW-methanol] | MW-methanol |  |  |  | ctrl | 2040 | 38.78
5.3 Methanol from biogas & H2 | Methanol from biogas and hydrogen | Energy/technical data | Typical total plant size [MW-methanol] | MW-methanol |  |  |  | ctrl | 2050 | 38.78
5.3 Methanol from biogas & H2 | Methanol from biogas and hydrogen | Energy/technical data | Typical total plant size [TPD] | TPD |  | A |  | ctrl | 2020 | 3.024
5.3 Methanol from biogas & H2 | Methanol from biogas and hydrogen | Energy/technical data | Typical total plant size [TPD] | TPD |  | A |  | ctrl | 2025 | 3.024
5.3 Methanol from biogas & H2 | Methanol from biogas and hydrogen | Energy/technical data | Typical total plant size [TPD] | TPD |  | A |  | ctrl | 2030 | 30.24
5.3 Methanol from biogas & H2 | Methanol from biogas and hydrogen | Energy/technical data | Typical total plant size [TPD] | TPD |  | A |  | ctrl | 2040 | 168
5.3 Methanol from biogas & H2 | Methanol from biogas and hydrogen | Energy/technical data | Typical total plant size [TPD] | TPD |  | A |  | ctrl | 2050 | 168
5.3 Methanol from biogas & H2 | Methanol from biogas and hydrogen | Energy/technical data | Water [ton/ton-methanol] | ton/ton-methanol |  | J. | [1] | Lower | 2020 | 1
5.3 Methanol from biogas & H2 | Methanol from biogas and hydrogen | Energy/technical data | Water [ton/ton-methanol] | ton/ton-methanol |  | J. | [1] | Lower | 2050 | 1
5.3 Methanol from biogas & H2 | Methanol from biogas and hydrogen | Energy/technical data | Water [ton/ton-methanol] | ton/ton-methanol |  | J. | [1] | Upper | 2020 | 1
5.3 Methanol from biogas & H2 | Methanol from biogas and hydrogen | Energy/technical data | Water [ton/ton-methanol] | ton/ton-methanol |  | J. | [1] | Upper | 2050 | 1
5.3 Methanol from biogas & H2 | Methanol from biogas and hydrogen | Energy/technical data | Water [ton/ton-methanol] | ton/ton-methanol |  | J. | [1] | ctrl | 2020 | 0.30276
5.3 Methanol from biogas & H2 | Methanol from biogas and hydrogen | Energy/technical data | Water [ton/ton-methanol] | ton/ton-methanol |  | J. | [1] | ctrl | 2025 | 0.30276
5.3 Methanol from biogas & H2 | Methanol from biogas and hydrogen | Energy/technical data | Water [ton/ton-methanol] | ton/ton-methanol |  | J. | [1] | ctrl | 2030 | 0.30276
5.3 Methanol from biogas & H2 | Methanol from biogas and hydrogen | Energy/technical data | Water [ton/ton-methanol] | ton/ton-methanol |  | J. | [1] | ctrl | 2040 | 0.30276
5.3 Methanol from biogas & H2 | Methanol from biogas and hydrogen | Energy/technical data | Water [ton/ton-methanol] | ton/ton-methanol |  | J. | [1] | ctrl | 2050 | 0.30276
5.3 Methanol from biogas & H2 | Methanol from biogas and hydrogen | Financial data | - equipment [%] | pct. |  | J. | [1] | ctrl | 2020 | 80
5.3 Methanol from biogas & H2 | Methanol from biogas and hydrogen | Financial data | - equipment [%] | pct. |  | J. | [1] | ctrl | 2025 | 80
5.3 Methanol from biogas & H2 | Methanol from biogas and hydrogen | Financial data | - equipment [%] | pct. |  | J. | [1] | ctrl | 2030 | 80
5.3 Methanol from biogas & H2 | Methanol from biogas and hydrogen | Financial data | - equipment [%] | pct. |  | J. | [1] | ctrl | 2040 | 80
5.3 Methanol from biogas & H2 | Methanol from biogas and hydrogen | Financial data | - equipment [%] | pct. |  | J. | [1] | ctrl | 2050 | 80
5.3 Methanol from biogas & H2 | Methanol from biogas and hydrogen | Financial data | - installation [%] | pct. |  | J. | [1] | ctrl | 2020 | 20
5.3 Methanol from biogas & H2 | Methanol from biogas and hydrogen | Financial data | - installation [%] | pct. |  | J. | [1] | ctrl | 2025 | 20
5.3 Methanol from biogas & H2 | Methanol from biogas and hydrogen | Financial data | - installation [%] | pct. |  | J. | [1] | ctrl | 2030 | 20
5.3 Methanol from biogas & H2 | Methanol from biogas and hydrogen | Financial data | - installation [%] | pct. |  | J. | [1] | ctrl | 2040 | 20
5.3 Methanol from biogas & H2 | Methanol from biogas and hydrogen | Financial data | - installation [%] | pct. |  | J. | [1] | ctrl | 2050 | 20
5.3 Methanol from biogas & H2 | Methanol from biogas and hydrogen | Financial data | Fixed O&M [k€/[MW-methanol/year]] | k€/[MW-methanol/year |  | K. | [1] | Lower | 2020 | 0.5
5.3 Methanol from biogas & H2 | Methanol from biogas and hydrogen | Financial data | Fixed O&M [k€/[MW-methanol/year]] | k€/[MW-methanol/year |  | K. | [1] | Lower | 2050 | 0.5
5.3 Methanol from biogas & H2 | Methanol from biogas and hydrogen | Financial data | Fixed O&M [k€/[MW-methanol/year]] | k€/[MW-methanol/year |  | K. | [1] | Upper | 2020 | 1.5
5.3 Methanol from biogas & H2 | Methanol from biogas and hydrogen | Financial data | Fixed O&M [k€/[MW-methanol/year]] | k€/[MW-methanol/year |  | K. | [1] | Upper | 2050 | 1.5
5.3 Methanol from biogas & H2 | Methanol from biogas and hydrogen | Financial data | Fixed O&M [k€/[MW-methanol/year]] | k€/[MW-methanol/year |  | K. | [1] | ctrl | 2020 | 114.6066
5.3 Methanol from biogas & H2 | Methanol from biogas and hydrogen | Financial data | Fixed O&M [k€/[MW-methanol/year]] | k€/[MW-methanol/year |  | K. | [1] | ctrl | 2025 | 114.6066
5.3 Methanol from biogas & H2 | Methanol from biogas and hydrogen | Financial data | Fixed O&M [k€/[MW-methanol/year]] | k€/[MW-methanol/year |  | K. | [1] | ctrl | 2030 | 91.6853
5.3 Methanol from biogas & H2 | Methanol from biogas and hydrogen | Financial data | Fixed O&M [k€/[MW-methanol/year]] | k€/[MW-methanol/year |  | K. | [1] | ctrl | 2040 | 87.6741
5.3 Methanol from biogas & H2 | Methanol from biogas and hydrogen | Financial data | Fixed O&M [k€/[MW-methanol/year]] | k€/[MW-methanol/year |  | K. | [1] | ctrl | 2050 | 87.6741
5.3 Methanol from biogas & H2 | Methanol from biogas and hydrogen | Financial data | Specific investment [M€/MW-methanol] | M€/MW-methanol |  | J. | [1] | Lower | 2020 | 0.5
5.3 Methanol from biogas & H2 | Methanol from biogas and hydrogen | Financial data | Specific investment [M€/MW-methanol] | M€/MW-methanol |  | J. | [1] | Lower | 2050 | 0.5
5.3 Methanol from biogas & H2 | Methanol from biogas and hydrogen | Financial data | Specific investment [M€/MW-methanol] | M€/MW-methanol |  | J. | [1] | Upper | 2020 | 1.5
5.3 Methanol from biogas & H2 | Methanol from biogas and hydrogen | Financial data | Specific investment [M€/MW-methanol] | M€/MW-methanol |  | J. | [1] | Upper | 2050 | 1.5
5.3 Methanol from biogas & H2 | Methanol from biogas and hydrogen | Financial data | Specific investment [M€/MW-methanol] | M€/MW-methanol |  | J. | [1] | ctrl | 2020 | 2.8652
5.3 Methanol from biogas & H2 | Methanol from biogas and hydrogen | Financial data | Specific investment [M€/MW-methanol] | M€/MW-methanol |  | J. | [1] | ctrl | 2025 | 2.8652
5.3 Methanol from biogas & H2 | Methanol from biogas and hydrogen | Financial data | Specific investment [M€/MW-methanol] | M€/MW-methanol |  | J. | [1] | ctrl | 2030 | 2.2921
5.3 Methanol from biogas & H2 | Methanol from biogas and hydrogen | Financial data | Specific investment [M€/MW-methanol] | M€/MW-methanol |  | J. | [1] | ctrl | 2040 | 2.1919
5.3 Methanol from biogas & H2 | Methanol from biogas and hydrogen | Financial data | Specific investment [M€/MW-methanol] | M€/MW-methanol |  | J. | [1] | ctrl | 2050 | 2.1919
5.3 Methanol from biogas & H2 | Methanol from biogas and hydrogen | Financial data | Start up [M€/MW-methanol] | M€/MW-methanol |  |  |  | ctrl | 2020 | 0
5.3 Methanol from biogas & H2 | Methanol from biogas and hydrogen | Financial data | Start up [M€/MW-methanol] | M€/MW-methanol |  |  |  | ctrl | 2025 | 0
5.3 Methanol from biogas & H2 | Methanol from biogas and hydrogen | Financial data | Start up [M€/MW-methanol] | M€/MW-methanol |  |  |  | ctrl | 2030 | 0
5.3 Methanol from biogas & H2 | Methanol from biogas and hydrogen | Financial data | Start up [M€/MW-methanol] | M€/MW-methanol |  |  |  | ctrl | 2040 | 0
5.3 Methanol from biogas & H2 | Methanol from biogas and hydrogen | Financial data | Start up [M€/MW-methanol] | M€/MW-methanol |  |  |  | ctrl | 2050 | 0
5.3 Methanol from biogas & H2 | Methanol from biogas and hydrogen | Financial data | Variable O&M [€/MWh-methanol] | €/MWh-methanol |  | L. | [1] | Lower | 2020 | 0.5
5.3 Methanol from biogas & H2 | Methanol from biogas and hydrogen | Financial data | Variable O&M [€/MWh-methanol] | €/MWh-methanol |  | L. | [1] | Lower | 2050 | 0.5
5.3 Methanol from biogas & H2 | Methanol from biogas and hydrogen | Financial data | Variable O&M [€/MWh-methanol] | €/MWh-methanol |  | L. | [1] | Upper | 2020 | 1.5
5.3 Methanol from biogas & H2 | Methanol from biogas and hydrogen | Financial data | Variable O&M [€/MWh-methanol] | €/MWh-methanol |  | L. | [1] | Upper | 2050 | 1.5
5.3 Methanol from biogas & H2 | Methanol from biogas and hydrogen | Financial data | Variable O&M [€/MWh-methanol] | €/MWh-methanol |  | L. | [1] | ctrl | 2020 | 4.917
5.3 Methanol from biogas & H2 | Methanol from biogas and hydrogen | Financial data | Variable O&M [€/MWh-methanol] | €/MWh-methanol |  | L. | [1] | ctrl | 2025 | 4.917
5.3 Methanol from biogas & H2 | Methanol from biogas and hydrogen | Financial data | Variable O&M [€/MWh-methanol] | €/MWh-methanol |  | L. | [1] | ctrl | 2030 | 3.9336
5.3 Methanol from biogas & H2 | Methanol from biogas and hydrogen | Financial data | Variable O&M [€/MWh-methanol] | €/MWh-methanol |  | L. | [1] | ctrl | 2040 | 3.7615
5.3 Methanol from biogas & H2 | Methanol from biogas and hydrogen | Financial data | Variable O&M [€/MWh-methanol] | €/MWh-methanol |  | L. | [1] | ctrl | 2050 | 3.7615
5.3 Methanol from biogas & H2 | Methanol from biogas and hydrogen | Technology-specific data | - equipment [%] | pct. |  |  | [1] | ctrl | 2020 | 80
5.3 Methanol from biogas & H2 | Methanol from biogas and hydrogen | Technology-specific data | - equipment [%] | pct. |  |  | [1] | ctrl | 2025 | 80
5.3 Methanol from biogas & H2 | Methanol from biogas and hydrogen | Technology-specific data | - equipment [%] | pct. |  |  | [1] | ctrl | 2030 | 80
5.3 Methanol from biogas & H2 | Methanol from biogas and hydrogen | Technology-specific data | - equipment [%] | pct. |  |  | [1] | ctrl | 2040 | 80
5.3 Methanol from biogas & H2 | Methanol from biogas and hydrogen | Technology-specific data | - equipment [%] | pct. |  |  | [1] | ctrl | 2050 | 80
5.3 Methanol from biogas & H2 | Methanol from biogas and hydrogen | Technology-specific data | - installation [%] | pct. |  |  | [1] | ctrl | 2020 | 20
5.3 Methanol from biogas & H2 | Methanol from biogas and hydrogen | Technology-specific data | - installation [%] | pct. |  |  | [1] | ctrl | 2025 | 20
5.3 Methanol from biogas & H2 | Methanol from biogas and hydrogen | Technology-specific data | - installation [%] | pct. |  |  | [1] | ctrl | 2030 | 20
5.3 Methanol from biogas & H2 | Methanol from biogas and hydrogen | Technology-specific data | - installation [%] | pct. |  |  | [1] | ctrl | 2040 | 20
5.3 Methanol from biogas & H2 | Methanol from biogas and hydrogen | Technology-specific data | - installation [%] | pct. |  |  | [1] | ctrl | 2050 | 20
5.3 Methanol from biogas & H2 | Methanol from biogas and hydrogen | Technology-specific data | Fixed O&M [M€/[1,000 TPD/year]] | M€/[1,000TPD/year |  | K. | [1] | Lower | 2020 | 0.5
5.3 Methanol from biogas & H2 | Methanol from biogas and hydrogen | Technology-specific data | Fixed O&M [M€/[1,000 TPD/year]] | M€/[1,000TPD/year |  | K. | [1] | Lower | 2050 | 0.5
5.3 Methanol from biogas & H2 | Methanol from biogas and hydrogen | Technology-specific data | Fixed O&M [M€/[1,000 TPD/year]] | M€/[1,000TPD/year |  | K. | [1] | Upper | 2020 | 1.5
5.3 Methanol from biogas & H2 | Methanol from biogas and hydrogen | Technology-specific data | Fixed O&M [M€/[1,000 TPD/year]] | M€/[1,000TPD/year |  | K. | [1] | Upper | 2050 | 1.5
5.3 Methanol from biogas & H2 | Methanol from biogas and hydrogen | Technology-specific data | Fixed O&M [M€/[1,000 TPD/year]] | M€/[1,000TPD/year |  | K. | [1] | ctrl | 2020 | 26.455
5.3 Methanol from biogas & H2 | Methanol from biogas and hydrogen | Technology-specific data | Fixed O&M [M€/[1,000 TPD/year]] | M€/[1,000TPD/year |  | K. | [1] | ctrl | 2025 | 26.455
5.3 Methanol from biogas & H2 | Methanol from biogas and hydrogen | Technology-specific data | Fixed O&M [M€/[1,000 TPD/year]] | M€/[1,000TPD/year |  | K. | [1] | ctrl | 2030 | 21.164
5.3 Methanol from biogas & H2 | Methanol from biogas and hydrogen | Technology-specific data | Fixed O&M [M€/[1,000 TPD/year]] | M€/[1,000TPD/year |  | K. | [1] | ctrl | 2040 | 20.2381
5.3 Methanol from biogas & H2 | Methanol from biogas and hydrogen | Technology-specific data | Fixed O&M [M€/[1,000 TPD/year]] | M€/[1,000TPD/year |  | K. | [1] | ctrl | 2050 | 20.2381
5.3 Methanol from biogas & H2 | Methanol from biogas and hydrogen | Technology-specific data | Specific energy methanol content [GJ/ton-methanol] | GJ/ton-methanol |  |  |  | ctrl | 2020 | 19.9
5.3 Methanol from biogas & H2 | Methanol from biogas and hydrogen | Technology-specific data | Specific energy methanol content [GJ/ton-methanol] | GJ/ton-methanol |  |  |  | ctrl | 2025 | 19.9
5.3 Methanol from biogas & H2 | Methanol from biogas and hydrogen | Technology-specific data | Specific energy methanol content [GJ/ton-methanol] | GJ/ton-methanol |  |  |  | ctrl | 2030 | 19.9
5.3 Methanol from biogas & H2 | Methanol from biogas and hydrogen | Technology-specific data | Specific energy methanol content [GJ/ton-methanol] | GJ/ton-methanol |  |  |  | ctrl | 2040 | 19.9
5.3 Methanol from biogas & H2 | Methanol from biogas and hydrogen | Technology-specific data | Specific energy methanol content [GJ/ton-methanol] | GJ/ton-methanol |  |  |  | ctrl | 2050 | 19.9
5.3 Methanol from biogas & H2 | Methanol from biogas and hydrogen | Technology-specific data | Specific investment [M€/TPD] | M€/TPD |  | J. | [1] | Lower | 2020 | 0.5
5.3 Methanol from biogas & H2 | Methanol from biogas and hydrogen | Technology-specific data | Specific investment [M€/TPD] | M€/TPD |  | J. | [1] | Lower | 2050 | 0.5
5.3 Methanol from biogas & H2 | Methanol from biogas and hydrogen | Technology-specific data | Specific investment [M€/TPD] | M€/TPD |  | J. | [1] | Upper | 2020 | 1.5
5.3 Methanol from biogas & H2 | Methanol from biogas and hydrogen | Technology-specific data | Specific investment [M€/TPD] | M€/TPD |  | J. | [1] | Upper | 2050 | 1.5
5.3 Methanol from biogas & H2 | Methanol from biogas and hydrogen | Technology-specific data | Specific investment [M€/TPD] | M€/TPD |  | J. | [1] | ctrl | 2020 | 0.66138
5.3 Methanol from biogas & H2 | Methanol from biogas and hydrogen | Technology-specific data | Specific investment [M€/TPD] | M€/TPD |  | J. | [1] | ctrl | 2025 | 0.66138
5.3 Methanol from biogas & H2 | Methanol from biogas and hydrogen | Technology-specific data | Specific investment [M€/TPD] | M€/TPD |  | J. | [1] | ctrl | 2030 | 0.5291
5.3 Methanol from biogas & H2 | Methanol from biogas and hydrogen | Technology-specific data | Specific investment [M€/TPD] | M€/TPD |  | J. | [1] | ctrl | 2040 | 0.50595
5.3 Methanol from biogas & H2 | Methanol from biogas and hydrogen | Technology-specific data | Specific investment [M€/TPD] | M€/TPD |  | J. | [1] | ctrl | 2050 | 0.50595
5.3 Methanol from biogas & H2 | Methanol from biogas and hydrogen | Technology-specific data | Specific methanol density [kg/l] or [ton/m3] | kg/l |  |  |  | ctrl | 2020 | 0.79
5.3 Methanol from biogas & H2 | Methanol from biogas and hydrogen | Technology-specific data | Specific methanol density [kg/l] or [ton/m3] | kg/l |  |  |  | ctrl | 2025 | 0.79
5.3 Methanol from biogas & H2 | Methanol from biogas and hydrogen | Technology-specific data | Specific methanol density [kg/l] or [ton/m3] | kg/l |  |  |  | ctrl | 2030 | 0.79
5.3 Methanol from biogas & H2 | Methanol from biogas and hydrogen | Technology-specific data | Specific methanol density [kg/l] or [ton/m3] | kg/l |  |  |  | ctrl | 2040 | 0.79
5.3 Methanol from biogas & H2 | Methanol from biogas and hydrogen | Technology-specific data | Specific methanol density [kg/l] or [ton/m3] | kg/l |  |  |  | ctrl | 2050 | 0.79
5.3 Methanol from biogas & H2 | Methanol from biogas and hydrogen | Technology-specific data | Start up [M€/TPD] | M€/TPD |  |  |  | ctrl | 2020 | 0
5.3 Methanol from biogas & H2 | Methanol from biogas and hydrogen | Technology-specific data | Start up [M€/TPD] | M€/TPD |  |  |  | ctrl | 2025 | 0
5.3 Methanol from biogas & H2 | Methanol from biogas and hydrogen | Technology-specific data | Start up [M€/TPD] | M€/TPD |  |  |  | ctrl | 2030 | 0
5.3 Methanol from biogas & H2 | Methanol from biogas and hydrogen | Technology-specific data | Start up [M€/TPD] | M€/TPD |  |  |  | ctrl | 2040 | 0
5.3 Methanol from biogas & H2 | Methanol from biogas and hydrogen | Technology-specific data | Start up [M€/TPD] | M€/TPD |  |  |  | ctrl | 2050 | 0
5.3 Methanol from biogas & H2 | Methanol from biogas and hydrogen | Technology-specific data | Variable O&M [M€/1,000 ton-methanol] | M€/1,000ton-methanol |  | L. | [1] | Lower | 2020 | 0.5
5.3 Methanol from biogas & H2 | Methanol from biogas and hydrogen | Technology-specific data | Variable O&M [M€/1,000 ton-methanol] | M€/1,000ton-methanol |  | L. | [1] | Lower | 2050 | 0.5
5.3 Methanol from biogas & H2 | Methanol from biogas and hydrogen | Technology-specific data | Variable O&M [M€/1,000 ton-methanol] | M€/1,000ton-methanol |  | L. | [1] | Upper | 2020 | 1.5
5.3 Methanol from biogas & H2 | Methanol from biogas and hydrogen | Technology-specific data | Variable O&M [M€/1,000 ton-methanol] | M€/1,000ton-methanol |  | L. | [1] | Upper | 2050 | 1.5
5.3 Methanol from biogas & H2 | Methanol from biogas and hydrogen | Technology-specific data | Variable O&M [M€/1,000 ton-methanol] | M€/1,000ton-methanol |  | L. | [1] | ctrl | 2020 | 0.02718
5.3 Methanol from biogas & H2 | Methanol from biogas and hydrogen | Technology-specific data | Variable O&M [M€/1,000 ton-methanol] | M€/1,000ton-methanol |  | L. | [1] | ctrl | 2025 | 0.02718
5.3 Methanol from biogas & H2 | Methanol from biogas and hydrogen | Technology-specific data | Variable O&M [M€/1,000 ton-methanol] | M€/1,000ton-methanol |  | L. | [1] | ctrl | 2030 | 0.021744
5.3 Methanol from biogas & H2 | Methanol from biogas and hydrogen | Technology-specific data | Variable O&M [M€/1,000 ton-methanol] | M€/1,000ton-methanol |  | L. | [1] | ctrl | 2040 | 0.020793
5.3 Methanol from biogas & H2 | Methanol from biogas and hydrogen | Technology-specific data | Variable O&M [M€/1,000 ton-methanol] | M€/1,000ton-methanol |  | L. | [1] | ctrl | 2050 | 0.020793
5.4 Hydrogen to Ammonia | Green Ammonia plant: Hydrogen to ammonia (excl. electrolyzer and excl. ASU) | Energy/technical data | Ammonia Output [MWh/MWh Total Input] | MWh/MWhTotalInput |  |  | [1] | Lower | 2020 | 0.98
5.4 Hydrogen to Ammonia | Green Ammonia plant: Hydrogen to ammonia (excl. electrolyzer and excl. ASU) | Energy/technical data | Ammonia Output [MWh/MWh Total Input] | MWh/MWhTotalInput |  |  | [1] | Lower | 2050 | 0.98
5.4 Hydrogen to Ammonia | Green Ammonia plant: Hydrogen to ammonia (excl. electrolyzer and excl. ASU) | Energy/technical data | Ammonia Output [MWh/MWh Total Input] | MWh/MWhTotalInput |  |  | [1] | Upper | 2020 | 1.02
5.4 Hydrogen to Ammonia | Green Ammonia plant: Hydrogen to ammonia (excl. electrolyzer and excl. ASU) | Energy/technical data | Ammonia Output [MWh/MWh Total Input] | MWh/MWhTotalInput |  |  | [1] | Upper | 2050 | 1.02
5.4 Hydrogen to Ammonia | Green Ammonia plant: Hydrogen to ammonia (excl. electrolyzer and excl. ASU) | Energy/technical data | Ammonia Output [MWh/MWh Total Input] | MWh/MWhTotalInput |  |  | [1] | ctrl | 2020 | 0.823
5.4 Hydrogen to Ammonia | Green Ammonia plant: Hydrogen to ammonia (excl. electrolyzer and excl. ASU) | Energy/technical data | Ammonia Output [MWh/MWh Total Input] | MWh/MWhTotalInput |  |  | [1] | ctrl | 2030 | 0.823
5.4 Hydrogen to Ammonia | Green Ammonia plant: Hydrogen to ammonia (excl. electrolyzer and excl. ASU) | Energy/technical data | Ammonia Output [MWh/MWh Total Input] | MWh/MWhTotalInput |  |  | [1] | ctrl | 2040 | 0.823
5.4 Hydrogen to Ammonia | Green Ammonia plant: Hydrogen to ammonia (excl. electrolyzer and excl. ASU) | Energy/technical data | Ammonia Output [MWh/MWh Total Input] | MWh/MWhTotalInput |  |  | [1] | ctrl | 2050 | 0.823
5.4 Hydrogen to Ammonia | Green Ammonia plant: Hydrogen to ammonia (excl. electrolyzer and excl. ASU) | Energy/technical data | Construction time [years] | years |  |  |  | ctrl | 2020 | 2
5.4 Hydrogen to Ammonia | Green Ammonia plant: Hydrogen to ammonia (excl. electrolyzer and excl. ASU) | Energy/technical data | Construction time [years] | years |  |  |  | ctrl | 2030 | 2
5.4 Hydrogen to Ammonia | Green Ammonia plant: Hydrogen to ammonia (excl. electrolyzer and excl. ASU) | Energy/technical data | Construction time [years] | years |  |  |  | ctrl | 2040 | 2
5.4 Hydrogen to Ammonia | Green Ammonia plant: Hydrogen to ammonia (excl. electrolyzer and excl. ASU) | Energy/technical data | Construction time [years] | years |  |  |  | ctrl | 2050 | 2
5.4 Hydrogen to Ammonia | Green Ammonia plant: Hydrogen to ammonia (excl. electrolyzer and excl. ASU) | Energy/technical data | District Heating Output [MWh/MWh Total input] | MWh/MWhTotalinput |  | E | [1] | Lower | 2020 | 0
5.4 Hydrogen to Ammonia | Green Ammonia plant: Hydrogen to ammonia (excl. electrolyzer and excl. ASU) | Energy/technical data | District Heating Output [MWh/MWh Total input] | MWh/MWhTotalinput |  | E | [1] | Lower | 2050 | 0
5.4 Hydrogen to Ammonia | Green Ammonia plant: Hydrogen to ammonia (excl. electrolyzer and excl. ASU) | Energy/technical data | District Heating Output [MWh/MWh Total input] | MWh/MWhTotalinput |  | E | [1] | Upper | 2020 | 1
5.4 Hydrogen to Ammonia | Green Ammonia plant: Hydrogen to ammonia (excl. electrolyzer and excl. ASU) | Energy/technical data | District Heating Output [MWh/MWh Total input] | MWh/MWhTotalinput |  | E | [1] | Upper | 2050 | 1
5.4 Hydrogen to Ammonia | Green Ammonia plant: Hydrogen to ammonia (excl. electrolyzer and excl. ASU) | Energy/technical data | District Heating Output [MWh/MWh Total input] | MWh/MWhTotalinput |  | E | [1] | ctrl | 2020 | 0.038
5.4 Hydrogen to Ammonia | Green Ammonia plant: Hydrogen to ammonia (excl. electrolyzer and excl. ASU) | Energy/technical data | District Heating Output [MWh/MWh Total input] | MWh/MWhTotalinput |  | E | [1] | ctrl | 2030 | 0.038
5.4 Hydrogen to Ammonia | Green Ammonia plant: Hydrogen to ammonia (excl. electrolyzer and excl. ASU) | Energy/technical data | District Heating Output [MWh/MWh Total input] | MWh/MWhTotalinput |  | E | [1] | ctrl | 2040 | 0.038
5.4 Hydrogen to Ammonia | Green Ammonia plant: Hydrogen to ammonia (excl. electrolyzer and excl. ASU) | Energy/technical data | District Heating Output [MWh/MWh Total input] | MWh/MWhTotalinput |  | E | [1] | ctrl | 2050 | 0.038
5.4 Hydrogen to Ammonia | Green Ammonia plant: Hydrogen to ammonia (excl. electrolyzer and excl. ASU) | Energy/technical data | Electricity Consumption [MWh/MWh Total Input] | MWh/MWhTotalInput |  | C | [1] | Lower | 2020 | 0.95
5.4 Hydrogen to Ammonia | Green Ammonia plant: Hydrogen to ammonia (excl. electrolyzer and excl. ASU) | Energy/technical data | Electricity Consumption [MWh/MWh Total Input] | MWh/MWhTotalInput |  | C | [1] | Lower | 2050 | 0.75
5.4 Hydrogen to Ammonia | Green Ammonia plant: Hydrogen to ammonia (excl. electrolyzer and excl. ASU) | Energy/technical data | Electricity Consumption [MWh/MWh Total Input] | MWh/MWhTotalInput |  | C | [1] | Upper | 2020 | 1.1
5.4 Hydrogen to Ammonia | Green Ammonia plant: Hydrogen to ammonia (excl. electrolyzer and excl. ASU) | Energy/technical data | Electricity Consumption [MWh/MWh Total Input] | MWh/MWhTotalInput |  | C | [1] | Upper | 2050 | 1.5
5.4 Hydrogen to Ammonia | Green Ammonia plant: Hydrogen to ammonia (excl. electrolyzer and excl. ASU) | Energy/technical data | Electricity Consumption [MWh/MWh Total Input] | MWh/MWhTotalInput |  | C | [1] | ctrl | 2020 | 0.053
5.4 Hydrogen to Ammonia | Green Ammonia plant: Hydrogen to ammonia (excl. electrolyzer and excl. ASU) | Energy/technical data | Electricity Consumption [MWh/MWh Total Input] | MWh/MWhTotalInput |  | C | [1] | ctrl | 2030 | 0.053
5.4 Hydrogen to Ammonia | Green Ammonia plant: Hydrogen to ammonia (excl. electrolyzer and excl. ASU) | Energy/technical data | Electricity Consumption [MWh/MWh Total Input] | MWh/MWhTotalInput |  | C | [1] | ctrl | 2040 | 0.053
5.4 Hydrogen to Ammonia | Green Ammonia plant: Hydrogen to ammonia (excl. electrolyzer and excl. ASU) | Energy/technical data | Electricity Consumption [MWh/MWh Total Input] | MWh/MWhTotalInput |  | C | [1] | ctrl | 2050 | 0.053
5.4 Hydrogen to Ammonia | Green Ammonia plant: Hydrogen to ammonia (excl. electrolyzer and excl. ASU) | Energy/technical data | Forced outage [%], unplanned shutdown | pct. |  |  | [3] | Lower | 2020 | 5
5.4 Hydrogen to Ammonia | Green Ammonia plant: Hydrogen to ammonia (excl. electrolyzer and excl. ASU) | Energy/technical data | Forced outage [%], unplanned shutdown | pct. |  |  | [3] | Lower | 2050 | 5
5.4 Hydrogen to Ammonia | Green Ammonia plant: Hydrogen to ammonia (excl. electrolyzer and excl. ASU) | Energy/technical data | Forced outage [%], unplanned shutdown | pct. |  |  | [3] | Upper | 2020 | 5
5.4 Hydrogen to Ammonia | Green Ammonia plant: Hydrogen to ammonia (excl. electrolyzer and excl. ASU) | Energy/technical data | Forced outage [%], unplanned shutdown | pct. |  |  | [3] | Upper | 2050 | 5
5.4 Hydrogen to Ammonia | Green Ammonia plant: Hydrogen to ammonia (excl. electrolyzer and excl. ASU) | Energy/technical data | Forced outage [%], unplanned shutdown | pct. |  |  | [3] | ctrl | 2020 | 5
5.4 Hydrogen to Ammonia | Green Ammonia plant: Hydrogen to ammonia (excl. electrolyzer and excl. ASU) | Energy/technical data | Forced outage [%], unplanned shutdown | pct. |  |  | [3] | ctrl | 2030 | 5
5.4 Hydrogen to Ammonia | Green Ammonia plant: Hydrogen to ammonia (excl. electrolyzer and excl. ASU) | Energy/technical data | Forced outage [%], unplanned shutdown | pct. |  |  | [3] | ctrl | 2040 | 5
5.4 Hydrogen to Ammonia | Green Ammonia plant: Hydrogen to ammonia (excl. electrolyzer and excl. ASU) | Energy/technical data | Forced outage [%], unplanned shutdown | pct. |  |  | [3] | ctrl | 2050 | 5
5.4 Hydrogen to Ammonia | Green Ammonia plant: Hydrogen to ammonia (excl. electrolyzer and excl. ASU) | Energy/technical data | High value heat Output [MWh/MWh Total Input] | MWh/MWhTotalInput |  | D | [1] | Lower | 2020 | 0.98
5.4 Hydrogen to Ammonia | Green Ammonia plant: Hydrogen to ammonia (excl. electrolyzer and excl. ASU) | Energy/technical data | High value heat Output [MWh/MWh Total Input] | MWh/MWhTotalInput |  | D | [1] | Lower | 2050 | 0.98
5.4 Hydrogen to Ammonia | Green Ammonia plant: Hydrogen to ammonia (excl. electrolyzer and excl. ASU) | Energy/technical data | High value heat Output [MWh/MWh Total Input] | MWh/MWhTotalInput |  | D | [1] | Upper | 2020 | 1.02
5.4 Hydrogen to Ammonia | Green Ammonia plant: Hydrogen to ammonia (excl. electrolyzer and excl. ASU) | Energy/technical data | High value heat Output [MWh/MWh Total Input] | MWh/MWhTotalInput |  | D | [1] | Upper | 2050 | 1.02
5.4 Hydrogen to Ammonia | Green Ammonia plant: Hydrogen to ammonia (excl. electrolyzer and excl. ASU) | Energy/technical data | High value heat Output [MWh/MWh Total Input] | MWh/MWhTotalInput |  | D | [1] | ctrl | 2020 | 0.108
5.4 Hydrogen to Ammonia | Green Ammonia plant: Hydrogen to ammonia (excl. electrolyzer and excl. ASU) | Energy/technical data | High value heat Output [MWh/MWh Total Input] | MWh/MWhTotalInput |  | D | [1] | ctrl | 2030 | 0.108
5.4 Hydrogen to Ammonia | Green Ammonia plant: Hydrogen to ammonia (excl. electrolyzer and excl. ASU) | Energy/technical data | High value heat Output [MWh/MWh Total Input] | MWh/MWhTotalInput |  | D | [1] | ctrl | 2040 | 0.108
5.4 Hydrogen to Ammonia | Green Ammonia plant: Hydrogen to ammonia (excl. electrolyzer and excl. ASU) | Energy/technical data | High value heat Output [MWh/MWh Total Input] | MWh/MWhTotalInput |  | D | [1] | ctrl | 2050 | 0.108
5.4 Hydrogen to Ammonia | Green Ammonia plant: Hydrogen to ammonia (excl. electrolyzer and excl. ASU) | Energy/technical data | Hydrogen Consumption [MWh/MWh Total Input] | MWh/MWhTotalInput |  | B | [1] | Lower | 2020 | 0.98
5.4 Hydrogen to Ammonia | Green Ammonia plant: Hydrogen to ammonia (excl. electrolyzer and excl. ASU) | Energy/technical data | Hydrogen Consumption [MWh/MWh Total Input] | MWh/MWhTotalInput |  | B | [1] | Lower | 2050 | 0.98
5.4 Hydrogen to Ammonia | Green Ammonia plant: Hydrogen to ammonia (excl. electrolyzer and excl. ASU) | Energy/technical data | Hydrogen Consumption [MWh/MWh Total Input] | MWh/MWhTotalInput |  | B | [1] | Upper | 2020 | 1.02
5.4 Hydrogen to Ammonia | Green Ammonia plant: Hydrogen to ammonia (excl. electrolyzer and excl. ASU) | Energy/technical data | Hydrogen Consumption [MWh/MWh Total Input] | MWh/MWhTotalInput |  | B | [1] | Upper | 2050 | 1.02
5.4 Hydrogen to Ammonia | Green Ammonia plant: Hydrogen to ammonia (excl. electrolyzer and excl. ASU) | Energy/technical data | Hydrogen Consumption [MWh/MWh Total Input] | MWh/MWhTotalInput |  | B | [1] | ctrl | 2020 | 0.947
5.4 Hydrogen to Ammonia | Green Ammonia plant: Hydrogen to ammonia (excl. electrolyzer and excl. ASU) | Energy/technical data | Hydrogen Consumption [MWh/MWh Total Input] | MWh/MWhTotalInput |  | B | [1] | ctrl | 2030 | 0.947
5.4 Hydrogen to Ammonia | Green Ammonia plant: Hydrogen to ammonia (excl. electrolyzer and excl. ASU) | Energy/technical data | Hydrogen Consumption [MWh/MWh Total Input] | MWh/MWhTotalInput |  | B | [1] | ctrl | 2040 | 0.947
5.4 Hydrogen to Ammonia | Green Ammonia plant: Hydrogen to ammonia (excl. electrolyzer and excl. ASU) | Energy/technical data | Hydrogen Consumption [MWh/MWh Total Input] | MWh/MWhTotalInput |  | B | [1] | ctrl | 2050 | 0.947
5.4 Hydrogen to Ammonia | Green Ammonia plant: Hydrogen to ammonia (excl. electrolyzer and excl. ASU) | Energy/technical data | Hydrogen Consumption [t/t Ammonia] | t/tAmmonia |  | B | [1] | Lower | 2020 | 0.98
5.4 Hydrogen to Ammonia | Green Ammonia plant: Hydrogen to ammonia (excl. electrolyzer and excl. ASU) | Energy/technical data | Hydrogen Consumption [t/t Ammonia] | t/tAmmonia |  | B | [1] | Lower | 2050 | 0.98
5.4 Hydrogen to Ammonia | Green Ammonia plant: Hydrogen to ammonia (excl. electrolyzer and excl. ASU) | Energy/technical data | Hydrogen Consumption [t/t Ammonia] | t/tAmmonia |  | B | [1] | Upper | 2020 | 1.02
5.4 Hydrogen to Ammonia | Green Ammonia plant: Hydrogen to ammonia (excl. electrolyzer and excl. ASU) | Energy/technical data | Hydrogen Consumption [t/t Ammonia] | t/tAmmonia |  | B | [1] | Upper | 2050 | 1.02
5.4 Hydrogen to Ammonia | Green Ammonia plant: Hydrogen to ammonia (excl. electrolyzer and excl. ASU) | Energy/technical data | Hydrogen Consumption [t/t Ammonia] | t/tAmmonia |  | B | [1] | ctrl | 2020 | 0.18
5.4 Hydrogen to Ammonia | Green Ammonia plant: Hydrogen to ammonia (excl. electrolyzer and excl. ASU) | Energy/technical data | Hydrogen Consumption [t/t Ammonia] | t/tAmmonia |  | B | [1] | ctrl | 2030 | 0.18
5.4 Hydrogen to Ammonia | Green Ammonia plant: Hydrogen to ammonia (excl. electrolyzer and excl. ASU) | Energy/technical data | Hydrogen Consumption [t/t Ammonia] | t/tAmmonia |  | B | [1] | ctrl | 2040 | 0.18
5.4 Hydrogen to Ammonia | Green Ammonia plant: Hydrogen to ammonia (excl. electrolyzer and excl. ASU) | Energy/technical data | Hydrogen Consumption [t/t Ammonia] | t/tAmmonia |  | B | [1] | ctrl | 2050 | 0.18
5.4 Hydrogen to Ammonia | Green Ammonia plant: Hydrogen to ammonia (excl. electrolyzer and excl. ASU) | Energy/technical data | Minimum operation capacity |  |  |  | [2] | Lower | 2020 | 0.1
5.4 Hydrogen to Ammonia | Green Ammonia plant: Hydrogen to ammonia (excl. electrolyzer and excl. ASU) | Energy/technical data | Minimum operation capacity |  |  |  | [2] | Lower | 2050 | 0.1
5.4 Hydrogen to Ammonia | Green Ammonia plant: Hydrogen to ammonia (excl. electrolyzer and excl. ASU) | Energy/technical data | Minimum operation capacity |  |  |  | [2] | Upper | 2020 | 0.3
5.4 Hydrogen to Ammonia | Green Ammonia plant: Hydrogen to ammonia (excl. electrolyzer and excl. ASU) | Energy/technical data | Minimum operation capacity |  |  |  | [2] | Upper | 2050 | 0.3
5.4 Hydrogen to Ammonia | Green Ammonia plant: Hydrogen to ammonia (excl. electrolyzer and excl. ASU) | Energy/technical data | Minimum operation capacity |  |  |  | [2] | ctrl | 2020 | 0.2
5.4 Hydrogen to Ammonia | Green Ammonia plant: Hydrogen to ammonia (excl. electrolyzer and excl. ASU) | Energy/technical data | Minimum operation capacity |  |  |  | [2] | ctrl | 2030 | 0.2
5.4 Hydrogen to Ammonia | Green Ammonia plant: Hydrogen to ammonia (excl. electrolyzer and excl. ASU) | Energy/technical data | Minimum operation capacity |  |  |  | [2] | ctrl | 2040 | 0.2
5.4 Hydrogen to Ammonia | Green Ammonia plant: Hydrogen to ammonia (excl. electrolyzer and excl. ASU) | Energy/technical data | Minimum operation capacity |  |  |  | [2] | ctrl | 2050 | 0.2
5.4 Hydrogen to Ammonia | Green Ammonia plant: Hydrogen to ammonia (excl. electrolyzer and excl. ASU) | Energy/technical data | N2 Consumption [t/t Ammonia] | t/tAmmonia |  | B | [1] | Lower | 2020 | 0.98
5.4 Hydrogen to Ammonia | Green Ammonia plant: Hydrogen to ammonia (excl. electrolyzer and excl. ASU) | Energy/technical data | N2 Consumption [t/t Ammonia] | t/tAmmonia |  | B | [1] | Lower | 2050 | 0.98
5.4 Hydrogen to Ammonia | Green Ammonia plant: Hydrogen to ammonia (excl. electrolyzer and excl. ASU) | Energy/technical data | N2 Consumption [t/t Ammonia] | t/tAmmonia |  | B | [1] | Upper | 2020 | 1.02
5.4 Hydrogen to Ammonia | Green Ammonia plant: Hydrogen to ammonia (excl. electrolyzer and excl. ASU) | Energy/technical data | N2 Consumption [t/t Ammonia] | t/tAmmonia |  | B | [1] | Upper | 2050 | 1.02
5.4 Hydrogen to Ammonia | Green Ammonia plant: Hydrogen to ammonia (excl. electrolyzer and excl. ASU) | Energy/technical data | N2 Consumption [t/t Ammonia] | t/tAmmonia |  | B | [1] | ctrl | 2020 | 0.839
5.4 Hydrogen to Ammonia | Green Ammonia plant: Hydrogen to ammonia (excl. electrolyzer and excl. ASU) | Energy/technical data | N2 Consumption [t/t Ammonia] | t/tAmmonia |  | B | [1] | ctrl | 2030 | 0.839
5.4 Hydrogen to Ammonia | Green Ammonia plant: Hydrogen to ammonia (excl. electrolyzer and excl. ASU) | Energy/technical data | N2 Consumption [t/t Ammonia] | t/tAmmonia |  | B | [1] | ctrl | 2040 | 0.839
5.4 Hydrogen to Ammonia | Green Ammonia plant: Hydrogen to ammonia (excl. electrolyzer and excl. ASU) | Energy/technical data | N2 Consumption [t/t Ammonia] | t/tAmmonia |  | B | [1] | ctrl | 2050 | 0.839
5.4 Hydrogen to Ammonia | Green Ammonia plant: Hydrogen to ammonia (excl. electrolyzer and excl. ASU) | Energy/technical data | Planned outage [weeks per year] | weeks/year |  |  | [3] | Lower | 2020 | 3
5.4 Hydrogen to Ammonia | Green Ammonia plant: Hydrogen to ammonia (excl. electrolyzer and excl. ASU) | Energy/technical data | Planned outage [weeks per year] | weeks/year |  |  | [3] | Lower | 2050 | 3
5.4 Hydrogen to Ammonia | Green Ammonia plant: Hydrogen to ammonia (excl. electrolyzer and excl. ASU) | Energy/technical data | Planned outage [weeks per year] | weeks/year |  |  | [3] | Upper | 2020 | 3
5.4 Hydrogen to Ammonia | Green Ammonia plant: Hydrogen to ammonia (excl. electrolyzer and excl. ASU) | Energy/technical data | Planned outage [weeks per year] | weeks/year |  |  | [3] | Upper | 2050 | 3
5.4 Hydrogen to Ammonia | Green Ammonia plant: Hydrogen to ammonia (excl. electrolyzer and excl. ASU) | Energy/technical data | Planned outage [weeks per year] | weeks/year |  |  | [3] | ctrl | 2020 | 3
5.4 Hydrogen to Ammonia | Green Ammonia plant: Hydrogen to ammonia (excl. electrolyzer and excl. ASU) | Energy/technical data | Planned outage [weeks per year] | weeks/year |  |  | [3] | ctrl | 2030 | 3
5.4 Hydrogen to Ammonia | Green Ammonia plant: Hydrogen to ammonia (excl. electrolyzer and excl. ASU) | Energy/technical data | Planned outage [weeks per year] | weeks/year |  |  | [3] | ctrl | 2040 | 3
5.4 Hydrogen to Ammonia | Green Ammonia plant: Hydrogen to ammonia (excl. electrolyzer and excl. ASU) | Energy/technical data | Planned outage [weeks per year] | weeks/year |  |  | [3] | ctrl | 2050 | 3
5.4 Hydrogen to Ammonia | Green Ammonia plant: Hydrogen to ammonia (excl. electrolyzer and excl. ASU) | Energy/technical data | Technical lifetime [years] | years |  |  |  | ctrl | 2020 | 30
5.4 Hydrogen to Ammonia | Green Ammonia plant: Hydrogen to ammonia (excl. electrolyzer and excl. ASU) | Energy/technical data | Technical lifetime [years] | years |  |  |  | ctrl | 2030 | 30
5.4 Hydrogen to Ammonia | Green Ammonia plant: Hydrogen to ammonia (excl. electrolyzer and excl. ASU) | Energy/technical data | Technical lifetime [years] | years |  |  |  | ctrl | 2040 | 30
5.4 Hydrogen to Ammonia | Green Ammonia plant: Hydrogen to ammonia (excl. electrolyzer and excl. ASU) | Energy/technical data | Technical lifetime [years] | years |  |  |  | ctrl | 2050 | 30
5.4 Hydrogen to Ammonia | Green Ammonia plant: Hydrogen to ammonia (excl. electrolyzer and excl. ASU) | Energy/technical data | Typical total plant size [MW] (Ammonia output) | MW |  |  |  | Lower | 2020 | 1
5.4 Hydrogen to Ammonia | Green Ammonia plant: Hydrogen to ammonia (excl. electrolyzer and excl. ASU) | Energy/technical data | Typical total plant size [MW] (Ammonia output) | MW |  |  |  | Lower | 2050 | 1
5.4 Hydrogen to Ammonia | Green Ammonia plant: Hydrogen to ammonia (excl. electrolyzer and excl. ASU) | Energy/technical data | Typical total plant size [MW] (Ammonia output) | MW |  |  |  | Upper | 2020 | 1
5.4 Hydrogen to Ammonia | Green Ammonia plant: Hydrogen to ammonia (excl. electrolyzer and excl. ASU) | Energy/technical data | Typical total plant size [MW] (Ammonia output) | MW |  |  |  | Upper | 2050 | 1
5.4 Hydrogen to Ammonia | Green Ammonia plant: Hydrogen to ammonia (excl. electrolyzer and excl. ASU) | Energy/technical data | Typical total plant size [MW] (Ammonia output) | MW |  |  |  | ctrl | 2020 | 50
5.4 Hydrogen to Ammonia | Green Ammonia plant: Hydrogen to ammonia (excl. electrolyzer and excl. ASU) | Energy/technical data | Typical total plant size [MW] (Ammonia output) | MW |  |  |  | ctrl | 2030 | 100
5.4 Hydrogen to Ammonia | Green Ammonia plant: Hydrogen to ammonia (excl. electrolyzer and excl. ASU) | Energy/technical data | Typical total plant size [MW] (Ammonia output) | MW |  |  |  | ctrl | 2040 | 200
5.4 Hydrogen to Ammonia | Green Ammonia plant: Hydrogen to ammonia (excl. electrolyzer and excl. ASU) | Energy/technical data | Typical total plant size [MW] (Ammonia output) | MW |  |  |  | ctrl | 2050 | 500
5.4 Hydrogen to Ammonia | Green Ammonia plant: Hydrogen to ammonia (excl. electrolyzer and excl. ASU) | Energy/technical data | Typical total plant size [TPD] (ton per day) | TPD |  | A |  | Lower | 2020 | 1
5.4 Hydrogen to Ammonia | Green Ammonia plant: Hydrogen to ammonia (excl. electrolyzer and excl. ASU) | Energy/technical data | Typical total plant size [TPD] (ton per day) | TPD |  | A |  | Lower | 2050 | 1
5.4 Hydrogen to Ammonia | Green Ammonia plant: Hydrogen to ammonia (excl. electrolyzer and excl. ASU) | Energy/technical data | Typical total plant size [TPD] (ton per day) | TPD |  | A |  | Upper | 2020 | 1
5.4 Hydrogen to Ammonia | Green Ammonia plant: Hydrogen to ammonia (excl. electrolyzer and excl. ASU) | Energy/technical data | Typical total plant size [TPD] (ton per day) | TPD |  | A |  | Upper | 2050 | 1
5.4 Hydrogen to Ammonia | Green Ammonia plant: Hydrogen to ammonia (excl. electrolyzer and excl. ASU) | Energy/technical data | Typical total plant size [TPD] (ton per day) | TPD |  | A |  | ctrl | 2020 | 229
5.4 Hydrogen to Ammonia | Green Ammonia plant: Hydrogen to ammonia (excl. electrolyzer and excl. ASU) | Energy/technical data | Typical total plant size [TPD] (ton per day) | TPD |  | A |  | ctrl | 2030 | 458
5.4 Hydrogen to Ammonia | Green Ammonia plant: Hydrogen to ammonia (excl. electrolyzer and excl. ASU) | Energy/technical data | Typical total plant size [TPD] (ton per day) | TPD |  | A |  | ctrl | 2040 | 916
5.4 Hydrogen to Ammonia | Green Ammonia plant: Hydrogen to ammonia (excl. electrolyzer and excl. ASU) | Energy/technical data | Typical total plant size [TPD] (ton per day) | TPD |  | A |  | ctrl | 2050 | 2290
5.4 Hydrogen to Ammonia | Green Ammonia plant: Hydrogen to ammonia (excl. electrolyzer and excl. ASU) | Financial data | - equipment [%] | pct. |  | 0 | [3] | ctrl | 2020 | 50
5.4 Hydrogen to Ammonia | Green Ammonia plant: Hydrogen to ammonia (excl. electrolyzer and excl. ASU) | Financial data | - equipment [%] | pct. |  | 0 | [3] | ctrl | 2030 | 50
5.4 Hydrogen to Ammonia | Green Ammonia plant: Hydrogen to ammonia (excl. electrolyzer and excl. ASU) | Financial data | - equipment [%] | pct. |  | 0 | [3] | ctrl | 2040 | 50
5.4 Hydrogen to Ammonia | Green Ammonia plant: Hydrogen to ammonia (excl. electrolyzer and excl. ASU) | Financial data | - equipment [%] | pct. |  | 0 | [3] | ctrl | 2050 | 50
5.4 Hydrogen to Ammonia | Green Ammonia plant: Hydrogen to ammonia (excl. electrolyzer and excl. ASU) | Financial data | - installation [%] | pct. |  | 0 | [3] | ctrl | 2020 | 50
5.4 Hydrogen to Ammonia | Green Ammonia plant: Hydrogen to ammonia (excl. electrolyzer and excl. ASU) | Financial data | - installation [%] | pct. |  | 0 | [3] | ctrl | 2030 | 50
5.4 Hydrogen to Ammonia | Green Ammonia plant: Hydrogen to ammonia (excl. electrolyzer and excl. ASU) | Financial data | - installation [%] | pct. |  | 0 | [3] | ctrl | 2040 | 50
5.4 Hydrogen to Ammonia | Green Ammonia plant: Hydrogen to ammonia (excl. electrolyzer and excl. ASU) | Financial data | - installation [%] | pct. |  | 0 | [3] | ctrl | 2050 | 50
5.4 Hydrogen to Ammonia | Green Ammonia plant: Hydrogen to ammonia (excl. electrolyzer and excl. ASU) | Financial data | Fixed O&M [k€/MW Ammonia/year] | k€/MWAmmonia/year |  | G | [3] | Lower | 2020 | 39.5585
5.4 Hydrogen to Ammonia | Green Ammonia plant: Hydrogen to ammonia (excl. electrolyzer and excl. ASU) | Financial data | Fixed O&M [k€/MW Ammonia/year] | k€/MWAmmonia/year |  | G | [3] | Lower | 2050 | 18.1841
5.4 Hydrogen to Ammonia | Green Ammonia plant: Hydrogen to ammonia (excl. electrolyzer and excl. ASU) | Financial data | Fixed O&M [k€/MW Ammonia/year] | k€/MWAmmonia/year |  | G | [3] | Upper | 2020 | 66.6752
5.4 Hydrogen to Ammonia | Green Ammonia plant: Hydrogen to ammonia (excl. electrolyzer and excl. ASU) | Financial data | Fixed O&M [k€/MW Ammonia/year] | k€/MWAmmonia/year |  | G | [3] | Upper | 2050 | 30.3069
5.4 Hydrogen to Ammonia | Green Ammonia plant: Hydrogen to ammonia (excl. electrolyzer and excl. ASU) | Financial data | Fixed O&M [k€/MW Ammonia/year] | k€/MWAmmonia/year |  | G | [3] | ctrl | 2020 | 50.6058
5.4 Hydrogen to Ammonia | Green Ammonia plant: Hydrogen to ammonia (excl. electrolyzer and excl. ASU) | Financial data | Fixed O&M [k€/MW Ammonia/year] | k€/MWAmmonia/year |  | G | [3] | ctrl | 2030 | 41.3906
5.4 Hydrogen to Ammonia | Green Ammonia plant: Hydrogen to ammonia (excl. electrolyzer and excl. ASU) | Financial data | Fixed O&M [k€/MW Ammonia/year] | k€/MWAmmonia/year |  | G | [3] | ctrl | 2040 | 33.8534
5.4 Hydrogen to Ammonia | Green Ammonia plant: Hydrogen to ammonia (excl. electrolyzer and excl. ASU) | Financial data | Fixed O&M [k€/MW Ammonia/year] | k€/MWAmmonia/year |  | G | [3] | ctrl | 2050 | 25.9538
5.4 Hydrogen to Ammonia | Green Ammonia plant: Hydrogen to ammonia (excl. electrolyzer and excl. ASU) | Financial data | Specific investment [M€/MW Ammonia output] | M€/MWAmmoniaoutput |  | F, I, J | [3] | Lower | 2020 | 1.3186
5.4 Hydrogen to Ammonia | Green Ammonia plant: Hydrogen to ammonia (excl. electrolyzer and excl. ASU) | Financial data | Specific investment [M€/MW Ammonia output] | M€/MWAmmoniaoutput |  | F, I, J | [3] | Lower | 2050 | 0.60614
5.4 Hydrogen to Ammonia | Green Ammonia plant: Hydrogen to ammonia (excl. electrolyzer and excl. ASU) | Financial data | Specific investment [M€/MW Ammonia output] | M€/MWAmmoniaoutput |  | F, I, J | [3] | Upper | 2020 | 2.2225
5.4 Hydrogen to Ammonia | Green Ammonia plant: Hydrogen to ammonia (excl. electrolyzer and excl. ASU) | Financial data | Specific investment [M€/MW Ammonia output] | M€/MWAmmoniaoutput |  | F, I, J | [3] | Upper | 2050 | 1.0102
5.4 Hydrogen to Ammonia | Green Ammonia plant: Hydrogen to ammonia (excl. electrolyzer and excl. ASU) | Financial data | Specific investment [M€/MW Ammonia output] | M€/MWAmmoniaoutput |  | F, I, J | [3] | ctrl | 2020 | 1.6869
5.4 Hydrogen to Ammonia | Green Ammonia plant: Hydrogen to ammonia (excl. electrolyzer and excl. ASU) | Financial data | Specific investment [M€/MW Ammonia output] | M€/MWAmmoniaoutput |  | F, I, J | [3] | ctrl | 2030 | 1.3797
5.4 Hydrogen to Ammonia | Green Ammonia plant: Hydrogen to ammonia (excl. electrolyzer and excl. ASU) | Financial data | Specific investment [M€/MW Ammonia output] | M€/MWAmmoniaoutput |  | F, I, J | [3] | ctrl | 2040 | 1.1284
5.4 Hydrogen to Ammonia | Green Ammonia plant: Hydrogen to ammonia (excl. electrolyzer and excl. ASU) | Financial data | Specific investment [M€/MW Ammonia output] | M€/MWAmmoniaoutput |  | F, I, J | [3] | ctrl | 2050 | 0.86513
5.4 Hydrogen to Ammonia | Green Ammonia plant: Hydrogen to ammonia (excl. electrolyzer and excl. ASU) | Financial data | Start up [M€/1,000 t Ammonia] | M€/1,000tAmmonia |  | 0 |  | ctrl | 2020 | N.A.
5.4 Hydrogen to Ammonia | Green Ammonia plant: Hydrogen to ammonia (excl. electrolyzer and excl. ASU) | Financial data | Start up [M€/1,000 t Ammonia] | M€/1,000tAmmonia |  | 0 |  | ctrl | 2030 | N.A.
5.4 Hydrogen to Ammonia | Green Ammonia plant: Hydrogen to ammonia (excl. electrolyzer and excl. ASU) | Financial data | Start up [M€/1,000 t Ammonia] | M€/1,000tAmmonia |  | 0 |  | ctrl | 2040 | N.A.
5.4 Hydrogen to Ammonia | Green Ammonia plant: Hydrogen to ammonia (excl. electrolyzer and excl. ASU) | Financial data | Start up [M€/1,000 t Ammonia] | M€/1,000tAmmonia |  | 0 |  | ctrl | 2050 | N.A.
5.4 Hydrogen to Ammonia | Green Ammonia plant: Hydrogen to ammonia (excl. electrolyzer and excl. ASU) | Financial data | Variable O&M [€/MWh Ammonia] | €/MWhAmmonia |  | H | [3] | Lower | 2020 | 0.010634
5.4 Hydrogen to Ammonia | Green Ammonia plant: Hydrogen to ammonia (excl. electrolyzer and excl. ASU) | Financial data | Variable O&M [€/MWh Ammonia] | €/MWhAmmonia |  | H | [3] | Lower | 2050 | 0.010634
5.4 Hydrogen to Ammonia | Green Ammonia plant: Hydrogen to ammonia (excl. electrolyzer and excl. ASU) | Financial data | Variable O&M [€/MWh Ammonia] | €/MWhAmmonia |  | H | [3] | Upper | 2020 | 0.042536
5.4 Hydrogen to Ammonia | Green Ammonia plant: Hydrogen to ammonia (excl. electrolyzer and excl. ASU) | Financial data | Variable O&M [€/MWh Ammonia] | €/MWhAmmonia |  | H | [3] | Upper | 2050 | 0.042536
5.4 Hydrogen to Ammonia | Green Ammonia plant: Hydrogen to ammonia (excl. electrolyzer and excl. ASU) | Financial data | Variable O&M [€/MWh Ammonia] | €/MWhAmmonia |  | H | [3] | ctrl | 2020 | 0.021268
5.4 Hydrogen to Ammonia | Green Ammonia plant: Hydrogen to ammonia (excl. electrolyzer and excl. ASU) | Financial data | Variable O&M [€/MWh Ammonia] | €/MWhAmmonia |  | H | [3] | ctrl | 2030 | 0.021268
5.4 Hydrogen to Ammonia | Green Ammonia plant: Hydrogen to ammonia (excl. electrolyzer and excl. ASU) | Financial data | Variable O&M [€/MWh Ammonia] | €/MWhAmmonia |  | H | [3] | ctrl | 2040 | 0.021268
5.4 Hydrogen to Ammonia | Green Ammonia plant: Hydrogen to ammonia (excl. electrolyzer and excl. ASU) | Financial data | Variable O&M [€/MWh Ammonia] | €/MWhAmmonia |  | H | [3] | ctrl | 2050 | 0.021268
5.4 Hydrogen to Ammonia | Green Ammonia plant: Hydrogen to ammonia (excl. electrolyzer and excl. ASU) | Technology-specific data | Fixed O&M [k€/TPD Ammonia] | k€/TPDAmmonia |  |  | [3] | Lower | 2020 | 8.1223
5.4 Hydrogen to Ammonia | Green Ammonia plant: Hydrogen to ammonia (excl. electrolyzer and excl. ASU) | Technology-specific data | Fixed O&M [k€/TPD Ammonia] | k€/TPDAmmonia |  |  | [3] | Lower | 2050 | 3.7336
5.4 Hydrogen to Ammonia | Green Ammonia plant: Hydrogen to ammonia (excl. electrolyzer and excl. ASU) | Technology-specific data | Fixed O&M [k€/TPD Ammonia] | k€/TPDAmmonia |  |  | [3] | Upper | 2020 | 13.69
5.4 Hydrogen to Ammonia | Green Ammonia plant: Hydrogen to ammonia (excl. electrolyzer and excl. ASU) | Technology-specific data | Fixed O&M [k€/TPD Ammonia] | k€/TPDAmmonia |  |  | [3] | Upper | 2050 | 6.2227
5.4 Hydrogen to Ammonia | Green Ammonia plant: Hydrogen to ammonia (excl. electrolyzer and excl. ASU) | Technology-specific data | Fixed O&M [k€/TPD Ammonia] | k€/TPDAmmonia |  |  | [3] | ctrl | 2020 | 11.049
5.4 Hydrogen to Ammonia | Green Ammonia plant: Hydrogen to ammonia (excl. electrolyzer and excl. ASU) | Technology-specific data | Fixed O&M [k€/TPD Ammonia] | k€/TPDAmmonia |  |  | [3] | ctrl | 2030 | 9.037
5.4 Hydrogen to Ammonia | Green Ammonia plant: Hydrogen to ammonia (excl. electrolyzer and excl. ASU) | Technology-specific data | Fixed O&M [k€/TPD Ammonia] | k€/TPDAmmonia |  |  | [3] | ctrl | 2040 | 7.3914
5.4 Hydrogen to Ammonia | Green Ammonia plant: Hydrogen to ammonia (excl. electrolyzer and excl. ASU) | Technology-specific data | Fixed O&M [k€/TPD Ammonia] | k€/TPDAmmonia |  |  | [3] | ctrl | 2050 | 5.6666
5.4 Hydrogen to Ammonia | Green Ammonia plant: Hydrogen to ammonia (excl. electrolyzer and excl. ASU) | Technology-specific data | Specific density [kg/l] or [ton/m3] Ammonia | kg/l |  |  |  | ctrl | 2020 | 626
5.4 Hydrogen to Ammonia | Green Ammonia plant: Hydrogen to ammonia (excl. electrolyzer and excl. ASU) | Technology-specific data | Specific density [kg/l] or [ton/m3] Ammonia | kg/l |  |  |  | ctrl | 2030 | 626
5.4 Hydrogen to Ammonia | Green Ammonia plant: Hydrogen to ammonia (excl. electrolyzer and excl. ASU) | Technology-specific data | Specific density [kg/l] or [ton/m3] Ammonia | kg/l |  |  |  | ctrl | 2040 | 626
5.4 Hydrogen to Ammonia | Green Ammonia plant: Hydrogen to ammonia (excl. electrolyzer and excl. ASU) | Technology-specific data | Specific density [kg/l] or [ton/m3] Ammonia | kg/l |  |  |  | ctrl | 2050 | 626
5.4 Hydrogen to Ammonia | Green Ammonia plant: Hydrogen to ammonia (excl. electrolyzer and excl. ASU) | Technology-specific data | Specific energy content [GJ/ton Ammonia] | GJ/tonAmmonia |  |  |  | ctrl | 2020 | 18.9
5.4 Hydrogen to Ammonia | Green Ammonia plant: Hydrogen to ammonia (excl. electrolyzer and excl. ASU) | Technology-specific data | Specific energy content [GJ/ton Ammonia] | GJ/tonAmmonia |  |  |  | ctrl | 2030 | 18.9
5.4 Hydrogen to Ammonia | Green Ammonia plant: Hydrogen to ammonia (excl. electrolyzer and excl. ASU) | Technology-specific data | Specific energy content [GJ/ton Ammonia] | GJ/tonAmmonia |  |  |  | ctrl | 2040 | 18.9
5.4 Hydrogen to Ammonia | Green Ammonia plant: Hydrogen to ammonia (excl. electrolyzer and excl. ASU) | Technology-specific data | Specific energy content [GJ/ton Ammonia] | GJ/tonAmmonia |  |  |  | ctrl | 2050 | 18.9
5.4 Hydrogen to Ammonia | Green Ammonia plant: Hydrogen to ammonia (excl. electrolyzer and excl. ASU) | Technology-specific data | Specific investment [M€/TPD Ammonia output] | M€/TPDAmmoniaoutput |  | F, I | [3] | Lower | 2020 | 0.27074
5.4 Hydrogen to Ammonia | Green Ammonia plant: Hydrogen to ammonia (excl. electrolyzer and excl. ASU) | Technology-specific data | Specific investment [M€/TPD Ammonia output] | M€/TPDAmmoniaoutput |  | F, I | [3] | Lower | 2050 | 0.12445
5.4 Hydrogen to Ammonia | Green Ammonia plant: Hydrogen to ammonia (excl. electrolyzer and excl. ASU) | Technology-specific data | Specific investment [M€/TPD Ammonia output] | M€/TPDAmmoniaoutput |  | F, I | [3] | Upper | 2020 | 0.45633
5.4 Hydrogen to Ammonia | Green Ammonia plant: Hydrogen to ammonia (excl. electrolyzer and excl. ASU) | Technology-specific data | Specific investment [M€/TPD Ammonia output] | M€/TPDAmmoniaoutput |  | F, I | [3] | Upper | 2050 | 0.20742
5.4 Hydrogen to Ammonia | Green Ammonia plant: Hydrogen to ammonia (excl. electrolyzer and excl. ASU) | Technology-specific data | Specific investment [M€/TPD Ammonia output] | M€/TPDAmmoniaoutput |  | F, I | [3] | ctrl | 2020 | 0.3683
5.4 Hydrogen to Ammonia | Green Ammonia plant: Hydrogen to ammonia (excl. electrolyzer and excl. ASU) | Technology-specific data | Specific investment [M€/TPD Ammonia output] | M€/TPDAmmoniaoutput |  | F, I | [3] | ctrl | 2030 | 0.30123
5.4 Hydrogen to Ammonia | Green Ammonia plant: Hydrogen to ammonia (excl. electrolyzer and excl. ASU) | Technology-specific data | Specific investment [M€/TPD Ammonia output] | M€/TPDAmmoniaoutput |  | F, I | [3] | ctrl | 2040 | 0.24638
5.4 Hydrogen to Ammonia | Green Ammonia plant: Hydrogen to ammonia (excl. electrolyzer and excl. ASU) | Technology-specific data | Specific investment [M€/TPD Ammonia output] | M€/TPDAmmoniaoutput |  | F, I | [3] | ctrl | 2050 | 0.18889
5.4 Hydrogen to Ammonia | Green Ammonia plant: Hydrogen to ammonia (excl. electrolyzer and excl. ASU) | Technology-specific data | Specific investment mark-up factor optional ASU |  |  | F | [3] | Lower | 2020 | 0.97
5.4 Hydrogen to Ammonia | Green Ammonia plant: Hydrogen to ammonia (excl. electrolyzer and excl. ASU) | Technology-specific data | Specific investment mark-up factor optional ASU |  |  | F | [3] | Lower | 2050 | 0.97
5.4 Hydrogen to Ammonia | Green Ammonia plant: Hydrogen to ammonia (excl. electrolyzer and excl. ASU) | Technology-specific data | Specific investment mark-up factor optional ASU |  |  | F | [3] | Upper | 2020 | 1
5.4 Hydrogen to Ammonia | Green Ammonia plant: Hydrogen to ammonia (excl. electrolyzer and excl. ASU) | Technology-specific data | Specific investment mark-up factor optional ASU |  |  | F | [3] | Upper | 2050 | 1
5.4 Hydrogen to Ammonia | Green Ammonia plant: Hydrogen to ammonia (excl. electrolyzer and excl. ASU) | Technology-specific data | Specific investment mark-up factor optional ASU |  |  | F | [3] | ctrl | 2020 | 1.09
5.4 Hydrogen to Ammonia | Green Ammonia plant: Hydrogen to ammonia (excl. electrolyzer and excl. ASU) | Technology-specific data | Specific investment mark-up factor optional ASU |  |  | F | [3] | ctrl | 2030 | 1.09
5.4 Hydrogen to Ammonia | Green Ammonia plant: Hydrogen to ammonia (excl. electrolyzer and excl. ASU) | Technology-specific data | Specific investment mark-up factor optional ASU |  |  | F | [3] | ctrl | 2040 | 1.09
5.4 Hydrogen to Ammonia | Green Ammonia plant: Hydrogen to ammonia (excl. electrolyzer and excl. ASU) | Technology-specific data | Specific investment mark-up factor optional ASU |  |  | F | [3] | ctrl | 2050 | 1.09
5.4 Hydrogen to Ammonia | Green Ammonia plant: Hydrogen to ammonia (excl. electrolyzer and excl. ASU) | Technology-specific data | Start up [M€/TPD Ammonia] | M€/TPDAmmonia |  |  |  | ctrl | 2020 | N.A.
5.4 Hydrogen to Ammonia | Green Ammonia plant: Hydrogen to ammonia (excl. electrolyzer and excl. ASU) | Technology-specific data | Start up [M€/TPD Ammonia] | M€/TPDAmmonia |  |  |  | ctrl | 2030 | N.A.
5.4 Hydrogen to Ammonia | Green Ammonia plant: Hydrogen to ammonia (excl. electrolyzer and excl. ASU) | Technology-specific data | Start up [M€/TPD Ammonia] | M€/TPDAmmonia |  |  |  | ctrl | 2040 | N.A.
5.4 Hydrogen to Ammonia | Green Ammonia plant: Hydrogen to ammonia (excl. electrolyzer and excl. ASU) | Technology-specific data | Start up [M€/TPD Ammonia] | M€/TPDAmmonia |  |  |  | ctrl | 2050 | N.A.
5.4 Hydrogen to Ammonia | Green Ammonia plant: Hydrogen to ammonia (excl. electrolyzer and excl. ASU) | Technology-specific data | Variable O&M [€/t Ammonia] | €/tAmmonia |  |  | [3] | Lower | 2020 | 0.05
5.4 Hydrogen to Ammonia | Green Ammonia plant: Hydrogen to ammonia (excl. electrolyzer and excl. ASU) | Technology-specific data | Variable O&M [€/t Ammonia] | €/tAmmonia |  |  | [3] | Lower | 2050 | 0.05
5.4 Hydrogen to Ammonia | Green Ammonia plant: Hydrogen to ammonia (excl. electrolyzer and excl. ASU) | Technology-specific data | Variable O&M [€/t Ammonia] | €/tAmmonia |  |  | [3] | Upper | 2020 | 0.2
5.4 Hydrogen to Ammonia | Green Ammonia plant: Hydrogen to ammonia (excl. electrolyzer and excl. ASU) | Technology-specific data | Variable O&M [€/t Ammonia] | €/tAmmonia |  |  | [3] | Upper | 2050 | 0.2
5.4 Hydrogen to Ammonia | Green Ammonia plant: Hydrogen to ammonia (excl. electrolyzer and excl. ASU) | Technology-specific data | Variable O&M [€/t Ammonia] | €/tAmmonia |  |  | [3] | ctrl | 2020 | 0.10634
5.4 Hydrogen to Ammonia | Green Ammonia plant: Hydrogen to ammonia (excl. electrolyzer and excl. ASU) | Technology-specific data | Variable O&M [€/t Ammonia] | €/tAmmonia |  |  | [3] | ctrl | 2030 | 0.10634
5.4 Hydrogen to Ammonia | Green Ammonia plant: Hydrogen to ammonia (excl. electrolyzer and excl. ASU) | Technology-specific data | Variable O&M [€/t Ammonia] | €/tAmmonia |  |  | [3] | ctrl | 2040 | 0.10634
5.4 Hydrogen to Ammonia | Green Ammonia plant: Hydrogen to ammonia (excl. electrolyzer and excl. ASU) | Technology-specific data | Variable O&M [€/t Ammonia] | €/tAmmonia |  |  | [3] | ctrl | 2050 | 0.10634
5.5 Gasif.Ent. Flow FT, liq fu | Gasifier, biomass, Fischer Tropsch liquid fuels, large scale | Energy/technical data | Construction time [years] | years |  |  |  | ctrl | 2015 | 2
5.5 Gasif.Ent. Flow FT, liq fu | Gasifier, biomass, Fischer Tropsch liquid fuels, large scale | Energy/technical data | Construction time [years] | years |  |  |  | ctrl | 2020 | 2
5.5 Gasif.Ent. Flow FT, liq fu | Gasifier, biomass, Fischer Tropsch liquid fuels, large scale | Energy/technical data | Construction time [years] | years |  |  |  | ctrl | 2030 | 2
5.5 Gasif.Ent. Flow FT, liq fu | Gasifier, biomass, Fischer Tropsch liquid fuels, large scale | Energy/technical data | Construction time [years] | years |  |  |  | ctrl | 2040 | 2
5.5 Gasif.Ent. Flow FT, liq fu | Gasifier, biomass, Fischer Tropsch liquid fuels, large scale | Energy/technical data | Construction time [years] | years |  |  |  | ctrl | 2050 | 2
5.5 Gasif.Ent. Flow FT, liq fu | Gasifier, biomass, Fischer Tropsch liquid fuels, large scale | Energy/technical data | Diesel Output [MWh/MWh Total Input] | MWh/MWhTotalInput |  | D | 1 | Lower | 2020 | 0.8
5.5 Gasif.Ent. Flow FT, liq fu | Gasifier, biomass, Fischer Tropsch liquid fuels, large scale | Energy/technical data | Diesel Output [MWh/MWh Total Input] | MWh/MWhTotalInput |  | D | 1 | Lower | 2050 | 0.8
5.5 Gasif.Ent. Flow FT, liq fu | Gasifier, biomass, Fischer Tropsch liquid fuels, large scale | Energy/technical data | Diesel Output [MWh/MWh Total Input] | MWh/MWhTotalInput |  | D | 1 | Upper | 2020 | 1.1
5.5 Gasif.Ent. Flow FT, liq fu | Gasifier, biomass, Fischer Tropsch liquid fuels, large scale | Energy/technical data | Diesel Output [MWh/MWh Total Input] | MWh/MWhTotalInput |  | D | 1 | Upper | 2050 | 1.1
5.5 Gasif.Ent. Flow FT, liq fu | Gasifier, biomass, Fischer Tropsch liquid fuels, large scale | Energy/technical data | Diesel Output [MWh/MWh Total Input] | MWh/MWhTotalInput |  | D | 1 | ctrl | 2015 | 0.0998
5.5 Gasif.Ent. Flow FT, liq fu | Gasifier, biomass, Fischer Tropsch liquid fuels, large scale | Energy/technical data | Diesel Output [MWh/MWh Total Input] | MWh/MWhTotalInput |  | D | 1 | ctrl | 2020 | 0.0998
5.5 Gasif.Ent. Flow FT, liq fu | Gasifier, biomass, Fischer Tropsch liquid fuels, large scale | Energy/technical data | Diesel Output [MWh/MWh Total Input] | MWh/MWhTotalInput |  | D | 1 | ctrl | 2030 | 0.10505
5.5 Gasif.Ent. Flow FT, liq fu | Gasifier, biomass, Fischer Tropsch liquid fuels, large scale | Energy/technical data | Diesel Output [MWh/MWh Total Input] | MWh/MWhTotalInput |  | D | 1 | ctrl | 2040 | 0.11162
5.5 Gasif.Ent. Flow FT, liq fu | Gasifier, biomass, Fischer Tropsch liquid fuels, large scale | Energy/technical data | Diesel Output [MWh/MWh Total Input] | MWh/MWhTotalInput |  | D | 1 | ctrl | 2050 | 0.11818
5.5 Gasif.Ent. Flow FT, liq fu | Gasifier, biomass, Fischer Tropsch liquid fuels, large scale | Energy/technical data | Electricity Output [MWh/MWh Total Input] | MWh/MWhTotalInput |  | D | 1 | Lower | 2020 | 0.8
5.5 Gasif.Ent. Flow FT, liq fu | Gasifier, biomass, Fischer Tropsch liquid fuels, large scale | Energy/technical data | Electricity Output [MWh/MWh Total Input] | MWh/MWhTotalInput |  | D | 1 | Lower | 2050 | 0.8
5.5 Gasif.Ent. Flow FT, liq fu | Gasifier, biomass, Fischer Tropsch liquid fuels, large scale | Energy/technical data | Electricity Output [MWh/MWh Total Input] | MWh/MWhTotalInput |  | D | 1 | Upper | 2020 | 1.1
5.5 Gasif.Ent. Flow FT, liq fu | Gasifier, biomass, Fischer Tropsch liquid fuels, large scale | Energy/technical data | Electricity Output [MWh/MWh Total Input] | MWh/MWhTotalInput |  | D | 1 | Upper | 2050 | 1.1
5.5 Gasif.Ent. Flow FT, liq fu | Gasifier, biomass, Fischer Tropsch liquid fuels, large scale | Energy/technical data | Electricity Output [MWh/MWh Total Input] | MWh/MWhTotalInput |  | D | 1 | ctrl | 2015 | 0.0117
5.5 Gasif.Ent. Flow FT, liq fu | Gasifier, biomass, Fischer Tropsch liquid fuels, large scale | Energy/technical data | Electricity Output [MWh/MWh Total Input] | MWh/MWhTotalInput |  | D | 1 | ctrl | 2020 | 0.0117
5.5 Gasif.Ent. Flow FT, liq fu | Gasifier, biomass, Fischer Tropsch liquid fuels, large scale | Energy/technical data | Electricity Output [MWh/MWh Total Input] | MWh/MWhTotalInput |  | D | 1 | ctrl | 2030 | 0.016
5.5 Gasif.Ent. Flow FT, liq fu | Gasifier, biomass, Fischer Tropsch liquid fuels, large scale | Energy/technical data | Electricity Output [MWh/MWh Total Input] | MWh/MWhTotalInput |  | D | 1 | ctrl | 2040 | 0.018
5.5 Gasif.Ent. Flow FT, liq fu | Gasifier, biomass, Fischer Tropsch liquid fuels, large scale | Energy/technical data | Electricity Output [MWh/MWh Total Input] | MWh/MWhTotalInput |  | D | 1 | ctrl | 2050 | 0.02
5.5 Gasif.Ent. Flow FT, liq fu | Gasifier, biomass, Fischer Tropsch liquid fuels, large scale | Energy/technical data | Feedstock Consumption [MWh/MWh Total Input] | MWh/MWhTotalInput |  | C | 1 | Lower | 2020 | 0.8
5.5 Gasif.Ent. Flow FT, liq fu | Gasifier, biomass, Fischer Tropsch liquid fuels, large scale | Energy/technical data | Feedstock Consumption [MWh/MWh Total Input] | MWh/MWhTotalInput |  | C | 1 | Lower | 2050 | 0.8
5.5 Gasif.Ent. Flow FT, liq fu | Gasifier, biomass, Fischer Tropsch liquid fuels, large scale | Energy/technical data | Feedstock Consumption [MWh/MWh Total Input] | MWh/MWhTotalInput |  | C | 1 | Upper | 2020 | 1
5.5 Gasif.Ent. Flow FT, liq fu | Gasifier, biomass, Fischer Tropsch liquid fuels, large scale | Energy/technical data | Feedstock Consumption [MWh/MWh Total Input] | MWh/MWhTotalInput |  | C | 1 | Upper | 2050 | 1
5.5 Gasif.Ent. Flow FT, liq fu | Gasifier, biomass, Fischer Tropsch liquid fuels, large scale | Energy/technical data | Feedstock Consumption [MWh/MWh Total Input] | MWh/MWhTotalInput |  | C | 1 | ctrl | 2015 | 1
5.5 Gasif.Ent. Flow FT, liq fu | Gasifier, biomass, Fischer Tropsch liquid fuels, large scale | Energy/technical data | Feedstock Consumption [MWh/MWh Total Input] | MWh/MWhTotalInput |  | C | 1 | ctrl | 2020 | 1
5.5 Gasif.Ent. Flow FT, liq fu | Gasifier, biomass, Fischer Tropsch liquid fuels, large scale | Energy/technical data | Feedstock Consumption [MWh/MWh Total Input] | MWh/MWhTotalInput |  | C | 1 | ctrl | 2030 | 1
5.5 Gasif.Ent. Flow FT, liq fu | Gasifier, biomass, Fischer Tropsch liquid fuels, large scale | Energy/technical data | Feedstock Consumption [MWh/MWh Total Input] | MWh/MWhTotalInput |  | C | 1 | ctrl | 2040 | 1
5.5 Gasif.Ent. Flow FT, liq fu | Gasifier, biomass, Fischer Tropsch liquid fuels, large scale | Energy/technical data | Feedstock Consumption [MWh/MWh Total Input] | MWh/MWhTotalInput |  | C | 1 | ctrl | 2050 | 1
5.5 Gasif.Ent. Flow FT, liq fu | Gasifier, biomass, Fischer Tropsch liquid fuels, large scale | Energy/technical data | Forced outage [%] | pct. |  |  |  | ctrl | 2015 | 4
5.5 Gasif.Ent. Flow FT, liq fu | Gasifier, biomass, Fischer Tropsch liquid fuels, large scale | Energy/technical data | Forced outage [%] | pct. |  |  |  | ctrl | 2020 | 4
5.5 Gasif.Ent. Flow FT, liq fu | Gasifier, biomass, Fischer Tropsch liquid fuels, large scale | Energy/technical data | Forced outage [%] | pct. |  |  |  | ctrl | 2030 | 0
5.5 Gasif.Ent. Flow FT, liq fu | Gasifier, biomass, Fischer Tropsch liquid fuels, large scale | Energy/technical data | Forced outage [%] | pct. |  |  |  | ctrl | 2040 | 0
5.5 Gasif.Ent. Flow FT, liq fu | Gasifier, biomass, Fischer Tropsch liquid fuels, large scale | Energy/technical data | Forced outage [%] | pct. |  |  |  | ctrl | 2050 | 0
5.5 Gasif.Ent. Flow FT, liq fu | Gasifier, biomass, Fischer Tropsch liquid fuels, large scale | Energy/technical data | Jet Fuel Output [MWh/MWh Total Input] | MWh/MWhTotalInput |  | D | 1 | Lower | 2020 | 0.8
5.5 Gasif.Ent. Flow FT, liq fu | Gasifier, biomass, Fischer Tropsch liquid fuels, large scale | Energy/technical data | Jet Fuel Output [MWh/MWh Total Input] | MWh/MWhTotalInput |  | D | 1 | Lower | 2050 | 0.8
5.5 Gasif.Ent. Flow FT, liq fu | Gasifier, biomass, Fischer Tropsch liquid fuels, large scale | Energy/technical data | Jet Fuel Output [MWh/MWh Total Input] | MWh/MWhTotalInput |  | D | 1 | Upper | 2020 | 1.1
5.5 Gasif.Ent. Flow FT, liq fu | Gasifier, biomass, Fischer Tropsch liquid fuels, large scale | Energy/technical data | Jet Fuel Output [MWh/MWh Total Input] | MWh/MWhTotalInput |  | D | 1 | Upper | 2050 | 1.1
5.5 Gasif.Ent. Flow FT, liq fu | Gasifier, biomass, Fischer Tropsch liquid fuels, large scale | Energy/technical data | Jet Fuel Output [MWh/MWh Total Input] | MWh/MWhTotalInput |  | D | 1 | ctrl | 2015 | 0.0147
5.5 Gasif.Ent. Flow FT, liq fu | Gasifier, biomass, Fischer Tropsch liquid fuels, large scale | Energy/technical data | Jet Fuel Output [MWh/MWh Total Input] | MWh/MWhTotalInput |  | D | 1 | ctrl | 2020 | 0.0147
5.5 Gasif.Ent. Flow FT, liq fu | Gasifier, biomass, Fischer Tropsch liquid fuels, large scale | Energy/technical data | Jet Fuel Output [MWh/MWh Total Input] | MWh/MWhTotalInput |  | D | 1 | ctrl | 2030 | 0.015474
5.5 Gasif.Ent. Flow FT, liq fu | Gasifier, biomass, Fischer Tropsch liquid fuels, large scale | Energy/technical data | Jet Fuel Output [MWh/MWh Total Input] | MWh/MWhTotalInput |  | D | 1 | ctrl | 2040 | 0.016441
5.5 Gasif.Ent. Flow FT, liq fu | Gasifier, biomass, Fischer Tropsch liquid fuels, large scale | Energy/technical data | Jet Fuel Output [MWh/MWh Total Input] | MWh/MWhTotalInput |  | D | 1 | ctrl | 2050 | 0.017408
5.5 Gasif.Ent. Flow FT, liq fu | Gasifier, biomass, Fischer Tropsch liquid fuels, large scale | Energy/technical data | Naphta Output [MWh/MWh Total Input] | MWh/MWhTotalInput |  | D | 1 | Lower | 2020 | 0.8
5.5 Gasif.Ent. Flow FT, liq fu | Gasifier, biomass, Fischer Tropsch liquid fuels, large scale | Energy/technical data | Naphta Output [MWh/MWh Total Input] | MWh/MWhTotalInput |  | D | 1 | Lower | 2050 | 0.8
5.5 Gasif.Ent. Flow FT, liq fu | Gasifier, biomass, Fischer Tropsch liquid fuels, large scale | Energy/technical data | Naphta Output [MWh/MWh Total Input] | MWh/MWhTotalInput |  | D | 1 | Upper | 2020 | 1.1
5.5 Gasif.Ent. Flow FT, liq fu | Gasifier, biomass, Fischer Tropsch liquid fuels, large scale | Energy/technical data | Naphta Output [MWh/MWh Total Input] | MWh/MWhTotalInput |  | D | 1 | Upper | 2050 | 1.1
5.5 Gasif.Ent. Flow FT, liq fu | Gasifier, biomass, Fischer Tropsch liquid fuels, large scale | Energy/technical data | Naphta Output [MWh/MWh Total Input] | MWh/MWhTotalInput |  | D | 1 | ctrl | 2015 | 0.1376
5.5 Gasif.Ent. Flow FT, liq fu | Gasifier, biomass, Fischer Tropsch liquid fuels, large scale | Energy/technical data | Naphta Output [MWh/MWh Total Input] | MWh/MWhTotalInput |  | D | 1 | ctrl | 2020 | 0.1376
5.5 Gasif.Ent. Flow FT, liq fu | Gasifier, biomass, Fischer Tropsch liquid fuels, large scale | Energy/technical data | Naphta Output [MWh/MWh Total Input] | MWh/MWhTotalInput |  | D | 1 | ctrl | 2030 | 0.14484
5.5 Gasif.Ent. Flow FT, liq fu | Gasifier, biomass, Fischer Tropsch liquid fuels, large scale | Energy/technical data | Naphta Output [MWh/MWh Total Input] | MWh/MWhTotalInput |  | D | 1 | ctrl | 2040 | 0.15389
5.5 Gasif.Ent. Flow FT, liq fu | Gasifier, biomass, Fischer Tropsch liquid fuels, large scale | Energy/technical data | Naphta Output [MWh/MWh Total Input] | MWh/MWhTotalInput |  | D | 1 | ctrl | 2050 | 0.16295
5.5 Gasif.Ent. Flow FT, liq fu | Gasifier, biomass, Fischer Tropsch liquid fuels, large scale | Energy/technical data | Planned outage [weeks per year] | weeks/year |  |  |  | ctrl | 2015 | 2
5.5 Gasif.Ent. Flow FT, liq fu | Gasifier, biomass, Fischer Tropsch liquid fuels, large scale | Energy/technical data | Planned outage [weeks per year] | weeks/year |  |  |  | ctrl | 2020 | 2
5.5 Gasif.Ent. Flow FT, liq fu | Gasifier, biomass, Fischer Tropsch liquid fuels, large scale | Energy/technical data | Planned outage [weeks per year] | weeks/year |  |  |  | ctrl | 2030 | 2
5.5 Gasif.Ent. Flow FT, liq fu | Gasifier, biomass, Fischer Tropsch liquid fuels, large scale | Energy/technical data | Planned outage [weeks per year] | weeks/year |  |  |  | ctrl | 2040 | 2
5.5 Gasif.Ent. Flow FT, liq fu | Gasifier, biomass, Fischer Tropsch liquid fuels, large scale | Energy/technical data | Planned outage [weeks per year] | weeks/year |  |  |  | ctrl | 2050 | 2
5.5 Gasif.Ent. Flow FT, liq fu | Gasifier, biomass, Fischer Tropsch liquid fuels, large scale | Energy/technical data | Technical lifetime [years] | years |  |  |  | ctrl | 2015 | 20
5.5 Gasif.Ent. Flow FT, liq fu | Gasifier, biomass, Fischer Tropsch liquid fuels, large scale | Energy/technical data | Technical lifetime [years] | years |  |  |  | ctrl | 2020 | 25
5.5 Gasif.Ent. Flow FT, liq fu | Gasifier, biomass, Fischer Tropsch liquid fuels, large scale | Energy/technical data | Technical lifetime [years] | years |  |  |  | ctrl | 2030 | 25
5.5 Gasif.Ent. Flow FT, liq fu | Gasifier, biomass, Fischer Tropsch liquid fuels, large scale | Energy/technical data | Technical lifetime [years] | years |  |  |  | ctrl | 2040 | 25
5.5 Gasif.Ent. Flow FT, liq fu | Gasifier, biomass, Fischer Tropsch liquid fuels, large scale | Energy/technical data | Technical lifetime [years] | years |  |  |  | ctrl | 2050 | 25
5.5 Gasif.Ent. Flow FT, liq fu | Gasifier, biomass, Fischer Tropsch liquid fuels, large scale | Energy/technical data | Typical total plant size [1,000 t FT Liquids/year] | 1,000tFTLiquids/year |  | A, B | 1, 6 | Lower | 2020 | 1
5.5 Gasif.Ent. Flow FT, liq fu | Gasifier, biomass, Fischer Tropsch liquid fuels, large scale | Energy/technical data | Typical total plant size [1,000 t FT Liquids/year] | 1,000tFTLiquids/year |  | A, B | 1, 6 | Lower | 2050 | 0.5
5.5 Gasif.Ent. Flow FT, liq fu | Gasifier, biomass, Fischer Tropsch liquid fuels, large scale | Energy/technical data | Typical total plant size [1,000 t FT Liquids/year] | 1,000tFTLiquids/year |  | A, B | 1, 6 | Upper | 2020 | 1.5
5.5 Gasif.Ent. Flow FT, liq fu | Gasifier, biomass, Fischer Tropsch liquid fuels, large scale | Energy/technical data | Typical total plant size [1,000 t FT Liquids/year] | 1,000tFTLiquids/year |  | A, B | 1, 6 | Upper | 2050 | 1.5
5.5 Gasif.Ent. Flow FT, liq fu | Gasifier, biomass, Fischer Tropsch liquid fuels, large scale | Energy/technical data | Typical total plant size [1,000 t FT Liquids/year] | 1,000tFTLiquids/year |  | A, B | 1, 6 | ctrl | 2015 | 50
5.5 Gasif.Ent. Flow FT, liq fu | Gasifier, biomass, Fischer Tropsch liquid fuels, large scale | Energy/technical data | Typical total plant size [1,000 t FT Liquids/year] | 1,000tFTLiquids/year |  | A, B | 1, 6 | ctrl | 2020 | 50
5.5 Gasif.Ent. Flow FT, liq fu | Gasifier, biomass, Fischer Tropsch liquid fuels, large scale | Energy/technical data | Typical total plant size [1,000 t FT Liquids/year] | 1,000tFTLiquids/year |  | A, B | 1, 6 | ctrl | 2030 | 100
5.5 Gasif.Ent. Flow FT, liq fu | Gasifier, biomass, Fischer Tropsch liquid fuels, large scale | Energy/technical data | Typical total plant size [1,000 t FT Liquids/year] | 1,000tFTLiquids/year |  | A, B | 1, 6 | ctrl | 2040 | 125
5.5 Gasif.Ent. Flow FT, liq fu | Gasifier, biomass, Fischer Tropsch liquid fuels, large scale | Energy/technical data | Typical total plant size [1,000 t FT Liquids/year] | 1,000tFTLiquids/year |  | A, B | 1, 6 | ctrl | 2050 | 150
5.5 Gasif.Ent. Flow FT, liq fu | Gasifier, biomass, Fischer Tropsch liquid fuels, large scale | Energy/technical data | Typical total plant size [MW] | MW |  | A, A1, B | 1, 6 | Lower | 2020 | 1
5.5 Gasif.Ent. Flow FT, liq fu | Gasifier, biomass, Fischer Tropsch liquid fuels, large scale | Energy/technical data | Typical total plant size [MW] | MW |  | A, A1, B | 1, 6 | Lower | 2050 | 0.5
5.5 Gasif.Ent. Flow FT, liq fu | Gasifier, biomass, Fischer Tropsch liquid fuels, large scale | Energy/technical data | Typical total plant size [MW] | MW |  | A, A1, B | 1, 6 | Upper | 2020 | 1.5
5.5 Gasif.Ent. Flow FT, liq fu | Gasifier, biomass, Fischer Tropsch liquid fuels, large scale | Energy/technical data | Typical total plant size [MW] | MW |  | A, A1, B | 1, 6 | Upper | 2050 | 1.5
5.5 Gasif.Ent. Flow FT, liq fu | Gasifier, biomass, Fischer Tropsch liquid fuels, large scale | Energy/technical data | Typical total plant size [MW] | MW |  | A, A1, B | 1, 6 | ctrl | 2015 | 75
5.5 Gasif.Ent. Flow FT, liq fu | Gasifier, biomass, Fischer Tropsch liquid fuels, large scale | Energy/technical data | Typical total plant size [MW] | MW |  | A, A1, B | 1, 6 | ctrl | 2020 | 75
5.5 Gasif.Ent. Flow FT, liq fu | Gasifier, biomass, Fischer Tropsch liquid fuels, large scale | Energy/technical data | Typical total plant size [MW] | MW |  | A, A1, B | 1, 6 | ctrl | 2030 | 150
5.5 Gasif.Ent. Flow FT, liq fu | Gasifier, biomass, Fischer Tropsch liquid fuels, large scale | Energy/technical data | Typical total plant size [MW] | MW |  | A, A1, B | 1, 6 | ctrl | 2040 | 190
5.5 Gasif.Ent. Flow FT, liq fu | Gasifier, biomass, Fischer Tropsch liquid fuels, large scale | Energy/technical data | Typical total plant size [MW] | MW |  | A, A1, B | 1, 6 | ctrl | 2050 | 225
5.5 Gasif.Ent. Flow FT, liq fu | Gasifier, biomass, Fischer Tropsch liquid fuels, large scale | Financial data | - equipment [%] | pct. |  |  |  | ctrl | 2015 | 75
5.5 Gasif.Ent. Flow FT, liq fu | Gasifier, biomass, Fischer Tropsch liquid fuels, large scale | Financial data | - equipment [%] | pct. |  |  |  | ctrl | 2020 | 75
5.5 Gasif.Ent. Flow FT, liq fu | Gasifier, biomass, Fischer Tropsch liquid fuels, large scale | Financial data | - equipment [%] | pct. |  |  |  | ctrl | 2030 | 75
5.5 Gasif.Ent. Flow FT, liq fu | Gasifier, biomass, Fischer Tropsch liquid fuels, large scale | Financial data | - equipment [%] | pct. |  |  |  | ctrl | 2040 | 75
5.5 Gasif.Ent. Flow FT, liq fu | Gasifier, biomass, Fischer Tropsch liquid fuels, large scale | Financial data | - equipment [%] | pct. |  |  |  | ctrl | 2050 | 75
5.5 Gasif.Ent. Flow FT, liq fu | Gasifier, biomass, Fischer Tropsch liquid fuels, large scale | Financial data | - installation [%] | pct. |  |  |  | ctrl | 2015 | 25
5.5 Gasif.Ent. Flow FT, liq fu | Gasifier, biomass, Fischer Tropsch liquid fuels, large scale | Financial data | - installation [%] | pct. |  |  |  | ctrl | 2020 | 25
5.5 Gasif.Ent. Flow FT, liq fu | Gasifier, biomass, Fischer Tropsch liquid fuels, large scale | Financial data | - installation [%] | pct. |  |  |  | ctrl | 2030 | 25
5.5 Gasif.Ent. Flow FT, liq fu | Gasifier, biomass, Fischer Tropsch liquid fuels, large scale | Financial data | - installation [%] | pct. |  |  |  | ctrl | 2040 | 25
5.5 Gasif.Ent. Flow FT, liq fu | Gasifier, biomass, Fischer Tropsch liquid fuels, large scale | Financial data | - installation [%] | pct. |  |  |  | ctrl | 2050 | 25
5.5 Gasif.Ent. Flow FT, liq fu | Gasifier, biomass, Fischer Tropsch liquid fuels, large scale | Financial data | Fixed O&M [M€/MW/year FT Liquids/year] | M€/MW/yearFTLiquids/year |  | L | 1 | Lower | 2020 | 0.75
5.5 Gasif.Ent. Flow FT, liq fu | Gasifier, biomass, Fischer Tropsch liquid fuels, large scale | Financial data | Fixed O&M [M€/MW/year FT Liquids/year] | M€/MW/yearFTLiquids/year |  | L | 1 | Lower | 2050 | 0.75
5.5 Gasif.Ent. Flow FT, liq fu | Gasifier, biomass, Fischer Tropsch liquid fuels, large scale | Financial data | Fixed O&M [M€/MW/year FT Liquids/year] | M€/MW/yearFTLiquids/year |  | L | 1 | Upper | 2020 | 1.2
5.5 Gasif.Ent. Flow FT, liq fu | Gasifier, biomass, Fischer Tropsch liquid fuels, large scale | Financial data | Fixed O&M [M€/MW/year FT Liquids/year] | M€/MW/yearFTLiquids/year |  | L | 1 | Upper | 2050 | 1.2
5.5 Gasif.Ent. Flow FT, liq fu | Gasifier, biomass, Fischer Tropsch liquid fuels, large scale | Financial data | Fixed O&M [M€/MW/year FT Liquids/year] | M€/MW/yearFTLiquids/year |  | L | 1 | ctrl | 2015 | 0.11048
5.5 Gasif.Ent. Flow FT, liq fu | Gasifier, biomass, Fischer Tropsch liquid fuels, large scale | Financial data | Fixed O&M [M€/MW/year FT Liquids/year] | M€/MW/yearFTLiquids/year |  | L | 1 | ctrl | 2020 | 0.11048
5.5 Gasif.Ent. Flow FT, liq fu | Gasifier, biomass, Fischer Tropsch liquid fuels, large scale | Financial data | Fixed O&M [M€/MW/year FT Liquids/year] | M€/MW/yearFTLiquids/year |  | L | 1 | ctrl | 2030 | 0.11048
5.5 Gasif.Ent. Flow FT, liq fu | Gasifier, biomass, Fischer Tropsch liquid fuels, large scale | Financial data | Fixed O&M [M€/MW/year FT Liquids/year] | M€/MW/yearFTLiquids/year |  | L | 1 | ctrl | 2040 | 0.10914
5.5 Gasif.Ent. Flow FT, liq fu | Gasifier, biomass, Fischer Tropsch liquid fuels, large scale | Financial data | Fixed O&M [M€/MW/year FT Liquids/year] | M€/MW/yearFTLiquids/year |  | L | 1 | ctrl | 2050 | 0.11048
5.5 Gasif.Ent. Flow FT, liq fu | Gasifier, biomass, Fischer Tropsch liquid fuels, large scale | Financial data | Specific investment [M€/MW Liquids/year] | M€/MWLiquids/year |  | E, L | 1, 6, 7, 8, 9 | Lower | 2020 | 0.75
5.5 Gasif.Ent. Flow FT, liq fu | Gasifier, biomass, Fischer Tropsch liquid fuels, large scale | Financial data | Specific investment [M€/MW Liquids/year] | M€/MWLiquids/year |  | E, L | 1, 6, 7, 8, 9 | Lower | 2050 | 0.75
5.5 Gasif.Ent. Flow FT, liq fu | Gasifier, biomass, Fischer Tropsch liquid fuels, large scale | Financial data | Specific investment [M€/MW Liquids/year] | M€/MWLiquids/year |  | E, L | 1, 6, 7, 8, 9 | Upper | 2020 | 1.2
5.5 Gasif.Ent. Flow FT, liq fu | Gasifier, biomass, Fischer Tropsch liquid fuels, large scale | Financial data | Specific investment [M€/MW Liquids/year] | M€/MWLiquids/year |  | E, L | 1, 6, 7, 8, 9 | Upper | 2050 | 1.2
5.5 Gasif.Ent. Flow FT, liq fu | Gasifier, biomass, Fischer Tropsch liquid fuels, large scale | Financial data | Specific investment [M€/MW Liquids/year] | M€/MWLiquids/year |  | E, L | 1, 6, 7, 8, 9 | ctrl | 2015 | 4.6035
5.5 Gasif.Ent. Flow FT, liq fu | Gasifier, biomass, Fischer Tropsch liquid fuels, large scale | Financial data | Specific investment [M€/MW Liquids/year] | M€/MWLiquids/year |  | E, L | 1, 6, 7, 8, 9 | ctrl | 2020 | 4.6035
5.5 Gasif.Ent. Flow FT, liq fu | Gasifier, biomass, Fischer Tropsch liquid fuels, large scale | Financial data | Specific investment [M€/MW Liquids/year] | M€/MWLiquids/year |  | E, L | 1, 6, 7, 8, 9 | ctrl | 2030 | 4.1431
5.5 Gasif.Ent. Flow FT, liq fu | Gasifier, biomass, Fischer Tropsch liquid fuels, large scale | Financial data | Specific investment [M€/MW Liquids/year] | M€/MWLiquids/year |  | E, L | 1, 6, 7, 8, 9 | ctrl | 2040 | 3.8478
5.5 Gasif.Ent. Flow FT, liq fu | Gasifier, biomass, Fischer Tropsch liquid fuels, large scale | Financial data | Specific investment [M€/MW Liquids/year] | M€/MWLiquids/year |  | E, L | 1, 6, 7, 8, 9 | ctrl | 2050 | 3.6828
5.5 Gasif.Ent. Flow FT, liq fu | Gasifier, biomass, Fischer Tropsch liquid fuels, large scale | Financial data | Start up [M€/1,000 t FT Liquids/year] | M€/1,000tFTLiquids/year |  | F |  | ctrl | 2015 | 0
5.5 Gasif.Ent. Flow FT, liq fu | Gasifier, biomass, Fischer Tropsch liquid fuels, large scale | Financial data | Start up [M€/1,000 t FT Liquids/year] | M€/1,000tFTLiquids/year |  | F |  | ctrl | 2020 | 0
5.5 Gasif.Ent. Flow FT, liq fu | Gasifier, biomass, Fischer Tropsch liquid fuels, large scale | Financial data | Start up [M€/1,000 t FT Liquids/year] | M€/1,000tFTLiquids/year |  | F |  | ctrl | 2030 | 0
5.5 Gasif.Ent. Flow FT, liq fu | Gasifier, biomass, Fischer Tropsch liquid fuels, large scale | Financial data | Start up [M€/1,000 t FT Liquids/year] | M€/1,000tFTLiquids/year |  | F |  | ctrl | 2040 | 0
5.5 Gasif.Ent. Flow FT, liq fu | Gasifier, biomass, Fischer Tropsch liquid fuels, large scale | Financial data | Start up [M€/1,000 t FT Liquids/year] | M€/1,000tFTLiquids/year |  | F |  | ctrl | 2050 | 0
5.5 Gasif.Ent. Flow FT, liq fu | Gasifier, biomass, Fischer Tropsch liquid fuels, large scale | Financial data | Variable O&M [€/MWh FT Liquids/year] | €/MWhFTLiquids/year |  | L | 1 | Lower | 2020 | 0.75
5.5 Gasif.Ent. Flow FT, liq fu | Gasifier, biomass, Fischer Tropsch liquid fuels, large scale | Financial data | Variable O&M [€/MWh FT Liquids/year] | €/MWhFTLiquids/year |  | L | 1 | Lower | 2050 | 0.75
5.5 Gasif.Ent. Flow FT, liq fu | Gasifier, biomass, Fischer Tropsch liquid fuels, large scale | Financial data | Variable O&M [€/MWh FT Liquids/year] | €/MWhFTLiquids/year |  | L | 1 | Upper | 2020 | 1.2
5.5 Gasif.Ent. Flow FT, liq fu | Gasifier, biomass, Fischer Tropsch liquid fuels, large scale | Financial data | Variable O&M [€/MWh FT Liquids/year] | €/MWhFTLiquids/year |  | L | 1 | Upper | 2050 | 1.2
5.5 Gasif.Ent. Flow FT, liq fu | Gasifier, biomass, Fischer Tropsch liquid fuels, large scale | Financial data | Variable O&M [€/MWh FT Liquids/year] | €/MWhFTLiquids/year |  | L | 1 | ctrl | 2015 | 1.1299
5.5 Gasif.Ent. Flow FT, liq fu | Gasifier, biomass, Fischer Tropsch liquid fuels, large scale | Financial data | Variable O&M [€/MWh FT Liquids/year] | €/MWhFTLiquids/year |  | L | 1 | ctrl | 2020 | 1.1299
5.5 Gasif.Ent. Flow FT, liq fu | Gasifier, biomass, Fischer Tropsch liquid fuels, large scale | Financial data | Variable O&M [€/MWh FT Liquids/year] | €/MWhFTLiquids/year |  | L | 1 | ctrl | 2030 | 1.1299
5.5 Gasif.Ent. Flow FT, liq fu | Gasifier, biomass, Fischer Tropsch liquid fuels, large scale | Financial data | Variable O&M [€/MWh FT Liquids/year] | €/MWhFTLiquids/year |  | L | 1 | ctrl | 2040 | 1.1311
5.5 Gasif.Ent. Flow FT, liq fu | Gasifier, biomass, Fischer Tropsch liquid fuels, large scale | Financial data | Variable O&M [€/MWh FT Liquids/year] | €/MWhFTLiquids/year |  | L | 1 | ctrl | 2050 | 1.1299
5.5 Gasif.Ent. Flow FT, liq fu | Gasifier, biomass, Fischer Tropsch liquid fuels, large scale | Technology-specific data | - equipment [%] | pct. |  |  |  | ctrl | 2015 | 75
5.5 Gasif.Ent. Flow FT, liq fu | Gasifier, biomass, Fischer Tropsch liquid fuels, large scale | Technology-specific data | - equipment [%] | pct. |  |  |  | ctrl | 2020 | 75
5.5 Gasif.Ent. Flow FT, liq fu | Gasifier, biomass, Fischer Tropsch liquid fuels, large scale | Technology-specific data | - equipment [%] | pct. |  |  |  | ctrl | 2030 | 75
5.5 Gasif.Ent. Flow FT, liq fu | Gasifier, biomass, Fischer Tropsch liquid fuels, large scale | Technology-specific data | - equipment [%] | pct. |  |  |  | ctrl | 2040 | 75
5.5 Gasif.Ent. Flow FT, liq fu | Gasifier, biomass, Fischer Tropsch liquid fuels, large scale | Technology-specific data | - equipment [%] | pct. |  |  |  | ctrl | 2050 | 75
5.5 Gasif.Ent. Flow FT, liq fu | Gasifier, biomass, Fischer Tropsch liquid fuels, large scale | Technology-specific data | - installation [%] | pct. |  |  |  | ctrl | 2015 | 25
5.5 Gasif.Ent. Flow FT, liq fu | Gasifier, biomass, Fischer Tropsch liquid fuels, large scale | Technology-specific data | - installation [%] | pct. |  |  |  | ctrl | 2020 | 25
5.5 Gasif.Ent. Flow FT, liq fu | Gasifier, biomass, Fischer Tropsch liquid fuels, large scale | Technology-specific data | - installation [%] | pct. |  |  |  | ctrl | 2030 | 25
5.5 Gasif.Ent. Flow FT, liq fu | Gasifier, biomass, Fischer Tropsch liquid fuels, large scale | Technology-specific data | - installation [%] | pct. |  |  |  | ctrl | 2040 | 25
5.5 Gasif.Ent. Flow FT, liq fu | Gasifier, biomass, Fischer Tropsch liquid fuels, large scale | Technology-specific data | - installation [%] | pct. |  |  |  | ctrl | 2050 | 25
5.5 Gasif.Ent. Flow FT, liq fu | Gasifier, biomass, Fischer Tropsch liquid fuels, large scale | Technology-specific data | Fixed O&M [M€/1,000 t FT Liquids/year] | M€/1,000tFTLiquids/year |  | L | 1 | Lower | 2020 | 0.75
5.5 Gasif.Ent. Flow FT, liq fu | Gasifier, biomass, Fischer Tropsch liquid fuels, large scale | Technology-specific data | Fixed O&M [M€/1,000 t FT Liquids/year] | M€/1,000tFTLiquids/year |  | L | 1 | Lower | 2050 | 0.75
5.5 Gasif.Ent. Flow FT, liq fu | Gasifier, biomass, Fischer Tropsch liquid fuels, large scale | Technology-specific data | Fixed O&M [M€/1,000 t FT Liquids/year] | M€/1,000tFTLiquids/year |  | L | 1 | Upper | 2020 | 1.2
5.5 Gasif.Ent. Flow FT, liq fu | Gasifier, biomass, Fischer Tropsch liquid fuels, large scale | Technology-specific data | Fixed O&M [M€/1,000 t FT Liquids/year] | M€/1,000tFTLiquids/year |  | L | 1 | Upper | 2050 | 1.2
5.5 Gasif.Ent. Flow FT, liq fu | Gasifier, biomass, Fischer Tropsch liquid fuels, large scale | Technology-specific data | Fixed O&M [M€/1,000 t FT Liquids/year] | M€/1,000tFTLiquids/year |  | L | 1 | ctrl | 2015 | 0.15584
5.5 Gasif.Ent. Flow FT, liq fu | Gasifier, biomass, Fischer Tropsch liquid fuels, large scale | Technology-specific data | Fixed O&M [M€/1,000 t FT Liquids/year] | M€/1,000tFTLiquids/year |  | L | 1 | ctrl | 2020 | 0.15584
5.5 Gasif.Ent. Flow FT, liq fu | Gasifier, biomass, Fischer Tropsch liquid fuels, large scale | Technology-specific data | Fixed O&M [M€/1,000 t FT Liquids/year] | M€/1,000tFTLiquids/year |  | L | 1 | ctrl | 2030 | 0.15584
5.5 Gasif.Ent. Flow FT, liq fu | Gasifier, biomass, Fischer Tropsch liquid fuels, large scale | Technology-specific data | Fixed O&M [M€/1,000 t FT Liquids/year] | M€/1,000tFTLiquids/year |  | L | 1 | ctrl | 2040 | 0.156
5.5 Gasif.Ent. Flow FT, liq fu | Gasifier, biomass, Fischer Tropsch liquid fuels, large scale | Technology-specific data | Fixed O&M [M€/1,000 t FT Liquids/year] | M€/1,000tFTLiquids/year |  | L | 1 | ctrl | 2050 | 0.15584
5.5 Gasif.Ent. Flow FT, liq fu | Gasifier, biomass, Fischer Tropsch liquid fuels, large scale | Technology-specific data | Specific density [kg/l] or [ton/m3] | kg/l |  |  |  | ctrl | 2015 | 0.77
5.5 Gasif.Ent. Flow FT, liq fu | Gasifier, biomass, Fischer Tropsch liquid fuels, large scale | Technology-specific data | Specific density [kg/l] or [ton/m3] | kg/l |  |  |  | ctrl | 2020 | 0.77
5.5 Gasif.Ent. Flow FT, liq fu | Gasifier, biomass, Fischer Tropsch liquid fuels, large scale | Technology-specific data | Specific density [kg/l] or [ton/m3] | kg/l |  |  |  | ctrl | 2030 | 0.77
5.5 Gasif.Ent. Flow FT, liq fu | Gasifier, biomass, Fischer Tropsch liquid fuels, large scale | Technology-specific data | Specific density [kg/l] or [ton/m3] | kg/l |  |  |  | ctrl | 2040 | 0.77
5.5 Gasif.Ent. Flow FT, liq fu | Gasifier, biomass, Fischer Tropsch liquid fuels, large scale | Technology-specific data | Specific density [kg/l] or [ton/m3] | kg/l |  |  |  | ctrl | 2050 | 0.77
5.5 Gasif.Ent. Flow FT, liq fu | Gasifier, biomass, Fischer Tropsch liquid fuels, large scale | Technology-specific data | Specific energy content [GJ/ton] FT Diesel | GJ/ton |  |  |  | ctrl | 2015 | 44
5.5 Gasif.Ent. Flow FT, liq fu | Gasifier, biomass, Fischer Tropsch liquid fuels, large scale | Technology-specific data | Specific energy content [GJ/ton] FT Diesel | GJ/ton |  |  |  | ctrl | 2020 | 44
5.5 Gasif.Ent. Flow FT, liq fu | Gasifier, biomass, Fischer Tropsch liquid fuels, large scale | Technology-specific data | Specific energy content [GJ/ton] FT Diesel | GJ/ton |  |  |  | ctrl | 2030 | 44
5.5 Gasif.Ent. Flow FT, liq fu | Gasifier, biomass, Fischer Tropsch liquid fuels, large scale | Technology-specific data | Specific energy content [GJ/ton] FT Diesel | GJ/ton |  |  |  | ctrl | 2040 | 44
5.5 Gasif.Ent. Flow FT, liq fu | Gasifier, biomass, Fischer Tropsch liquid fuels, large scale | Technology-specific data | Specific energy content [GJ/ton] FT Diesel | GJ/ton |  |  |  | ctrl | 2050 | 44
5.5 Gasif.Ent. Flow FT, liq fu | Gasifier, biomass, Fischer Tropsch liquid fuels, large scale | Technology-specific data | Specific investment [M€/1,000 t FT Liquids/year] | M€/1,000tFTLiquids/year |  | E, L | 1, 6, 7, 8, 9 | Lower | 2020 | 0.75
5.5 Gasif.Ent. Flow FT, liq fu | Gasifier, biomass, Fischer Tropsch liquid fuels, large scale | Technology-specific data | Specific investment [M€/1,000 t FT Liquids/year] | M€/1,000tFTLiquids/year |  | E, L | 1, 6, 7, 8, 9 | Lower | 2050 | 0.75
5.5 Gasif.Ent. Flow FT, liq fu | Gasifier, biomass, Fischer Tropsch liquid fuels, large scale | Technology-specific data | Specific investment [M€/1,000 t FT Liquids/year] | M€/1,000tFTLiquids/year |  | E, L | 1, 6, 7, 8, 9 | Upper | 2020 | 1.2
5.5 Gasif.Ent. Flow FT, liq fu | Gasifier, biomass, Fischer Tropsch liquid fuels, large scale | Technology-specific data | Specific investment [M€/1,000 t FT Liquids/year] | M€/1,000tFTLiquids/year |  | E, L | 1, 6, 7, 8, 9 | Upper | 2050 | 1.2
5.5 Gasif.Ent. Flow FT, liq fu | Gasifier, biomass, Fischer Tropsch liquid fuels, large scale | Technology-specific data | Specific investment [M€/1,000 t FT Liquids/year] | M€/1,000tFTLiquids/year |  | E, L | 1, 6, 7, 8, 9 | ctrl | 2015 | 6.4935
5.5 Gasif.Ent. Flow FT, liq fu | Gasifier, biomass, Fischer Tropsch liquid fuels, large scale | Technology-specific data | Specific investment [M€/1,000 t FT Liquids/year] | M€/1,000tFTLiquids/year |  | E, L | 1, 6, 7, 8, 9 | ctrl | 2020 | 6.4935
5.5 Gasif.Ent. Flow FT, liq fu | Gasifier, biomass, Fischer Tropsch liquid fuels, large scale | Technology-specific data | Specific investment [M€/1,000 t FT Liquids/year] | M€/1,000tFTLiquids/year |  | E, L | 1, 6, 7, 8, 9 | ctrl | 2030 | 5.8442
5.5 Gasif.Ent. Flow FT, liq fu | Gasifier, biomass, Fischer Tropsch liquid fuels, large scale | Technology-specific data | Specific investment [M€/1,000 t FT Liquids/year] | M€/1,000tFTLiquids/year |  | E, L | 1, 6, 7, 8, 9 | ctrl | 2040 | 5.5
5.5 Gasif.Ent. Flow FT, liq fu | Gasifier, biomass, Fischer Tropsch liquid fuels, large scale | Technology-specific data | Specific investment [M€/1,000 t FT Liquids/year] | M€/1,000tFTLiquids/year |  | E, L | 1, 6, 7, 8, 9 | ctrl | 2050 | 5.1948
5.5 Gasif.Ent. Flow FT, liq fu | Gasifier, biomass, Fischer Tropsch liquid fuels, large scale | Technology-specific data | Start up [M€/1,000 t FT Liquids/year] | M€/1,000tFTLiquids/year |  | F |  | ctrl | 2015 | 0
5.5 Gasif.Ent. Flow FT, liq fu | Gasifier, biomass, Fischer Tropsch liquid fuels, large scale | Technology-specific data | Start up [M€/1,000 t FT Liquids/year] | M€/1,000tFTLiquids/year |  | F |  | ctrl | 2020 | 0
5.5 Gasif.Ent. Flow FT, liq fu | Gasifier, biomass, Fischer Tropsch liquid fuels, large scale | Technology-specific data | Start up [M€/1,000 t FT Liquids/year] | M€/1,000tFTLiquids/year |  | F |  | ctrl | 2030 | 0
5.5 Gasif.Ent. Flow FT, liq fu | Gasifier, biomass, Fischer Tropsch liquid fuels, large scale | Technology-specific data | Start up [M€/1,000 t FT Liquids/year] | M€/1,000tFTLiquids/year |  | F |  | ctrl | 2040 | 0
5.5 Gasif.Ent. Flow FT, liq fu | Gasifier, biomass, Fischer Tropsch liquid fuels, large scale | Technology-specific data | Start up [M€/1,000 t FT Liquids/year] | M€/1,000tFTLiquids/year |  | F |  | ctrl | 2050 | 0
5.5 Gasif.Ent. Flow FT, liq fu | Gasifier, biomass, Fischer Tropsch liquid fuels, large scale | Technology-specific data | Variable O&M [M€/1,000 t FT Liquids/year] | M€/1,000tFTLiquids/year |  | L | 1 | Lower | 2020 | 0.75
5.5 Gasif.Ent. Flow FT, liq fu | Gasifier, biomass, Fischer Tropsch liquid fuels, large scale | Technology-specific data | Variable O&M [M€/1,000 t FT Liquids/year] | M€/1,000tFTLiquids/year |  | L | 1 | Lower | 2050 | 0.75
5.5 Gasif.Ent. Flow FT, liq fu | Gasifier, biomass, Fischer Tropsch liquid fuels, large scale | Technology-specific data | Variable O&M [M€/1,000 t FT Liquids/year] | M€/1,000tFTLiquids/year |  | L | 1 | Upper | 2020 | 1.2
5.5 Gasif.Ent. Flow FT, liq fu | Gasifier, biomass, Fischer Tropsch liquid fuels, large scale | Technology-specific data | Variable O&M [M€/1,000 t FT Liquids/year] | M€/1,000tFTLiquids/year |  | L | 1 | Upper | 2050 | 1.2
5.5 Gasif.Ent. Flow FT, liq fu | Gasifier, biomass, Fischer Tropsch liquid fuels, large scale | Technology-specific data | Variable O&M [M€/1,000 t FT Liquids/year] | M€/1,000tFTLiquids/year |  | L | 1 | ctrl | 2015 | 0.012987
5.5 Gasif.Ent. Flow FT, liq fu | Gasifier, biomass, Fischer Tropsch liquid fuels, large scale | Technology-specific data | Variable O&M [M€/1,000 t FT Liquids/year] | M€/1,000tFTLiquids/year |  | L | 1 | ctrl | 2020 | 0.012987
5.5 Gasif.Ent. Flow FT, liq fu | Gasifier, biomass, Fischer Tropsch liquid fuels, large scale | Technology-specific data | Variable O&M [M€/1,000 t FT Liquids/year] | M€/1,000tFTLiquids/year |  | L | 1 | ctrl | 2030 | 0.012987
5.5 Gasif.Ent. Flow FT, liq fu | Gasifier, biomass, Fischer Tropsch liquid fuels, large scale | Technology-specific data | Variable O&M [M€/1,000 t FT Liquids/year] | M€/1,000tFTLiquids/year |  | L | 1 | ctrl | 2040 | 0.013
5.5 Gasif.Ent. Flow FT, liq fu | Gasifier, biomass, Fischer Tropsch liquid fuels, large scale | Technology-specific data | Variable O&M [M€/1,000 t FT Liquids/year] | M€/1,000tFTLiquids/year |  | L | 1 | ctrl | 2050 | 0.012987
5.6 Hydrogen to Jet | Hydrogen to Jet Fuel | Energy/technical data | CO2 Consumption [t/t FT Liquids] | t/tFTLiquids |  | C, D, E |  | Lower | 2020 | 1
5.6 Hydrogen to Jet | Hydrogen to Jet Fuel | Energy/technical data | CO2 Consumption [t/t FT Liquids] | t/tFTLiquids |  | C, D, E |  | Lower | 2050 | 1
5.6 Hydrogen to Jet | Hydrogen to Jet Fuel | Energy/technical data | CO2 Consumption [t/t FT Liquids] | t/tFTLiquids |  | C, D, E |  | Upper | 2020 | 1.1
5.6 Hydrogen to Jet | Hydrogen to Jet Fuel | Energy/technical data | CO2 Consumption [t/t FT Liquids] | t/tFTLiquids |  | C, D, E |  | Upper | 2050 | 1.1
5.6 Hydrogen to Jet | Hydrogen to Jet Fuel | Energy/technical data | CO2 Consumption [t/t FT Liquids] | t/tFTLiquids |  | C, D, E |  | ctrl | 2020 | 4.3
5.6 Hydrogen to Jet | Hydrogen to Jet Fuel | Energy/technical data | CO2 Consumption [t/t FT Liquids] | t/tFTLiquids |  | C, D, E |  | ctrl | 2030 | 3.9
5.6 Hydrogen to Jet | Hydrogen to Jet Fuel | Energy/technical data | CO2 Consumption [t/t FT Liquids] | t/tFTLiquids |  | C, D, E |  | ctrl | 2040 | 3.6
5.6 Hydrogen to Jet | Hydrogen to Jet Fuel | Energy/technical data | CO2 Consumption [t/t FT Liquids] | t/tFTLiquids |  | C, D, E |  | ctrl | 2050 | 3.3
5.6 Hydrogen to Jet | Hydrogen to Jet Fuel | Energy/technical data | Construction time [years] | years |  |  |  | ctrl | 2020 | 2
5.6 Hydrogen to Jet | Hydrogen to Jet Fuel | Energy/technical data | District Heating Output [MWh/MWh Total Input] | MWh/MWhTotalInput |  | H |  | Lower | 2020 | 0.8
5.6 Hydrogen to Jet | Hydrogen to Jet Fuel | Energy/technical data | District Heating Output [MWh/MWh Total Input] | MWh/MWhTotalInput |  | H |  | Lower | 2050 | 0.8
5.6 Hydrogen to Jet | Hydrogen to Jet Fuel | Energy/technical data | District Heating Output [MWh/MWh Total Input] | MWh/MWhTotalInput |  | H |  | Upper | 2020 | 1.2
5.6 Hydrogen to Jet | Hydrogen to Jet Fuel | Energy/technical data | District Heating Output [MWh/MWh Total Input] | MWh/MWhTotalInput |  | H |  | Upper | 2050 | 1.2
5.6 Hydrogen to Jet | Hydrogen to Jet Fuel | Energy/technical data | District Heating Output [MWh/MWh Total Input] | MWh/MWhTotalInput |  | H |  | ctrl | 2020 | 0.25
5.6 Hydrogen to Jet | Hydrogen to Jet Fuel | Energy/technical data | District Heating Output [MWh/MWh Total Input] | MWh/MWhTotalInput |  | H |  | ctrl | 2030 | 0.2
5.6 Hydrogen to Jet | Hydrogen to Jet Fuel | Energy/technical data | District Heating Output [MWh/MWh Total Input] | MWh/MWhTotalInput |  | H |  | ctrl | 2040 | 0.17
5.6 Hydrogen to Jet | Hydrogen to Jet Fuel | Energy/technical data | District Heating Output [MWh/MWh Total Input] | MWh/MWhTotalInput |  | H |  | ctrl | 2050 | 0.15
5.6 Hydrogen to Jet | Hydrogen to Jet Fuel | Energy/technical data | FT Liquids Output [MWh/MWh Total Input] | MWh/MWhTotalInput |  | F, G, O | 20, 18 | Lower | 2020 | 0.8
5.6 Hydrogen to Jet | Hydrogen to Jet Fuel | Energy/technical data | FT Liquids Output [MWh/MWh Total Input] | MWh/MWhTotalInput |  | F, G, O | 20, 18 | Lower | 2050 | 0.8
5.6 Hydrogen to Jet | Hydrogen to Jet Fuel | Energy/technical data | FT Liquids Output [MWh/MWh Total Input] | MWh/MWhTotalInput |  | F, G, O | 20, 18 | Upper | 2020 | 1.2
5.6 Hydrogen to Jet | Hydrogen to Jet Fuel | Energy/technical data | FT Liquids Output [MWh/MWh Total Input] | MWh/MWhTotalInput |  | F, G, O | 20, 18 | Upper | 2050 | 1.2
5.6 Hydrogen to Jet | Hydrogen to Jet Fuel | Energy/technical data | FT Liquids Output [MWh/MWh Total Input] | MWh/MWhTotalInput |  | F, G, O | 20, 18 | ctrl | 2020 | 0.65
5.6 Hydrogen to Jet | Hydrogen to Jet Fuel | Energy/technical data | FT Liquids Output [MWh/MWh Total Input] | MWh/MWhTotalInput |  | F, G, O | 20, 18 | ctrl | 2030 | 0.7
5.6 Hydrogen to Jet | Hydrogen to Jet Fuel | Energy/technical data | FT Liquids Output [MWh/MWh Total Input] | MWh/MWhTotalInput |  | F, G, O | 20, 18 | ctrl | 2040 | 0.73
5.6 Hydrogen to Jet | Hydrogen to Jet Fuel | Energy/technical data | FT Liquids Output [MWh/MWh Total Input] | MWh/MWhTotalInput |  | F, G, O | 20, 18 | ctrl | 2050 | 0.75
5.6 Hydrogen to Jet | Hydrogen to Jet Fuel | Energy/technical data | Forced outage [%] | pct. |  | I |  | ctrl | 2020 | 0
5.6 Hydrogen to Jet | Hydrogen to Jet Fuel | Energy/technical data | Forced outage [%] | pct. |  | I |  | ctrl | 2030 | 0
5.6 Hydrogen to Jet | Hydrogen to Jet Fuel | Energy/technical data | Forced outage [%] | pct. |  | I |  | ctrl | 2040 | 0
5.6 Hydrogen to Jet | Hydrogen to Jet Fuel | Energy/technical data | Forced outage [%] | pct. |  | I |  | ctrl | 2050 | 0
5.6 Hydrogen to Jet | Hydrogen to Jet Fuel | Energy/technical data | Hydrogen Consumption [MWh/MWh Total Input] | MWh/MWhTotalInput |  | E |  | Lower | 2020 | 0.75
5.6 Hydrogen to Jet | Hydrogen to Jet Fuel | Energy/technical data | Hydrogen Consumption [MWh/MWh Total Input] | MWh/MWhTotalInput |  | E |  | Lower | 2050 | 0.75
5.6 Hydrogen to Jet | Hydrogen to Jet Fuel | Energy/technical data | Hydrogen Consumption [MWh/MWh Total Input] | MWh/MWhTotalInput |  | E |  | Upper | 2020 | 1.25
5.6 Hydrogen to Jet | Hydrogen to Jet Fuel | Energy/technical data | Hydrogen Consumption [MWh/MWh Total Input] | MWh/MWhTotalInput |  | E |  | Upper | 2050 | 1.25
5.6 Hydrogen to Jet | Hydrogen to Jet Fuel | Energy/technical data | Hydrogen Consumption [MWh/MWh Total Input] | MWh/MWhTotalInput |  | E |  | ctrl | 2020 | 0.995
5.6 Hydrogen to Jet | Hydrogen to Jet Fuel | Energy/technical data | Hydrogen Consumption [MWh/MWh Total Input] | MWh/MWhTotalInput |  | E |  | ctrl | 2030 | 0.995
5.6 Hydrogen to Jet | Hydrogen to Jet Fuel | Energy/technical data | Hydrogen Consumption [MWh/MWh Total Input] | MWh/MWhTotalInput |  | E |  | ctrl | 2040 | 0.995
5.6 Hydrogen to Jet | Hydrogen to Jet Fuel | Energy/technical data | Hydrogen Consumption [MWh/MWh Total Input] | MWh/MWhTotalInput |  | E |  | ctrl | 2050 | 0.995
5.6 Hydrogen to Jet | Hydrogen to Jet Fuel | Energy/technical data | Planned outage [weeks per year] | weeks/year |  |  | 18 | ctrl | 2020 | 3
5.6 Hydrogen to Jet | Hydrogen to Jet Fuel | Energy/technical data | Power Consumption [MWh/MWh Total Input] | MWh/MWhTotalInput |  | E |  | Lower | 2020 | 0.75
5.6 Hydrogen to Jet | Hydrogen to Jet Fuel | Energy/technical data | Power Consumption [MWh/MWh Total Input] | MWh/MWhTotalInput |  | E |  | Lower | 2050 | 0.75
5.6 Hydrogen to Jet | Hydrogen to Jet Fuel | Energy/technical data | Power Consumption [MWh/MWh Total Input] | MWh/MWhTotalInput |  | E |  | Upper | 2020 | 1.25
5.6 Hydrogen to Jet | Hydrogen to Jet Fuel | Energy/technical data | Power Consumption [MWh/MWh Total Input] | MWh/MWhTotalInput |  | E |  | Upper | 2050 | 1.25
5.6 Hydrogen to Jet | Hydrogen to Jet Fuel | Energy/technical data | Power Consumption [MWh/MWh Total Input] | MWh/MWhTotalInput |  | E |  | ctrl | 2020 | 0.005
5.6 Hydrogen to Jet | Hydrogen to Jet Fuel | Energy/technical data | Power Consumption [MWh/MWh Total Input] | MWh/MWhTotalInput |  | E |  | ctrl | 2030 | 0.005
5.6 Hydrogen to Jet | Hydrogen to Jet Fuel | Energy/technical data | Power Consumption [MWh/MWh Total Input] | MWh/MWhTotalInput |  | E |  | ctrl | 2040 | 0.005
5.6 Hydrogen to Jet | Hydrogen to Jet Fuel | Energy/technical data | Power Consumption [MWh/MWh Total Input] | MWh/MWhTotalInput |  | E |  | ctrl | 2050 | 0.005
5.6 Hydrogen to Jet | Hydrogen to Jet Fuel | Energy/technical data | Technical lifetime [years] | years |  |  |  | ctrl | 2020 | 25
5.6 Hydrogen to Jet | Hydrogen to Jet Fuel | Energy/technical data | Typical total plant size [1,000 kt FT Liquids/year] | 1,000ktFTLiquids/year |  | A, B, | 18, 20, 23 | Lower | 2020 | 0.5
5.6 Hydrogen to Jet | Hydrogen to Jet Fuel | Energy/technical data | Typical total plant size [1,000 kt FT Liquids/year] | 1,000ktFTLiquids/year |  | A, B, | 18, 20, 23 | Lower | 2050 | 0.5
5.6 Hydrogen to Jet | Hydrogen to Jet Fuel | Energy/technical data | Typical total plant size [1,000 kt FT Liquids/year] | 1,000ktFTLiquids/year |  | A, B, | 18, 20, 23 | Upper | 2020 | 1.5
5.6 Hydrogen to Jet | Hydrogen to Jet Fuel | Energy/technical data | Typical total plant size [1,000 kt FT Liquids/year] | 1,000ktFTLiquids/year |  | A, B, | 18, 20, 23 | Upper | 2050 | 1.5
5.6 Hydrogen to Jet | Hydrogen to Jet Fuel | Energy/technical data | Typical total plant size [1,000 kt FT Liquids/year] | 1,000ktFTLiquids/year |  | A, B, | 18, 20, 23 | ctrl | 2020 | 2
5.6 Hydrogen to Jet | Hydrogen to Jet Fuel | Energy/technical data | Typical total plant size [1,000 kt FT Liquids/year] | 1,000ktFTLiquids/year |  | A, B, | 18, 20, 23 | ctrl | 2030 | 13
5.6 Hydrogen to Jet | Hydrogen to Jet Fuel | Energy/technical data | Typical total plant size [1,000 kt FT Liquids/year] | 1,000ktFTLiquids/year |  | A, B, | 18, 20, 23 | ctrl | 2040 | 41
5.6 Hydrogen to Jet | Hydrogen to Jet Fuel | Energy/technical data | Typical total plant size [1,000 kt FT Liquids/year] | 1,000ktFTLiquids/year |  | A, B, | 18, 20, 23 | ctrl | 2050 | 165
5.6 Hydrogen to Jet | Hydrogen to Jet Fuel | Energy/technical data | Typical total plant size [MW] Output | MW |  | A,B,C | 18, 20 | Lower | 2020 | 0.5
5.6 Hydrogen to Jet | Hydrogen to Jet Fuel | Energy/technical data | Typical total plant size [MW] Output | MW |  | A,B,C | 18, 20 | Lower | 2050 | 0.5
5.6 Hydrogen to Jet | Hydrogen to Jet Fuel | Energy/technical data | Typical total plant size [MW] Output | MW |  | A,B,C | 18, 20 | Upper | 2020 | 1.5
5.6 Hydrogen to Jet | Hydrogen to Jet Fuel | Energy/technical data | Typical total plant size [MW] Output | MW |  | A,B,C | 18, 20 | Upper | 2050 | 1.5
5.6 Hydrogen to Jet | Hydrogen to Jet Fuel | Energy/technical data | Typical total plant size [MW] Output | MW |  | A,B,C | 18, 20 | ctrl | 2020 | 3.1
5.6 Hydrogen to Jet | Hydrogen to Jet Fuel | Energy/technical data | Typical total plant size [MW] Output | MW |  | A,B,C | 18, 20 | ctrl | 2030 | 20.5
5.6 Hydrogen to Jet | Hydrogen to Jet Fuel | Energy/technical data | Typical total plant size [MW] Output | MW |  | A,B,C | 18, 20 | ctrl | 2040 | 64.5
5.6 Hydrogen to Jet | Hydrogen to Jet Fuel | Energy/technical data | Typical total plant size [MW] Output | MW |  | A,B,C | 18, 20 | ctrl | 2050 | 259.6
5.6 Hydrogen to Jet | Hydrogen to Jet Fuel | Financial data | - equipment [%] | pct. |  | K |  | ctrl | 2020 | 75
5.6 Hydrogen to Jet | Hydrogen to Jet Fuel | Financial data | - equipment [%] | pct. |  | K |  | ctrl | 2030 | 75
5.6 Hydrogen to Jet | Hydrogen to Jet Fuel | Financial data | - equipment [%] | pct. |  | K |  | ctrl | 2040 | 75
5.6 Hydrogen to Jet | Hydrogen to Jet Fuel | Financial data | - equipment [%] | pct. |  | K |  | ctrl | 2050 | 75
5.6 Hydrogen to Jet | Hydrogen to Jet Fuel | Financial data | - installation [%] | pct. |  |  |  | ctrl | 2020 | 25
5.6 Hydrogen to Jet | Hydrogen to Jet Fuel | Financial data | - installation [%] | pct. |  |  |  | ctrl | 2030 | 25
5.6 Hydrogen to Jet | Hydrogen to Jet Fuel | Financial data | - installation [%] | pct. |  |  |  | ctrl | 2040 | 25
5.6 Hydrogen to Jet | Hydrogen to Jet Fuel | Financial data | - installation [%] | pct. |  |  |  | ctrl | 2050 | 25
5.6 Hydrogen to Jet | Hydrogen to Jet Fuel | Financial data | Fixed O&M [€/MWH Liquids] | €/MWHLiquids |  | L | 18 | Lower | 2020 | 0.9
5.6 Hydrogen to Jet | Hydrogen to Jet Fuel | Financial data | Fixed O&M [€/MWH Liquids] | €/MWHLiquids |  | L | 18 | Lower | 2050 | 0.9
5.6 Hydrogen to Jet | Hydrogen to Jet Fuel | Financial data | Fixed O&M [€/MWH Liquids] | €/MWHLiquids |  | L | 18 | Upper | 2020 | 1.1
5.6 Hydrogen to Jet | Hydrogen to Jet Fuel | Financial data | Fixed O&M [€/MWH Liquids] | €/MWHLiquids |  | L | 18 | Upper | 2050 | 1.1
5.6 Hydrogen to Jet | Hydrogen to Jet Fuel | Financial data | Fixed O&M [€/MWH Liquids] | €/MWHLiquids |  | L | 18 | ctrl | 2020 | 17.9715
5.6 Hydrogen to Jet | Hydrogen to Jet Fuel | Financial data | Fixed O&M [€/MWH Liquids] | €/MWHLiquids |  | L | 18 | ctrl | 2030 | 13.5052
5.6 Hydrogen to Jet | Hydrogen to Jet Fuel | Financial data | Fixed O&M [€/MWH Liquids] | €/MWHLiquids |  | L | 18 | ctrl | 2040 | 9.0389
5.6 Hydrogen to Jet | Hydrogen to Jet Fuel | Financial data | Fixed O&M [€/MWH Liquids] | €/MWHLiquids |  | L | 18 | ctrl | 2050 | 7.8692
5.6 Hydrogen to Jet | Hydrogen to Jet Fuel | Financial data | Specific investment [M€/MW Liquids/year] | M€/MWLiquids/year |  | G, J | 18, 20, 26, 30 | Lower | 2020 | 0.75
5.6 Hydrogen to Jet | Hydrogen to Jet Fuel | Financial data | Specific investment [M€/MW Liquids/year] | M€/MWLiquids/year |  | G, J | 18, 20, 26, 30 | Lower | 2050 | 0.75
5.6 Hydrogen to Jet | Hydrogen to Jet Fuel | Financial data | Specific investment [M€/MW Liquids/year] | M€/MWLiquids/year |  | G, J | 18, 20, 26, 30 | Upper | 2020 | 1.5
5.6 Hydrogen to Jet | Hydrogen to Jet Fuel | Financial data | Specific investment [M€/MW Liquids/year] | M€/MWLiquids/year |  | G, J | 18, 20, 26, 30 | Upper | 2050 | 1.25
5.6 Hydrogen to Jet | Hydrogen to Jet Fuel | Financial data | Specific investment [M€/MW Liquids/year] | M€/MWLiquids/year |  | G, J | 18, 20, 26, 30 | ctrl | 2020 | 2.2331
5.6 Hydrogen to Jet | Hydrogen to Jet Fuel | Financial data | Specific investment [M€/MW Liquids/year] | M€/MWLiquids/year |  | G, J | 18, 20, 26, 30 | ctrl | 2030 | 1.7014
5.6 Hydrogen to Jet | Hydrogen to Jet Fuel | Financial data | Specific investment [M€/MW Liquids/year] | M€/MWLiquids/year |  | G, J | 18, 20, 26, 30 | ctrl | 2040 | 1.1697
5.6 Hydrogen to Jet | Hydrogen to Jet Fuel | Financial data | Specific investment [M€/MW Liquids/year] | M€/MWLiquids/year |  | G, J | 18, 20, 26, 30 | ctrl | 2050 | 0.95706
5.6 Hydrogen to Jet | Hydrogen to Jet Fuel | Financial data | Start up [€/l FT Liquids] | €/lFTLiquids |  |  |  | ctrl | 2020 | 0
5.6 Hydrogen to Jet | Hydrogen to Jet Fuel | Financial data | Start up [€/l FT Liquids] | €/lFTLiquids |  |  |  | ctrl | 2030 | 0
5.6 Hydrogen to Jet | Hydrogen to Jet Fuel | Financial data | Start up [€/l FT Liquids] | €/lFTLiquids |  |  |  | ctrl | 2040 | 0
5.6 Hydrogen to Jet | Hydrogen to Jet Fuel | Financial data | Start up [€/l FT Liquids] | €/lFTLiquids |  |  |  | ctrl | 2050 | 0
5.6 Hydrogen to Jet | Hydrogen to Jet Fuel | Financial data | Variable O&M [€/MWH Liquids] | €/MWHLiquids |  | M | 26 | Lower | 2020 | 0.9
5.6 Hydrogen to Jet | Hydrogen to Jet Fuel | Financial data | Variable O&M [€/MWH Liquids] | €/MWHLiquids |  | M | 26 | Lower | 2050 | 0.9
5.6 Hydrogen to Jet | Hydrogen to Jet Fuel | Financial data | Variable O&M [€/MWH Liquids] | €/MWHLiquids |  | M | 26 | Upper | 2020 | 1.1
5.6 Hydrogen to Jet | Hydrogen to Jet Fuel | Financial data | Variable O&M [€/MWH Liquids] | €/MWHLiquids |  | M | 26 | Upper | 2050 | 1.1
5.6 Hydrogen to Jet | Hydrogen to Jet Fuel | Financial data | Variable O&M [€/MWH Liquids] | €/MWHLiquids |  | M | 26 | ctrl | 2020 | 5.636
5.6 Hydrogen to Jet | Hydrogen to Jet Fuel | Financial data | Variable O&M [€/MWH Liquids] | €/MWHLiquids |  | M | 26 | ctrl | 2030 | 4.4663
5.6 Hydrogen to Jet | Hydrogen to Jet Fuel | Financial data | Variable O&M [€/MWH Liquids] | €/MWHLiquids |  | M | 26 | ctrl | 2040 | 3.4029
5.6 Hydrogen to Jet | Hydrogen to Jet Fuel | Financial data | Variable O&M [€/MWH Liquids] | €/MWHLiquids |  | M | 26 | ctrl | 2050 | 2.2331
5.6 Hydrogen to Jet | Hydrogen to Jet Fuel | Technology-specific data | - equipment [%] | pct. |  | K |  | ctrl | 2020 | 75
5.6 Hydrogen to Jet | Hydrogen to Jet Fuel | Technology-specific data | - equipment [%] | pct. |  | K |  | ctrl | 2030 | 75
5.6 Hydrogen to Jet | Hydrogen to Jet Fuel | Technology-specific data | - equipment [%] | pct. |  | K |  | ctrl | 2040 | 75
5.6 Hydrogen to Jet | Hydrogen to Jet Fuel | Technology-specific data | - equipment [%] | pct. |  | K |  | ctrl | 2050 | 75
5.6 Hydrogen to Jet | Hydrogen to Jet Fuel | Technology-specific data | - installation [%] | pct. |  |  |  | ctrl | 2020 | 25
5.6 Hydrogen to Jet | Hydrogen to Jet Fuel | Technology-specific data | - installation [%] | pct. |  |  |  | ctrl | 2030 | 25
5.6 Hydrogen to Jet | Hydrogen to Jet Fuel | Technology-specific data | - installation [%] | pct. |  |  |  | ctrl | 2040 | 25
5.6 Hydrogen to Jet | Hydrogen to Jet Fuel | Technology-specific data | - installation [%] | pct. |  |  |  | ctrl | 2050 | 25
5.6 Hydrogen to Jet | Hydrogen to Jet Fuel | Technology-specific data | Fixed O&M [€/l FT Liquids] | €/lFTLiquids |  | L | 18 | Lower | 2020 | 0.9
5.6 Hydrogen to Jet | Hydrogen to Jet Fuel | Technology-specific data | Fixed O&M [€/l FT Liquids] | €/lFTLiquids |  | L | 18 | Lower | 2050 | 0.9
5.6 Hydrogen to Jet | Hydrogen to Jet Fuel | Technology-specific data | Fixed O&M [€/l FT Liquids] | €/lFTLiquids |  | L | 18 | Upper | 2020 | 1.1
5.6 Hydrogen to Jet | Hydrogen to Jet Fuel | Technology-specific data | Fixed O&M [€/l FT Liquids] | €/lFTLiquids |  | L | 18 | Upper | 2050 | 1.1
5.6 Hydrogen to Jet | Hydrogen to Jet Fuel | Technology-specific data | Fixed O&M [€/l FT Liquids] | €/lFTLiquids |  | L | 18 | ctrl | 2020 | 0.17014
5.6 Hydrogen to Jet | Hydrogen to Jet Fuel | Technology-specific data | Fixed O&M [€/l FT Liquids] | €/lFTLiquids |  | L | 18 | ctrl | 2030 | 0.1276
5.6 Hydrogen to Jet | Hydrogen to Jet Fuel | Technology-specific data | Fixed O&M [€/l FT Liquids] | €/lFTLiquids |  | L | 18 | ctrl | 2040 | 0.08507
5.6 Hydrogen to Jet | Hydrogen to Jet Fuel | Technology-specific data | Fixed O&M [€/l FT Liquids] | €/lFTLiquids |  | L | 18 | ctrl | 2050 | 0.074436
5.6 Hydrogen to Jet | Hydrogen to Jet Fuel | Technology-specific data | Specific investment [€/l FT Liquids/year] | €/lFTLiquids/year |  | G, J | 18, 20, 26, 30 | Lower | 2020 | 0.75
5.6 Hydrogen to Jet | Hydrogen to Jet Fuel | Technology-specific data | Specific investment [€/l FT Liquids/year] | €/lFTLiquids/year |  | G, J | 18, 20, 26, 30 | Lower | 2050 | 0.75
5.6 Hydrogen to Jet | Hydrogen to Jet Fuel | Technology-specific data | Specific investment [€/l FT Liquids/year] | €/lFTLiquids/year |  | G, J | 18, 20, 26, 30 | Upper | 2020 | 1.5
5.6 Hydrogen to Jet | Hydrogen to Jet Fuel | Technology-specific data | Specific investment [€/l FT Liquids/year] | €/lFTLiquids/year |  | G, J | 18, 20, 26, 30 | Upper | 2050 | 1.25
5.6 Hydrogen to Jet | Hydrogen to Jet Fuel | Technology-specific data | Specific investment [€/l FT Liquids/year] | €/lFTLiquids/year |  | G, J | 18, 20, 26, 30 | ctrl | 2020 | 3.5091
5.6 Hydrogen to Jet | Hydrogen to Jet Fuel | Technology-specific data | Specific investment [€/l FT Liquids/year] | €/lFTLiquids/year |  | G, J | 18, 20, 26, 30 | ctrl | 2030 | 2.6584
5.6 Hydrogen to Jet | Hydrogen to Jet Fuel | Technology-specific data | Specific investment [€/l FT Liquids/year] | €/lFTLiquids/year |  | G, J | 18, 20, 26, 30 | ctrl | 2040 | 1.8077
5.6 Hydrogen to Jet | Hydrogen to Jet Fuel | Technology-specific data | Specific investment [€/l FT Liquids/year] | €/lFTLiquids/year |  | G, J | 18, 20, 26, 30 | ctrl | 2050 | 1.4887
5.6 Hydrogen to Jet | Hydrogen to Jet Fuel | Technology-specific data | Start up [€/l FT Liquids] | €/lFTLiquids |  |  |  | ctrl | 2020 | 0
5.6 Hydrogen to Jet | Hydrogen to Jet Fuel | Technology-specific data | Start up [€/l FT Liquids] | €/lFTLiquids |  |  |  | ctrl | 2030 | 0
5.6 Hydrogen to Jet | Hydrogen to Jet Fuel | Technology-specific data | Start up [€/l FT Liquids] | €/lFTLiquids |  |  |  | ctrl | 2040 | 0
5.6 Hydrogen to Jet | Hydrogen to Jet Fuel | Technology-specific data | Start up [€/l FT Liquids] | €/lFTLiquids |  |  |  | ctrl | 2050 | 0
5.6 Hydrogen to Jet | Hydrogen to Jet Fuel | Technology-specific data | Variable O&M [€/l FT Liquids] | €/lFTLiquids |  | M | 26 | Lower | 2020 | 0.9
5.6 Hydrogen to Jet | Hydrogen to Jet Fuel | Technology-specific data | Variable O&M [€/l FT Liquids] | €/lFTLiquids |  | M | 26 | Lower | 2050 | 0.9
5.6 Hydrogen to Jet | Hydrogen to Jet Fuel | Technology-specific data | Variable O&M [€/l FT Liquids] | €/lFTLiquids |  | M | 26 | Upper | 2020 | 1.1
5.6 Hydrogen to Jet | Hydrogen to Jet Fuel | Technology-specific data | Variable O&M [€/l FT Liquids] | €/lFTLiquids |  | M | 26 | Upper | 2050 | 1.1
5.6 Hydrogen to Jet | Hydrogen to Jet Fuel | Technology-specific data | Variable O&M [€/l FT Liquids] | €/lFTLiquids |  | M | 26 | ctrl | 2020 | 0.053169
5.6 Hydrogen to Jet | Hydrogen to Jet Fuel | Technology-specific data | Variable O&M [€/l FT Liquids] | €/lFTLiquids |  | M | 26 | ctrl | 2030 | 0.042535
5.6 Hydrogen to Jet | Hydrogen to Jet Fuel | Technology-specific data | Variable O&M [€/l FT Liquids] | €/lFTLiquids |  | M | 26 | ctrl | 2040 | 0.031901
5.6 Hydrogen to Jet | Hydrogen to Jet Fuel | Technology-specific data | Variable O&M [€/l FT Liquids] | €/lFTLiquids |  | M | 26 | ctrl | 2050 | 0.021267
5.6 Power to Jet | Power to Jet Fuel | Energy/technical data | CO2 Consumption [t/t FT Liquids] | t/tFTLiquids |  | D, E |  | Lower | 2020 | 1
5.6 Power to Jet | Power to Jet Fuel | Energy/technical data | CO2 Consumption [t/t FT Liquids] | t/tFTLiquids |  | D, E |  | Lower | 2050 | 1
5.6 Power to Jet | Power to Jet Fuel | Energy/technical data | CO2 Consumption [t/t FT Liquids] | t/tFTLiquids |  | D, E |  | Upper | 2020 | 1.1
5.6 Power to Jet | Power to Jet Fuel | Energy/technical data | CO2 Consumption [t/t FT Liquids] | t/tFTLiquids |  | D, E |  | Upper | 2050 | 1.1
5.6 Power to Jet | Power to Jet Fuel | Energy/technical data | CO2 Consumption [t/t FT Liquids] | t/tFTLiquids |  | D, E |  | ctrl | 2020 | 4.3
5.6 Power to Jet | Power to Jet Fuel | Energy/technical data | CO2 Consumption [t/t FT Liquids] | t/tFTLiquids |  | D, E |  | ctrl | 2030 | 3.9
5.6 Power to Jet | Power to Jet Fuel | Energy/technical data | CO2 Consumption [t/t FT Liquids] | t/tFTLiquids |  | D, E |  | ctrl | 2040 | 3.6
5.6 Power to Jet | Power to Jet Fuel | Energy/technical data | CO2 Consumption [t/t FT Liquids] | t/tFTLiquids |  | D, E |  | ctrl | 2050 | 3.3
5.6 Power to Jet | Power to Jet Fuel | Energy/technical data | Construction time [years] | years |  |  |  | ctrl | 2020 | 2
5.6 Power to Jet | Power to Jet Fuel | Energy/technical data | Construction time [years] | years |  |  |  | ctrl | 2030 | 2
5.6 Power to Jet | Power to Jet Fuel | Energy/technical data | Construction time [years] | years |  |  |  | ctrl | 2040 | 2
5.6 Power to Jet | Power to Jet Fuel | Energy/technical data | Construction time [years] | years |  |  |  | ctrl | 2050 | 2
5.6 Power to Jet | Power to Jet Fuel | Energy/technical data | District Heating Output [MWh/MWh Total Input] | MWh/MWhTotalInput |  | I |  | Lower | 2020 | 0.8
5.6 Power to Jet | Power to Jet Fuel | Energy/technical data | District Heating Output [MWh/MWh Total Input] | MWh/MWhTotalInput |  | I |  | Lower | 2050 | 0.8
5.6 Power to Jet | Power to Jet Fuel | Energy/technical data | District Heating Output [MWh/MWh Total Input] | MWh/MWhTotalInput |  | I |  | Upper | 2020 | 1.2
5.6 Power to Jet | Power to Jet Fuel | Energy/technical data | District Heating Output [MWh/MWh Total Input] | MWh/MWhTotalInput |  | I |  | Upper | 2050 | 1.2
5.6 Power to Jet | Power to Jet Fuel | Energy/technical data | District Heating Output [MWh/MWh Total Input] | MWh/MWhTotalInput |  | I |  | ctrl | 2020 | 0.43
5.6 Power to Jet | Power to Jet Fuel | Energy/technical data | District Heating Output [MWh/MWh Total Input] | MWh/MWhTotalInput |  | I |  | ctrl | 2030 | 0.4
5.6 Power to Jet | Power to Jet Fuel | Energy/technical data | District Heating Output [MWh/MWh Total Input] | MWh/MWhTotalInput |  | I |  | ctrl | 2040 | 0.3
5.6 Power to Jet | Power to Jet Fuel | Energy/technical data | District Heating Output [MWh/MWh Total Input] | MWh/MWhTotalInput |  | I |  | ctrl | 2050 | 0.25
5.6 Power to Jet | Power to Jet Fuel | Energy/technical data | Electricity Consumption [MWh/MWh Total Input] | MWh/MWhTotalInput |  | F |  | Lower | 2020 | 1
5.6 Power to Jet | Power to Jet Fuel | Energy/technical data | Electricity Consumption [MWh/MWh Total Input] | MWh/MWhTotalInput |  | F |  | Lower | 2050 | 1
5.6 Power to Jet | Power to Jet Fuel | Energy/technical data | Electricity Consumption [MWh/MWh Total Input] | MWh/MWhTotalInput |  | F |  | Upper | 2020 | 1
5.6 Power to Jet | Power to Jet Fuel | Energy/technical data | Electricity Consumption [MWh/MWh Total Input] | MWh/MWhTotalInput |  | F |  | Upper | 2050 | 1
5.6 Power to Jet | Power to Jet Fuel | Energy/technical data | Electricity Consumption [MWh/MWh Total Input] | MWh/MWhTotalInput |  | F |  | ctrl | 2020 | 1
5.6 Power to Jet | Power to Jet Fuel | Energy/technical data | Electricity Consumption [MWh/MWh Total Input] | MWh/MWhTotalInput |  | F |  | ctrl | 2030 | 1
5.6 Power to Jet | Power to Jet Fuel | Energy/technical data | Electricity Consumption [MWh/MWh Total Input] | MWh/MWhTotalInput |  | F |  | ctrl | 2040 | 1
5.6 Power to Jet | Power to Jet Fuel | Energy/technical data | Electricity Consumption [MWh/MWh Total Input] | MWh/MWhTotalInput |  | F |  | ctrl | 2050 | 1
5.6 Power to Jet | Power to Jet Fuel | Energy/technical data | FT Liquids Output [MWh/MWh Total Input] | MWh/MWhTotalInput |  | G, H, O | 20, 18 | Lower | 2020 | 0.8
5.6 Power to Jet | Power to Jet Fuel | Energy/technical data | FT Liquids Output [MWh/MWh Total Input] | MWh/MWhTotalInput |  | G, H, O | 20, 18 | Lower | 2050 | 0.8
5.6 Power to Jet | Power to Jet Fuel | Energy/technical data | FT Liquids Output [MWh/MWh Total Input] | MWh/MWhTotalInput |  | G, H, O | 20, 18 | Upper | 2020 | 1.2
5.6 Power to Jet | Power to Jet Fuel | Energy/technical data | FT Liquids Output [MWh/MWh Total Input] | MWh/MWhTotalInput |  | G, H, O | 20, 18 | Upper | 2050 | 1.2
5.6 Power to Jet | Power to Jet Fuel | Energy/technical data | FT Liquids Output [MWh/MWh Total Input] | MWh/MWhTotalInput |  | G, H, O | 20, 18 | ctrl | 2020 | 0.37
5.6 Power to Jet | Power to Jet Fuel | Energy/technical data | FT Liquids Output [MWh/MWh Total Input] | MWh/MWhTotalInput |  | G, H, O | 20, 18 | ctrl | 2030 | 0.4
5.6 Power to Jet | Power to Jet Fuel | Energy/technical data | FT Liquids Output [MWh/MWh Total Input] | MWh/MWhTotalInput |  | G, H, O | 20, 18 | ctrl | 2040 | 0.5
5.6 Power to Jet | Power to Jet Fuel | Energy/technical data | FT Liquids Output [MWh/MWh Total Input] | MWh/MWhTotalInput |  | G, H, O | 20, 18 | ctrl | 2050 | 0.55
5.6 Power to Jet | Power to Jet Fuel | Energy/technical data | Forced outage [%] | pct. |  | J |  | ctrl | 2020 | 0
5.6 Power to Jet | Power to Jet Fuel | Energy/technical data | Forced outage [%] | pct. |  | J |  | ctrl | 2030 | 0
5.6 Power to Jet | Power to Jet Fuel | Energy/technical data | Forced outage [%] | pct. |  | J |  | ctrl | 2040 | 0
5.6 Power to Jet | Power to Jet Fuel | Energy/technical data | Forced outage [%] | pct. |  | J |  | ctrl | 2050 | 0
5.6 Power to Jet | Power to Jet Fuel | Energy/technical data | Planned outage [weeks per year] | weeks/year |  |  | 18 | ctrl | 2020 | 3
5.6 Power to Jet | Power to Jet Fuel | Energy/technical data | Planned outage [weeks per year] | weeks/year |  |  | 18 | ctrl | 2030 | 3
5.6 Power to Jet | Power to Jet Fuel | Energy/technical data | Planned outage [weeks per year] | weeks/year |  |  | 18 | ctrl | 2040 | 3
5.6 Power to Jet | Power to Jet Fuel | Energy/technical data | Planned outage [weeks per year] | weeks/year |  |  | 18 | ctrl | 2050 | 3
5.6 Power to Jet | Power to Jet Fuel | Energy/technical data | Technical lifetime [years] | years |  |  |  | Lower | 2020 | 20
5.6 Power to Jet | Power to Jet Fuel | Energy/technical data | Technical lifetime [years] | years |  |  |  | Upper | 2020 | 30
5.6 Power to Jet | Power to Jet Fuel | Energy/technical data | Technical lifetime [years] | years |  |  |  | ctrl | 2020 | 25
5.6 Power to Jet | Power to Jet Fuel | Energy/technical data | Technical lifetime [years] | years |  |  |  | ctrl | 2030 | 25
5.6 Power to Jet | Power to Jet Fuel | Energy/technical data | Technical lifetime [years] | years |  |  |  | ctrl | 2040 | 25
5.6 Power to Jet | Power to Jet Fuel | Energy/technical data | Technical lifetime [years] | years |  |  |  | ctrl | 2050 | 25
5.6 Power to Jet | Power to Jet Fuel | Energy/technical data | Typical total plant size [1,000 t FT Liquids/year] | 1,000tFTLiquids/year |  | A, B, C | 18, 20, 23 | Lower | 2020 | 0.5
5.6 Power to Jet | Power to Jet Fuel | Energy/technical data | Typical total plant size [1,000 t FT Liquids/year] | 1,000tFTLiquids/year |  | A, B, C | 18, 20, 23 | Lower | 2050 | 0.5
5.6 Power to Jet | Power to Jet Fuel | Energy/technical data | Typical total plant size [1,000 t FT Liquids/year] | 1,000tFTLiquids/year |  | A, B, C | 18, 20, 23 | Upper | 2020 | 1.5
5.6 Power to Jet | Power to Jet Fuel | Energy/technical data | Typical total plant size [1,000 t FT Liquids/year] | 1,000tFTLiquids/year |  | A, B, C | 18, 20, 23 | Upper | 2050 | 1.5
5.6 Power to Jet | Power to Jet Fuel | Energy/technical data | Typical total plant size [1,000 t FT Liquids/year] | 1,000tFTLiquids/year |  | A, B, C | 18, 20, 23 | ctrl | 2020 | 2
5.6 Power to Jet | Power to Jet Fuel | Energy/technical data | Typical total plant size [1,000 t FT Liquids/year] | 1,000tFTLiquids/year |  | A, B, C | 18, 20, 23 | ctrl | 2030 | 13
5.6 Power to Jet | Power to Jet Fuel | Energy/technical data | Typical total plant size [1,000 t FT Liquids/year] | 1,000tFTLiquids/year |  | A, B, C | 18, 20, 23 | ctrl | 2040 | 41
5.6 Power to Jet | Power to Jet Fuel | Energy/technical data | Typical total plant size [1,000 t FT Liquids/year] | 1,000tFTLiquids/year |  | A, B, C | 18, 20, 23 | ctrl | 2050 | 165
5.6 Power to Jet | Power to Jet Fuel | Energy/technical data | Typical total plant size [MW] Output | MW |  | A,B,C | 18, 20 | Lower | 2020 | 0.5
5.6 Power to Jet | Power to Jet Fuel | Energy/technical data | Typical total plant size [MW] Output | MW |  | A,B,C | 18, 20 | Lower | 2050 | 0.5
5.6 Power to Jet | Power to Jet Fuel | Energy/technical data | Typical total plant size [MW] Output | MW |  | A,B,C | 18, 20 | Upper | 2020 | 1.5
5.6 Power to Jet | Power to Jet Fuel | Energy/technical data | Typical total plant size [MW] Output | MW |  | A,B,C | 18, 20 | Upper | 2050 | 1.5
5.6 Power to Jet | Power to Jet Fuel | Energy/technical data | Typical total plant size [MW] Output | MW |  | A,B,C | 18, 20 | ctrl | 2020 | 3.1
5.6 Power to Jet | Power to Jet Fuel | Energy/technical data | Typical total plant size [MW] Output | MW |  | A,B,C | 18, 20 | ctrl | 2030 | 20.5
5.6 Power to Jet | Power to Jet Fuel | Energy/technical data | Typical total plant size [MW] Output | MW |  | A,B,C | 18, 20 | ctrl | 2040 | 64.5
5.6 Power to Jet | Power to Jet Fuel | Energy/technical data | Typical total plant size [MW] Output | MW |  | A,B,C | 18, 20 | ctrl | 2050 | 259.6
5.6 Power to Jet | Power to Jet Fuel | Financial data | - equipment [%] | pct. |  | L |  | Lower | 2020 | 0
5.6 Power to Jet | Power to Jet Fuel | Financial data | - equipment [%] | pct. |  | L |  | Lower | 2050 | 0
5.6 Power to Jet | Power to Jet Fuel | Financial data | - equipment [%] | pct. |  | L |  | Upper | 2020 | 0
5.6 Power to Jet | Power to Jet Fuel | Financial data | - equipment [%] | pct. |  | L |  | Upper | 2050 | 0
5.6 Power to Jet | Power to Jet Fuel | Financial data | - equipment [%] | pct. |  | L |  | ctrl | 2020 | 75
5.6 Power to Jet | Power to Jet Fuel | Financial data | - equipment [%] | pct. |  | L |  | ctrl | 2030 | 75
5.6 Power to Jet | Power to Jet Fuel | Financial data | - equipment [%] | pct. |  | L |  | ctrl | 2040 | 75
5.6 Power to Jet | Power to Jet Fuel | Financial data | - equipment [%] | pct. |  | L |  | ctrl | 2050 | 75
5.6 Power to Jet | Power to Jet Fuel | Financial data | - installation [%] | pct. |  | 0 |  | Lower | 2020 | 0
5.6 Power to Jet | Power to Jet Fuel | Financial data | - installation [%] | pct. |  | 0 |  | Lower | 2050 | 0
5.6 Power to Jet | Power to Jet Fuel | Financial data | - installation [%] | pct. |  | 0 |  | Upper | 2020 | 0
5.6 Power to Jet | Power to Jet Fuel | Financial data | - installation [%] | pct. |  | 0 |  | Upper | 2050 | 0
5.6 Power to Jet | Power to Jet Fuel | Financial data | - installation [%] | pct. |  | 0 |  | ctrl | 2020 | 25
5.6 Power to Jet | Power to Jet Fuel | Financial data | - installation [%] | pct. |  | 0 |  | ctrl | 2030 | 25
5.6 Power to Jet | Power to Jet Fuel | Financial data | - installation [%] | pct. |  | 0 |  | ctrl | 2040 | 25
5.6 Power to Jet | Power to Jet Fuel | Financial data | - installation [%] | pct. |  | 0 |  | ctrl | 2050 | 25
5.6 Power to Jet | Power to Jet Fuel | Financial data | Fixed O&M [€/MWh FT Liquids] | €/MWhFTLiquids |  | M | 18 | Lower | 2020 | 0.9
5.6 Power to Jet | Power to Jet Fuel | Financial data | Fixed O&M [€/MWh FT Liquids] | €/MWhFTLiquids |  | M | 18 | Lower | 2050 | 0.9
5.6 Power to Jet | Power to Jet Fuel | Financial data | Fixed O&M [€/MWh FT Liquids] | €/MWhFTLiquids |  | M | 18 | Upper | 2020 | 1.1
5.6 Power to Jet | Power to Jet Fuel | Financial data | Fixed O&M [€/MWh FT Liquids] | €/MWhFTLiquids |  | M | 18 | Upper | 2050 | 1.1
5.6 Power to Jet | Power to Jet Fuel | Financial data | Fixed O&M [€/MWh FT Liquids] | €/MWhFTLiquids |  | M | 18 | ctrl | 2020 | 28.1801
5.6 Power to Jet | Power to Jet Fuel | Financial data | Fixed O&M [€/MWh FT Liquids] | €/MWhFTLiquids |  | M | 18 | ctrl | 2030 | 16.9081
5.6 Power to Jet | Power to Jet Fuel | Financial data | Fixed O&M [€/MWh FT Liquids] | €/MWhFTLiquids |  | M | 18 | ctrl | 2040 | 11.272
5.6 Power to Jet | Power to Jet Fuel | Financial data | Fixed O&M [€/MWh FT Liquids] | €/MWhFTLiquids |  | M | 18 | ctrl | 2050 | 5.636
5.6 Power to Jet | Power to Jet Fuel | Financial data | Specific investment [M€/MW Output] | M€/MWOutput |  | K | 18, 20, 26, 30 | Lower | 2020 | 0.75
5.6 Power to Jet | Power to Jet Fuel | Financial data | Specific investment [M€/MW Output] | M€/MWOutput |  | K | 18, 20, 26, 30 | Lower | 2050 | 0.75
5.6 Power to Jet | Power to Jet Fuel | Financial data | Specific investment [M€/MW Output] | M€/MWOutput |  | K | 18, 20, 26, 30 | Upper | 2020 | 1.5
5.6 Power to Jet | Power to Jet Fuel | Financial data | Specific investment [M€/MW Output] | M€/MWOutput |  | K | 18, 20, 26, 30 | Upper | 2050 | 1.25
5.6 Power to Jet | Power to Jet Fuel | Financial data | Specific investment [M€/MW Output] | M€/MWOutput |  | K | 18, 20, 26, 30 | ctrl | 2020 | 3.4029
5.6 Power to Jet | Power to Jet Fuel | Financial data | Specific investment [M€/MW Output] | M€/MWOutput |  | K | 18, 20, 26, 30 | ctrl | 2030 | 2.6585
5.6 Power to Jet | Power to Jet Fuel | Financial data | Specific investment [M€/MW Output] | M€/MWOutput |  | K | 18, 20, 26, 30 | ctrl | 2040 | 2.0205
5.6 Power to Jet | Power to Jet Fuel | Financial data | Specific investment [M€/MW Output] | M€/MWOutput |  | K | 18, 20, 26, 30 | ctrl | 2050 | 1.7014
5.6 Power to Jet | Power to Jet Fuel | Financial data | Start up [€/MWh FT Liquids] | €/MWhFTLiquids |  | 0 |  | Lower | 2020 | 0
5.6 Power to Jet | Power to Jet Fuel | Financial data | Start up [€/MWh FT Liquids] | €/MWhFTLiquids |  | 0 |  | Lower | 2050 | 0
5.6 Power to Jet | Power to Jet Fuel | Financial data | Start up [€/MWh FT Liquids] | €/MWhFTLiquids |  | 0 |  | Upper | 2020 | 0
5.6 Power to Jet | Power to Jet Fuel | Financial data | Start up [€/MWh FT Liquids] | €/MWhFTLiquids |  | 0 |  | Upper | 2050 | 0
5.6 Power to Jet | Power to Jet Fuel | Financial data | Start up [€/MWh FT Liquids] | €/MWhFTLiquids |  | 0 |  | ctrl | 2020 | 0
5.6 Power to Jet | Power to Jet Fuel | Financial data | Start up [€/MWh FT Liquids] | €/MWhFTLiquids |  | 0 |  | ctrl | 2030 | 0
5.6 Power to Jet | Power to Jet Fuel | Financial data | Start up [€/MWh FT Liquids] | €/MWhFTLiquids |  | 0 |  | ctrl | 2040 | 0
5.6 Power to Jet | Power to Jet Fuel | Financial data | Start up [€/MWh FT Liquids] | €/MWhFTLiquids |  | 0 |  | ctrl | 2050 | 0
5.6 Power to Jet | Power to Jet Fuel | Financial data | Variable O&M [€/MWH FT Liquids] | €/MWHFTLiquids |  | N | 26 | Lower | 2020 | 0.9
5.6 Power to Jet | Power to Jet Fuel | Financial data | Variable O&M [€/MWH FT Liquids] | €/MWHFTLiquids |  | N | 26 | Lower | 2050 | 0.9
5.6 Power to Jet | Power to Jet Fuel | Financial data | Variable O&M [€/MWH FT Liquids] | €/MWHFTLiquids |  | N | 26 | Upper | 2020 | 1.1
5.6 Power to Jet | Power to Jet Fuel | Financial data | Variable O&M [€/MWH FT Liquids] | €/MWHFTLiquids |  | N | 26 | Upper | 2050 | 1.1
5.6 Power to Jet | Power to Jet Fuel | Financial data | Variable O&M [€/MWH FT Liquids] | €/MWHFTLiquids |  | N | 26 | ctrl | 2020 | 9.0389
5.6 Power to Jet | Power to Jet Fuel | Financial data | Variable O&M [€/MWH FT Liquids] | €/MWHFTLiquids |  | N | 26 | ctrl | 2030 | 5.636
5.6 Power to Jet | Power to Jet Fuel | Financial data | Variable O&M [€/MWH FT Liquids] | €/MWHFTLiquids |  | N | 26 | ctrl | 2040 | 3.4029
5.6 Power to Jet | Power to Jet Fuel | Financial data | Variable O&M [€/MWH FT Liquids] | €/MWHFTLiquids |  | N | 26 | ctrl | 2050 | 2.2331
5.6 Power to Jet | Power to Jet Fuel | Technology-specific data | - equipment [%] | pct. |  | L |  | ctrl | 2020 | 75
5.6 Power to Jet | Power to Jet Fuel | Technology-specific data | - equipment [%] | pct. |  | L |  | ctrl | 2030 | 75
5.6 Power to Jet | Power to Jet Fuel | Technology-specific data | - equipment [%] | pct. |  | L |  | ctrl | 2040 | 75
5.6 Power to Jet | Power to Jet Fuel | Technology-specific data | - equipment [%] | pct. |  | L |  | ctrl | 2050 | 75
5.6 Power to Jet | Power to Jet Fuel | Technology-specific data | - installation [%] | pct. |  |  |  | ctrl | 2020 | 25
5.6 Power to Jet | Power to Jet Fuel | Technology-specific data | - installation [%] | pct. |  |  |  | ctrl | 2030 | 25
5.6 Power to Jet | Power to Jet Fuel | Technology-specific data | - installation [%] | pct. |  |  |  | ctrl | 2040 | 25
5.6 Power to Jet | Power to Jet Fuel | Technology-specific data | - installation [%] | pct. |  |  |  | ctrl | 2050 | 25
5.6 Power to Jet | Power to Jet Fuel | Technology-specific data | Fixed O&M [€/l FT Liquids] | €/lFTLiquids |  | M | 18 | Lower | 2020 | 0.9
5.6 Power to Jet | Power to Jet Fuel | Technology-specific data | Fixed O&M [€/l FT Liquids] | €/lFTLiquids |  | M | 18 | Lower | 2050 | 0.9
5.6 Power to Jet | Power to Jet Fuel | Technology-specific data | Fixed O&M [€/l FT Liquids] | €/lFTLiquids |  | M | 18 | Upper | 2020 | 1.1
5.6 Power to Jet | Power to Jet Fuel | Technology-specific data | Fixed O&M [€/l FT Liquids] | €/lFTLiquids |  | M | 18 | Upper | 2050 | 1.1
5.6 Power to Jet | Power to Jet Fuel | Technology-specific data | Fixed O&M [€/l FT Liquids] | €/lFTLiquids |  | M | 18 | ctrl | 2020 | 0.26584
5.6 Power to Jet | Power to Jet Fuel | Technology-specific data | Fixed O&M [€/l FT Liquids] | €/lFTLiquids |  | M | 18 | ctrl | 2030 | 0.15951
5.6 Power to Jet | Power to Jet Fuel | Technology-specific data | Fixed O&M [€/l FT Liquids] | €/lFTLiquids |  | M | 18 | ctrl | 2040 | 0.10634
5.6 Power to Jet | Power to Jet Fuel | Technology-specific data | Fixed O&M [€/l FT Liquids] | €/lFTLiquids |  | M | 18 | ctrl | 2050 | 0.053169
5.6 Power to Jet | Power to Jet Fuel | Technology-specific data | Specific investment [€/l FT Liquids/year] | €/lFTLiquids/year |  | K | 18, 20, 26, 30 | Lower | 2020 | 0.75
5.6 Power to Jet | Power to Jet Fuel | Technology-specific data | Specific investment [€/l FT Liquids/year] | €/lFTLiquids/year |  | K | 18, 20, 26, 30 | Lower | 2050 | 0.75
5.6 Power to Jet | Power to Jet Fuel | Technology-specific data | Specific investment [€/l FT Liquids/year] | €/lFTLiquids/year |  | K | 18, 20, 26, 30 | Upper | 2020 | 1.5
5.6 Power to Jet | Power to Jet Fuel | Technology-specific data | Specific investment [€/l FT Liquids/year] | €/lFTLiquids/year |  | K | 18, 20, 26, 30 | Upper | 2050 | 1.25
5.6 Power to Jet | Power to Jet Fuel | Technology-specific data | Specific investment [€/l FT Liquids/year] | €/lFTLiquids/year |  | K | 18, 20, 26, 30 | ctrl | 2020 | 5.3169
5.6 Power to Jet | Power to Jet Fuel | Technology-specific data | Specific investment [€/l FT Liquids/year] | €/lFTLiquids/year |  | K | 18, 20, 26, 30 | ctrl | 2030 | 4.2535
5.6 Power to Jet | Power to Jet Fuel | Technology-specific data | Specific investment [€/l FT Liquids/year] | €/lFTLiquids/year |  | K | 18, 20, 26, 30 | ctrl | 2040 | 3.1901
5.6 Power to Jet | Power to Jet Fuel | Technology-specific data | Specific investment [€/l FT Liquids/year] | €/lFTLiquids/year |  | K | 18, 20, 26, 30 | ctrl | 2050 | 2.6584
5.6 Power to Jet | Power to Jet Fuel | Technology-specific data | Start up [€/l FT Liquids] | €/lFTLiquids |  |  |  | ctrl | 2020 | 0
5.6 Power to Jet | Power to Jet Fuel | Technology-specific data | Start up [€/l FT Liquids] | €/lFTLiquids |  |  |  | ctrl | 2030 | 0
5.6 Power to Jet | Power to Jet Fuel | Technology-specific data | Start up [€/l FT Liquids] | €/lFTLiquids |  |  |  | ctrl | 2040 | 0
5.6 Power to Jet | Power to Jet Fuel | Technology-specific data | Start up [€/l FT Liquids] | €/lFTLiquids |  |  |  | ctrl | 2050 | 0
5.6 Power to Jet | Power to Jet Fuel | Technology-specific data | Variable O&M [€/l FT Liquids] | €/lFTLiquids |  | N | 26 | Lower | 2020 | 0.9
5.6 Power to Jet | Power to Jet Fuel | Technology-specific data | Variable O&M [€/l FT Liquids] | €/lFTLiquids |  | N | 26 | Lower | 2050 | 0.9
5.6 Power to Jet | Power to Jet Fuel | Technology-specific data | Variable O&M [€/l FT Liquids] | €/lFTLiquids |  | N | 26 | Upper | 2020 | 1.1
5.6 Power to Jet | Power to Jet Fuel | Technology-specific data | Variable O&M [€/l FT Liquids] | €/lFTLiquids |  | N | 26 | Upper | 2050 | 1.1
5.6 Power to Jet | Power to Jet Fuel | Technology-specific data | Variable O&M [€/l FT Liquids] | €/lFTLiquids |  | N | 26 | ctrl | 2020 | 0.08507
5.6 Power to Jet | Power to Jet Fuel | Technology-specific data | Variable O&M [€/l FT Liquids] | €/lFTLiquids |  | N | 26 | ctrl | 2030 | 0.053169
5.6 Power to Jet | Power to Jet Fuel | Technology-specific data | Variable O&M [€/l FT Liquids] | €/lFTLiquids |  | N | 26 | ctrl | 2040 | 0.031901
5.6 Power to Jet | Power to Jet Fuel | Technology-specific data | Variable O&M [€/l FT Liquids] | €/lFTLiquids |  | N | 26 | ctrl | 2050 | 0.021267
5.7 Vegetable oil FAME | Vegetable Oil FAME | Energy/technical data | Biodiesel Output [MWh/MWh Total Input] | MWh/MWhTotalInput |  | F | 4 | Lower | 2020 | 0.99
5.7 Vegetable oil FAME | Vegetable Oil FAME | Energy/technical data | Biodiesel Output [MWh/MWh Total Input] | MWh/MWhTotalInput |  | F | 4 | Lower | 2050 | 0.99
5.7 Vegetable oil FAME | Vegetable Oil FAME | Energy/technical data | Biodiesel Output [MWh/MWh Total Input] | MWh/MWhTotalInput |  | F | 4 | Upper | 2020 | 1.01
5.7 Vegetable oil FAME | Vegetable Oil FAME | Energy/technical data | Biodiesel Output [MWh/MWh Total Input] | MWh/MWhTotalInput |  | F | 4 | Upper | 2050 | 1.01
5.7 Vegetable oil FAME | Vegetable Oil FAME | Energy/technical data | Biodiesel Output [MWh/MWh Total Input] | MWh/MWhTotalInput |  | F | 4 | ctrl | 2015 | 0.903
5.7 Vegetable oil FAME | Vegetable Oil FAME | Energy/technical data | Biodiesel Output [MWh/MWh Total Input] | MWh/MWhTotalInput |  | F | 4 | ctrl | 2020 | 0.903
5.7 Vegetable oil FAME | Vegetable Oil FAME | Energy/technical data | Biodiesel Output [MWh/MWh Total Input] | MWh/MWhTotalInput |  | F | 4 | ctrl | 2030 | 0.903
5.7 Vegetable oil FAME | Vegetable Oil FAME | Energy/technical data | Biodiesel Output [MWh/MWh Total Input] | MWh/MWhTotalInput |  | F | 4 | ctrl | 2040 | 0.903
5.7 Vegetable oil FAME | Vegetable Oil FAME | Energy/technical data | Biodiesel Output [MWh/MWh Total Input] | MWh/MWhTotalInput |  | F | 4 | ctrl | 2050 | 0.903
5.7 Vegetable oil FAME | Vegetable Oil FAME | Energy/technical data | Construction time [years] | years |  |  |  | ctrl | 2015 | 1.5
5.7 Vegetable oil FAME | Vegetable Oil FAME | Energy/technical data | Construction time [years] | years |  |  |  | ctrl | 2020 | 1.5
5.7 Vegetable oil FAME | Vegetable Oil FAME | Energy/technical data | Construction time [years] | years |  |  |  | ctrl | 2030 | 1.5
5.7 Vegetable oil FAME | Vegetable Oil FAME | Energy/technical data | Construction time [years] | years |  |  |  | ctrl | 2040 | 1.5
5.7 Vegetable oil FAME | Vegetable Oil FAME | Energy/technical data | Construction time [years] | years |  |  |  | ctrl | 2050 | 1.5
5.7 Vegetable oil FAME | Vegetable Oil FAME | Energy/technical data | Electricity Consumption [MWh/MWh Total Input] | MWh/MWhTotalInput |  | E,I | 4 | Lower | 2020 | 0.5
5.7 Vegetable oil FAME | Vegetable Oil FAME | Energy/technical data | Electricity Consumption [MWh/MWh Total Input] | MWh/MWhTotalInput |  | E,I | 4 | Lower | 2050 | 0.75
5.7 Vegetable oil FAME | Vegetable Oil FAME | Energy/technical data | Electricity Consumption [MWh/MWh Total Input] | MWh/MWhTotalInput |  | E,I | 4 | Upper | 2020 | 1.5
5.7 Vegetable oil FAME | Vegetable Oil FAME | Energy/technical data | Electricity Consumption [MWh/MWh Total Input] | MWh/MWhTotalInput |  | E,I | 4 | Upper | 2050 | 1.25
5.7 Vegetable oil FAME | Vegetable Oil FAME | Energy/technical data | Electricity Consumption [MWh/MWh Total Input] | MWh/MWhTotalInput |  | E,I | 4 | ctrl | 2015 | 0.004
5.7 Vegetable oil FAME | Vegetable Oil FAME | Energy/technical data | Electricity Consumption [MWh/MWh Total Input] | MWh/MWhTotalInput |  | E,I | 4 | ctrl | 2020 | 0.004
5.7 Vegetable oil FAME | Vegetable Oil FAME | Energy/technical data | Electricity Consumption [MWh/MWh Total Input] | MWh/MWhTotalInput |  | E,I | 4 | ctrl | 2030 | 0.003
5.7 Vegetable oil FAME | Vegetable Oil FAME | Energy/technical data | Electricity Consumption [MWh/MWh Total Input] | MWh/MWhTotalInput |  | E,I | 4 | ctrl | 2040 | 0.0025
5.7 Vegetable oil FAME | Vegetable Oil FAME | Energy/technical data | Electricity Consumption [MWh/MWh Total Input] | MWh/MWhTotalInput |  | E,I | 4 | ctrl | 2050 | 0.002
5.7 Vegetable oil FAME | Vegetable Oil FAME | Energy/technical data | Forced outage [%] | pct. |  | H |  | ctrl | 2015 | 0
5.7 Vegetable oil FAME | Vegetable Oil FAME | Energy/technical data | Forced outage [%] | pct. |  | H |  | ctrl | 2020 | 0
5.7 Vegetable oil FAME | Vegetable Oil FAME | Energy/technical data | Forced outage [%] | pct. |  | H |  | ctrl | 2030 | 0
5.7 Vegetable oil FAME | Vegetable Oil FAME | Energy/technical data | Forced outage [%] | pct. |  | H |  | ctrl | 2040 | 0
5.7 Vegetable oil FAME | Vegetable Oil FAME | Energy/technical data | Forced outage [%] | pct. |  | H |  | ctrl | 2050 | 0
5.7 Vegetable oil FAME | Vegetable Oil FAME | Energy/technical data | Glycerine Output [MWh/MWh Total Input] | MWh/MWhTotalInput |  | F | 4 | Lower | 2020 | 0.99
5.7 Vegetable oil FAME | Vegetable Oil FAME | Energy/technical data | Glycerine Output [MWh/MWh Total Input] | MWh/MWhTotalInput |  | F | 4 | Lower | 2050 | 0.99
5.7 Vegetable oil FAME | Vegetable Oil FAME | Energy/technical data | Glycerine Output [MWh/MWh Total Input] | MWh/MWhTotalInput |  | F | 4 | Upper | 2020 | 1.01
5.7 Vegetable oil FAME | Vegetable Oil FAME | Energy/technical data | Glycerine Output [MWh/MWh Total Input] | MWh/MWhTotalInput |  | F | 4 | Upper | 2050 | 1.01
5.7 Vegetable oil FAME | Vegetable Oil FAME | Energy/technical data | Glycerine Output [MWh/MWh Total Input] | MWh/MWhTotalInput |  | F | 4 | ctrl | 2015 | 0.039
5.7 Vegetable oil FAME | Vegetable Oil FAME | Energy/technical data | Glycerine Output [MWh/MWh Total Input] | MWh/MWhTotalInput |  | F | 4 | ctrl | 2020 | 0.039
5.7 Vegetable oil FAME | Vegetable Oil FAME | Energy/technical data | Glycerine Output [MWh/MWh Total Input] | MWh/MWhTotalInput |  | F | 4 | ctrl | 2030 | 0.039
5.7 Vegetable oil FAME | Vegetable Oil FAME | Energy/technical data | Glycerine Output [MWh/MWh Total Input] | MWh/MWhTotalInput |  | F | 4 | ctrl | 2040 | 0.039
5.7 Vegetable oil FAME | Vegetable Oil FAME | Energy/technical data | Glycerine Output [MWh/MWh Total Input] | MWh/MWhTotalInput |  | F | 4 | ctrl | 2050 | 0.039
5.7 Vegetable oil FAME | Vegetable Oil FAME | Energy/technical data | Methanol Consumption [MWh/MWh Total Input] | MWh/MWhTotalInput |  | B,E,I | 4 | Lower | 2020 | 0.93
5.7 Vegetable oil FAME | Vegetable Oil FAME | Energy/technical data | Methanol Consumption [MWh/MWh Total Input] | MWh/MWhTotalInput |  | B,E,I | 4 | Lower | 2050 | 0.93
5.7 Vegetable oil FAME | Vegetable Oil FAME | Energy/technical data | Methanol Consumption [MWh/MWh Total Input] | MWh/MWhTotalInput |  | B,E,I | 4 | Upper | 2020 | 1.07
5.7 Vegetable oil FAME | Vegetable Oil FAME | Energy/technical data | Methanol Consumption [MWh/MWh Total Input] | MWh/MWhTotalInput |  | B,E,I | 4 | Upper | 2050 | 1.07
5.7 Vegetable oil FAME | Vegetable Oil FAME | Energy/technical data | Methanol Consumption [MWh/MWh Total Input] | MWh/MWhTotalInput |  | B,E,I | 4 | ctrl | 2015 | 0.046
5.7 Vegetable oil FAME | Vegetable Oil FAME | Energy/technical data | Methanol Consumption [MWh/MWh Total Input] | MWh/MWhTotalInput |  | B,E,I | 4 | ctrl | 2020 | 0.046
5.7 Vegetable oil FAME | Vegetable Oil FAME | Energy/technical data | Methanol Consumption [MWh/MWh Total Input] | MWh/MWhTotalInput |  | B,E,I | 4 | ctrl | 2030 | 0.046
5.7 Vegetable oil FAME | Vegetable Oil FAME | Energy/technical data | Methanol Consumption [MWh/MWh Total Input] | MWh/MWhTotalInput |  | B,E,I | 4 | ctrl | 2040 | 0.046
5.7 Vegetable oil FAME | Vegetable Oil FAME | Energy/technical data | Methanol Consumption [MWh/MWh Total Input] | MWh/MWhTotalInput |  | B,E,I | 4 | ctrl | 2050 | 0.046
5.7 Vegetable oil FAME | Vegetable Oil FAME | Energy/technical data | Natural Gas Consumption [MWh/MWh Total Input] | MWh/MWhTotalInput |  | E,I | 4 | Lower | 2020 | 0.5
5.7 Vegetable oil FAME | Vegetable Oil FAME | Energy/technical data | Natural Gas Consumption [MWh/MWh Total Input] | MWh/MWhTotalInput |  | E,I | 4 | Lower | 2050 | 0.75
5.7 Vegetable oil FAME | Vegetable Oil FAME | Energy/technical data | Natural Gas Consumption [MWh/MWh Total Input] | MWh/MWhTotalInput |  | E,I | 4 | Upper | 2020 | 1.5
5.7 Vegetable oil FAME | Vegetable Oil FAME | Energy/technical data | Natural Gas Consumption [MWh/MWh Total Input] | MWh/MWhTotalInput |  | E,I | 4 | Upper | 2050 | 1.25
5.7 Vegetable oil FAME | Vegetable Oil FAME | Energy/technical data | Natural Gas Consumption [MWh/MWh Total Input] | MWh/MWhTotalInput |  | E,I | 4 | ctrl | 2015 | 0.025
5.7 Vegetable oil FAME | Vegetable Oil FAME | Energy/technical data | Natural Gas Consumption [MWh/MWh Total Input] | MWh/MWhTotalInput |  | E,I | 4 | ctrl | 2020 | 0.024
5.7 Vegetable oil FAME | Vegetable Oil FAME | Energy/technical data | Natural Gas Consumption [MWh/MWh Total Input] | MWh/MWhTotalInput |  | E,I | 4 | ctrl | 2030 | 0.022
5.7 Vegetable oil FAME | Vegetable Oil FAME | Energy/technical data | Natural Gas Consumption [MWh/MWh Total Input] | MWh/MWhTotalInput |  | E,I | 4 | ctrl | 2040 | 0.02
5.7 Vegetable oil FAME | Vegetable Oil FAME | Energy/technical data | Natural Gas Consumption [MWh/MWh Total Input] | MWh/MWhTotalInput |  | E,I | 4 | ctrl | 2050 | 0.018
5.7 Vegetable oil FAME | Vegetable Oil FAME | Energy/technical data | Planned outage [weeks per year] | weeks/year |  |  |  | ctrl | 2015 | 2
5.7 Vegetable oil FAME | Vegetable Oil FAME | Energy/technical data | Planned outage [weeks per year] | weeks/year |  |  |  | ctrl | 2020 | 2
5.7 Vegetable oil FAME | Vegetable Oil FAME | Energy/technical data | Planned outage [weeks per year] | weeks/year |  |  |  | ctrl | 2030 | 2
5.7 Vegetable oil FAME | Vegetable Oil FAME | Energy/technical data | Planned outage [weeks per year] | weeks/year |  |  |  | ctrl | 2040 | 2
5.7 Vegetable oil FAME | Vegetable Oil FAME | Energy/technical data | Planned outage [weeks per year] | weeks/year |  |  |  | ctrl | 2050 | 2
5.7 Vegetable oil FAME | Vegetable Oil FAME | Energy/technical data | Technical lifetime [years] | years |  |  |  | ctrl | 2015 | 25
5.7 Vegetable oil FAME | Vegetable Oil FAME | Energy/technical data | Technical lifetime [years] | years |  |  |  | ctrl | 2020 | 25
5.7 Vegetable oil FAME | Vegetable Oil FAME | Energy/technical data | Technical lifetime [years] | years |  |  |  | ctrl | 2030 | 25
5.7 Vegetable oil FAME | Vegetable Oil FAME | Energy/technical data | Technical lifetime [years] | years |  |  |  | ctrl | 2040 | 25
5.7 Vegetable oil FAME | Vegetable Oil FAME | Energy/technical data | Technical lifetime [years] | years |  |  |  | ctrl | 2050 | 25
5.7 Vegetable oil FAME | Vegetable Oil FAME | Energy/technical data | Typical total plant size [1,000 t biodiesel/year] | 1,000tbiodiesel/year |  | A | 1 | Lower | 2020 | 0.5
5.7 Vegetable oil FAME | Vegetable Oil FAME | Energy/technical data | Typical total plant size [1,000 t biodiesel/year] | 1,000tbiodiesel/year |  | A | 1 | Lower | 2050 | 0.5
5.7 Vegetable oil FAME | Vegetable Oil FAME | Energy/technical data | Typical total plant size [1,000 t biodiesel/year] | 1,000tbiodiesel/year |  | A | 1 | Upper | 2020 | 2
5.7 Vegetable oil FAME | Vegetable Oil FAME | Energy/technical data | Typical total plant size [1,000 t biodiesel/year] | 1,000tbiodiesel/year |  | A | 1 | Upper | 2050 | 2
5.7 Vegetable oil FAME | Vegetable Oil FAME | Energy/technical data | Typical total plant size [1,000 t biodiesel/year] | 1,000tbiodiesel/year |  | A | 1 | ctrl | 2015 | 100
5.7 Vegetable oil FAME | Vegetable Oil FAME | Energy/technical data | Typical total plant size [1,000 t biodiesel/year] | 1,000tbiodiesel/year |  | A | 1 | ctrl | 2020 | 100
5.7 Vegetable oil FAME | Vegetable Oil FAME | Energy/technical data | Typical total plant size [1,000 t biodiesel/year] | 1,000tbiodiesel/year |  | A | 1 | ctrl | 2030 | 100
5.7 Vegetable oil FAME | Vegetable Oil FAME | Energy/technical data | Typical total plant size [1,000 t biodiesel/year] | 1,000tbiodiesel/year |  | A | 1 | ctrl | 2040 | 100
5.7 Vegetable oil FAME | Vegetable Oil FAME | Energy/technical data | Typical total plant size [1,000 t biodiesel/year] | 1,000tbiodiesel/year |  | A | 1 | ctrl | 2050 | 100
5.7 Vegetable oil FAME | Vegetable Oil FAME | Energy/technical data | Typical total plant size [MW biodiesel] | MWbiodiesel |  | A1 |  | Lower | 2020 | 0.5
5.7 Vegetable oil FAME | Vegetable Oil FAME | Energy/technical data | Typical total plant size [MW biodiesel] | MWbiodiesel |  | A1 |  | Lower | 2050 | 0.5
5.7 Vegetable oil FAME | Vegetable Oil FAME | Energy/technical data | Typical total plant size [MW biodiesel] | MWbiodiesel |  | A1 |  | Upper | 2020 | 2
5.7 Vegetable oil FAME | Vegetable Oil FAME | Energy/technical data | Typical total plant size [MW biodiesel] | MWbiodiesel |  | A1 |  | Upper | 2050 | 2
5.7 Vegetable oil FAME | Vegetable Oil FAME | Energy/technical data | Typical total plant size [MW biodiesel] | MWbiodiesel |  | A1 |  | ctrl | 2015 | 125
5.7 Vegetable oil FAME | Vegetable Oil FAME | Energy/technical data | Typical total plant size [MW biodiesel] | MWbiodiesel |  | A1 |  | ctrl | 2020 | 125
5.7 Vegetable oil FAME | Vegetable Oil FAME | Energy/technical data | Typical total plant size [MW biodiesel] | MWbiodiesel |  | A1 |  | ctrl | 2030 | 125
5.7 Vegetable oil FAME | Vegetable Oil FAME | Energy/technical data | Typical total plant size [MW biodiesel] | MWbiodiesel |  | A1 |  | ctrl | 2040 | 125
5.7 Vegetable oil FAME | Vegetable Oil FAME | Energy/technical data | Typical total plant size [MW biodiesel] | MWbiodiesel |  | A1 |  | ctrl | 2050 | 125
5.7 Vegetable oil FAME | Vegetable Oil FAME | Energy/technical data | Veg Oil Consumption [MWh/MWh Total Input] | MWh/MWhTotalInput |  | E,I | 4 | Lower | 2020 | 0.99
5.7 Vegetable oil FAME | Vegetable Oil FAME | Energy/technical data | Veg Oil Consumption [MWh/MWh Total Input] | MWh/MWhTotalInput |  | E,I | 4 | Lower | 2050 | 0.99
5.7 Vegetable oil FAME | Vegetable Oil FAME | Energy/technical data | Veg Oil Consumption [MWh/MWh Total Input] | MWh/MWhTotalInput |  | E,I | 4 | Upper | 2020 | 1.01
5.7 Vegetable oil FAME | Vegetable Oil FAME | Energy/technical data | Veg Oil Consumption [MWh/MWh Total Input] | MWh/MWhTotalInput |  | E,I | 4 | Upper | 2050 | 1.01
5.7 Vegetable oil FAME | Vegetable Oil FAME | Energy/technical data | Veg Oil Consumption [MWh/MWh Total Input] | MWh/MWhTotalInput |  | E,I | 4 | ctrl | 2015 | 0.925
5.7 Vegetable oil FAME | Vegetable Oil FAME | Energy/technical data | Veg Oil Consumption [MWh/MWh Total Input] | MWh/MWhTotalInput |  | E,I | 4 | ctrl | 2020 | 0.926
5.7 Vegetable oil FAME | Vegetable Oil FAME | Energy/technical data | Veg Oil Consumption [MWh/MWh Total Input] | MWh/MWhTotalInput |  | E,I | 4 | ctrl | 2030 | 0.929
5.7 Vegetable oil FAME | Vegetable Oil FAME | Energy/technical data | Veg Oil Consumption [MWh/MWh Total Input] | MWh/MWhTotalInput |  | E,I | 4 | ctrl | 2040 | 0.931
5.7 Vegetable oil FAME | Vegetable Oil FAME | Energy/technical data | Veg Oil Consumption [MWh/MWh Total Input] | MWh/MWhTotalInput |  | E,I | 4 | ctrl | 2050 | 0.933
5.7 Vegetable oil FAME | Vegetable Oil FAME | Financial data | - equipment [%] | pct. |  | G |  | ctrl | 2015 | 75
5.7 Vegetable oil FAME | Vegetable Oil FAME | Financial data | - equipment [%] | pct. |  | G |  | ctrl | 2020 | 75
5.7 Vegetable oil FAME | Vegetable Oil FAME | Financial data | - equipment [%] | pct. |  | G |  | ctrl | 2030 | 75
5.7 Vegetable oil FAME | Vegetable Oil FAME | Financial data | - equipment [%] | pct. |  | G |  | ctrl | 2040 | 75
5.7 Vegetable oil FAME | Vegetable Oil FAME | Financial data | - equipment [%] | pct. |  | G |  | ctrl | 2050 | 75
5.7 Vegetable oil FAME | Vegetable Oil FAME | Financial data | - installation [%] | pct. |  | G |  | ctrl | 2015 | 25
5.7 Vegetable oil FAME | Vegetable Oil FAME | Financial data | - installation [%] | pct. |  | G |  | ctrl | 2020 | 25
5.7 Vegetable oil FAME | Vegetable Oil FAME | Financial data | - installation [%] | pct. |  | G |  | ctrl | 2030 | 25
5.7 Vegetable oil FAME | Vegetable Oil FAME | Financial data | - installation [%] | pct. |  | G |  | ctrl | 2040 | 25
5.7 Vegetable oil FAME | Vegetable Oil FAME | Financial data | - installation [%] | pct. |  | G |  | ctrl | 2050 | 25
5.7 Vegetable oil FAME | Vegetable Oil FAME | Financial data | Fixed O&M [M €/MW/year] | M€/MW/year |  | D, K, L |  | Lower | 2020 | 0.9
5.7 Vegetable oil FAME | Vegetable Oil FAME | Financial data | Fixed O&M [M €/MW/year] | M€/MW/year |  | D, K, L |  | Lower | 2050 | 0.9
5.7 Vegetable oil FAME | Vegetable Oil FAME | Financial data | Fixed O&M [M €/MW/year] | M€/MW/year |  | D, K, L |  | Upper | 2020 | 1.1
5.7 Vegetable oil FAME | Vegetable Oil FAME | Financial data | Fixed O&M [M €/MW/year] | M€/MW/year |  | D, K, L |  | Upper | 2050 | 1.1
5.7 Vegetable oil FAME | Vegetable Oil FAME | Financial data | Fixed O&M [M €/MW/year] | M€/MW/year |  | D, K, L |  | ctrl | 2015 | 0.018716
5.7 Vegetable oil FAME | Vegetable Oil FAME | Financial data | Fixed O&M [M €/MW/year] | M€/MW/year |  | D, K, L |  | ctrl | 2020 | 0.018716
5.7 Vegetable oil FAME | Vegetable Oil FAME | Financial data | Fixed O&M [M €/MW/year] | M€/MW/year |  | D, K, L |  | ctrl | 2030 | 0.018716
5.7 Vegetable oil FAME | Vegetable Oil FAME | Financial data | Fixed O&M [M €/MW/year] | M€/MW/year |  | D, K, L |  | ctrl | 2040 | 0.018716
5.7 Vegetable oil FAME | Vegetable Oil FAME | Financial data | Fixed O&M [M €/MW/year] | M€/MW/year |  | D, K, L |  | ctrl | 2050 | 0.018716
5.7 Vegetable oil FAME | Vegetable Oil FAME | Financial data | Specific investment [M €/MW] | M€/MW |  | C, J, L |  | Lower | 2020 | 0.9
5.7 Vegetable oil FAME | Vegetable Oil FAME | Financial data | Specific investment [M €/MW] | M€/MW |  | C, J, L |  | Lower | 2050 | 0.9
5.7 Vegetable oil FAME | Vegetable Oil FAME | Financial data | Specific investment [M €/MW] | M€/MW |  | C, J, L |  | Upper | 2020 | 1.1
5.7 Vegetable oil FAME | Vegetable Oil FAME | Financial data | Specific investment [M €/MW] | M€/MW |  | C, J, L |  | Upper | 2050 | 1.1
5.7 Vegetable oil FAME | Vegetable Oil FAME | Financial data | Specific investment [M €/MW] | M€/MW |  | C, J, L |  | ctrl | 2015 | 0.54445
5.7 Vegetable oil FAME | Vegetable Oil FAME | Financial data | Specific investment [M €/MW] | M€/MW |  | C, J, L |  | ctrl | 2020 | 0.53594
5.7 Vegetable oil FAME | Vegetable Oil FAME | Financial data | Specific investment [M €/MW] | M€/MW |  | C, J, L |  | ctrl | 2030 | 0.52743
5.7 Vegetable oil FAME | Vegetable Oil FAME | Financial data | Specific investment [M €/MW] | M€/MW |  | C, J, L |  | ctrl | 2040 | 0.51893
5.7 Vegetable oil FAME | Vegetable Oil FAME | Financial data | Specific investment [M €/MW] | M€/MW |  | C, J, L |  | ctrl | 2050 | 0.51042
5.7 Vegetable oil FAME | Vegetable Oil FAME | Financial data | Start-up [M €/MW] | M€/MW |  |  |  | ctrl | 2015 | 0
5.7 Vegetable oil FAME | Vegetable Oil FAME | Financial data | Start-up [M €/MW] | M€/MW |  |  |  | ctrl | 2020 | 0
5.7 Vegetable oil FAME | Vegetable Oil FAME | Financial data | Start-up [M €/MW] | M€/MW |  |  |  | ctrl | 2030 | 0
5.7 Vegetable oil FAME | Vegetable Oil FAME | Financial data | Start-up [M €/MW] | M€/MW |  |  |  | ctrl | 2040 | 0
5.7 Vegetable oil FAME | Vegetable Oil FAME | Financial data | Start-up [M €/MW] | M€/MW |  |  |  | ctrl | 2050 | 0
5.7 Vegetable oil FAME | Vegetable Oil FAME | Financial data | Variable O&M [€/MWh] | €/MWh |  | D, K, L |  | Lower | 2020 | 0.9
5.7 Vegetable oil FAME | Vegetable Oil FAME | Financial data | Variable O&M [€/MWh] | €/MWh |  | D, K, L |  | Lower | 2050 | 0.9
5.7 Vegetable oil FAME | Vegetable Oil FAME | Financial data | Variable O&M [€/MWh] | €/MWh |  | D, K, L |  | Upper | 2020 | 1.1
5.7 Vegetable oil FAME | Vegetable Oil FAME | Financial data | Variable O&M [€/MWh] | €/MWh |  | D, K, L |  | Upper | 2050 | 1.1
5.7 Vegetable oil FAME | Vegetable Oil FAME | Financial data | Variable O&M [€/MWh] | €/MWh |  | D, K, L |  | ctrl | 2015 | 7.1992
5.7 Vegetable oil FAME | Vegetable Oil FAME | Financial data | Variable O&M [€/MWh] | €/MWh |  | D, K, L |  | ctrl | 2020 | 7.1992
5.7 Vegetable oil FAME | Vegetable Oil FAME | Financial data | Variable O&M [€/MWh] | €/MWh |  | D, K, L |  | ctrl | 2030 | 7.1992
5.7 Vegetable oil FAME | Vegetable Oil FAME | Financial data | Variable O&M [€/MWh] | €/MWh |  | D, K, L |  | ctrl | 2040 | 7.1992
5.7 Vegetable oil FAME | Vegetable Oil FAME | Financial data | Variable O&M [€/MWh] | €/MWh |  | D, K, L |  | ctrl | 2050 | 7.1992
5.7 Vegetable oil FAME | Vegetable Oil FAME | Technology-specific data | - equipment [%] | pct. |  | G |  | ctrl | 2015 | 75
5.7 Vegetable oil FAME | Vegetable Oil FAME | Technology-specific data | - equipment [%] | pct. |  | G |  | ctrl | 2020 | 75
5.7 Vegetable oil FAME | Vegetable Oil FAME | Technology-specific data | - equipment [%] | pct. |  | G |  | ctrl | 2030 | 75
5.7 Vegetable oil FAME | Vegetable Oil FAME | Technology-specific data | - equipment [%] | pct. |  | G |  | ctrl | 2040 | 75
5.7 Vegetable oil FAME | Vegetable Oil FAME | Technology-specific data | - equipment [%] | pct. |  | G |  | ctrl | 2050 | 75
5.7 Vegetable oil FAME | Vegetable Oil FAME | Technology-specific data | - installation [%] | pct. |  | G |  | ctrl | 2015 | 25
5.7 Vegetable oil FAME | Vegetable Oil FAME | Technology-specific data | - installation [%] | pct. |  | G |  | ctrl | 2020 | 25
5.7 Vegetable oil FAME | Vegetable Oil FAME | Technology-specific data | - installation [%] | pct. |  | G |  | ctrl | 2030 | 25
5.7 Vegetable oil FAME | Vegetable Oil FAME | Technology-specific data | - installation [%] | pct. |  | G |  | ctrl | 2040 | 25
5.7 Vegetable oil FAME | Vegetable Oil FAME | Technology-specific data | - installation [%] | pct. |  | G |  | ctrl | 2050 | 25
5.7 Vegetable oil FAME | Vegetable Oil FAME | Technology-specific data | Fixed O&M [M €/1,000 t biodiesel] | M€/1,000tbiodiesel |  | D, K, L |  | Lower | 2020 | 0.9
5.7 Vegetable oil FAME | Vegetable Oil FAME | Technology-specific data | Fixed O&M [M €/1,000 t biodiesel] | M€/1,000tbiodiesel |  | D, K, L |  | Lower | 2050 | 0.9
5.7 Vegetable oil FAME | Vegetable Oil FAME | Technology-specific data | Fixed O&M [M €/1,000 t biodiesel] | M€/1,000tbiodiesel |  | D, K, L |  | Upper | 2020 | 1.1
5.7 Vegetable oil FAME | Vegetable Oil FAME | Technology-specific data | Fixed O&M [M €/1,000 t biodiesel] | M€/1,000tbiodiesel |  | D, K, L |  | Upper | 2050 | 1.1
5.7 Vegetable oil FAME | Vegetable Oil FAME | Technology-specific data | Fixed O&M [M €/1,000 t biodiesel] | M€/1,000tbiodiesel |  | D, K, L |  | ctrl | 2015 | 0.023394
5.7 Vegetable oil FAME | Vegetable Oil FAME | Technology-specific data | Fixed O&M [M €/1,000 t biodiesel] | M€/1,000tbiodiesel |  | D, K, L |  | ctrl | 2020 | 0.023394
5.7 Vegetable oil FAME | Vegetable Oil FAME | Technology-specific data | Fixed O&M [M €/1,000 t biodiesel] | M€/1,000tbiodiesel |  | D, K, L |  | ctrl | 2030 | 0.023394
5.7 Vegetable oil FAME | Vegetable Oil FAME | Technology-specific data | Fixed O&M [M €/1,000 t biodiesel] | M€/1,000tbiodiesel |  | D, K, L |  | ctrl | 2040 | 0.023394
5.7 Vegetable oil FAME | Vegetable Oil FAME | Technology-specific data | Fixed O&M [M €/1,000 t biodiesel] | M€/1,000tbiodiesel |  | D, K, L |  | ctrl | 2050 | 0.023394
5.7 Vegetable oil FAME | Vegetable Oil FAME | Technology-specific data | Specific density [kg/l] or [ton/m3] | kg/l |  |  |  | ctrl | 2015 | 0.885
5.7 Vegetable oil FAME | Vegetable Oil FAME | Technology-specific data | Specific density [kg/l] or [ton/m3] | kg/l |  |  |  | ctrl | 2020 | 0.885
5.7 Vegetable oil FAME | Vegetable Oil FAME | Technology-specific data | Specific density [kg/l] or [ton/m3] | kg/l |  |  |  | ctrl | 2030 | 0.885
5.7 Vegetable oil FAME | Vegetable Oil FAME | Technology-specific data | Specific density [kg/l] or [ton/m3] | kg/l |  |  |  | ctrl | 2040 | 0.885
5.7 Vegetable oil FAME | Vegetable Oil FAME | Technology-specific data | Specific density [kg/l] or [ton/m3] | kg/l |  |  |  | ctrl | 2050 | 0.885
5.7 Vegetable oil FAME | Vegetable Oil FAME | Technology-specific data | Specific energy content [GJ/ton biodiesel] | GJ/tonbiodiesel |  |  |  | ctrl | 2015 | 37.2
5.7 Vegetable oil FAME | Vegetable Oil FAME | Technology-specific data | Specific energy content [GJ/ton biodiesel] | GJ/tonbiodiesel |  |  |  | ctrl | 2020 | 37.2
5.7 Vegetable oil FAME | Vegetable Oil FAME | Technology-specific data | Specific energy content [GJ/ton biodiesel] | GJ/tonbiodiesel |  |  |  | ctrl | 2030 | 37.2
5.7 Vegetable oil FAME | Vegetable Oil FAME | Technology-specific data | Specific energy content [GJ/ton biodiesel] | GJ/tonbiodiesel |  |  |  | ctrl | 2040 | 37.2
5.7 Vegetable oil FAME | Vegetable Oil FAME | Technology-specific data | Specific energy content [GJ/ton biodiesel] | GJ/tonbiodiesel |  |  |  | ctrl | 2050 | 37.2
5.7 Vegetable oil FAME | Vegetable Oil FAME | Technology-specific data | Specific investment [M €/1,000 t biodiesel/year] | M€/1,000tbiodiesel/year |  | C, J |  | Lower | 2020 | 0.9
5.7 Vegetable oil FAME | Vegetable Oil FAME | Technology-specific data | Specific investment [M €/1,000 t biodiesel/year] | M€/1,000tbiodiesel/year |  | C, J |  | Lower | 2050 | 0.9
5.7 Vegetable oil FAME | Vegetable Oil FAME | Technology-specific data | Specific investment [M €/1,000 t biodiesel/year] | M€/1,000tbiodiesel/year |  | C, J |  | Upper | 2020 | 1.1
5.7 Vegetable oil FAME | Vegetable Oil FAME | Technology-specific data | Specific investment [M €/1,000 t biodiesel/year] | M€/1,000tbiodiesel/year |  | C, J |  | Upper | 2050 | 1.1
5.7 Vegetable oil FAME | Vegetable Oil FAME | Technology-specific data | Specific investment [M €/1,000 t biodiesel/year] | M€/1,000tbiodiesel/year |  | C, J |  | ctrl | 2015 | 0.68056
5.7 Vegetable oil FAME | Vegetable Oil FAME | Technology-specific data | Specific investment [M €/1,000 t biodiesel/year] | M€/1,000tbiodiesel/year |  | C, J |  | ctrl | 2020 | 0.66992
5.7 Vegetable oil FAME | Vegetable Oil FAME | Technology-specific data | Specific investment [M €/1,000 t biodiesel/year] | M€/1,000tbiodiesel/year |  | C, J |  | ctrl | 2030 | 0.65929
5.7 Vegetable oil FAME | Vegetable Oil FAME | Technology-specific data | Specific investment [M €/1,000 t biodiesel/year] | M€/1,000tbiodiesel/year |  | C, J |  | ctrl | 2040 | 0.64866
5.7 Vegetable oil FAME | Vegetable Oil FAME | Technology-specific data | Specific investment [M €/1,000 t biodiesel/year] | M€/1,000tbiodiesel/year |  | C, J |  | ctrl | 2050 | 0.63802
5.7 Vegetable oil FAME | Vegetable Oil FAME | Technology-specific data | Variable O&M [M €/1,000 t biodiesel] | M€/1,000tbiodiesel |  | D, K, L |  | Lower | 2020 | 0.9
5.7 Vegetable oil FAME | Vegetable Oil FAME | Technology-specific data | Variable O&M [M €/1,000 t biodiesel] | M€/1,000tbiodiesel |  | D, K, L |  | Lower | 2050 | 0.9
5.7 Vegetable oil FAME | Vegetable Oil FAME | Technology-specific data | Variable O&M [M €/1,000 t biodiesel] | M€/1,000tbiodiesel |  | D, K, L |  | Upper | 2020 | 1.1
5.7 Vegetable oil FAME | Vegetable Oil FAME | Technology-specific data | Variable O&M [M €/1,000 t biodiesel] | M€/1,000tbiodiesel |  | D, K, L |  | Upper | 2050 | 1.1
5.7 Vegetable oil FAME | Vegetable Oil FAME | Technology-specific data | Variable O&M [M €/1,000 t biodiesel] | M€/1,000tbiodiesel |  | D, K, L |  | ctrl | 2015 | 0.074436
5.7 Vegetable oil FAME | Vegetable Oil FAME | Technology-specific data | Variable O&M [M €/1,000 t biodiesel] | M€/1,000tbiodiesel |  | D, K, L |  | ctrl | 2020 | 0.074436
5.7 Vegetable oil FAME | Vegetable Oil FAME | Technology-specific data | Variable O&M [M €/1,000 t biodiesel] | M€/1,000tbiodiesel |  | D, K, L |  | ctrl | 2030 | 0.074436
5.7 Vegetable oil FAME | Vegetable Oil FAME | Technology-specific data | Variable O&M [M €/1,000 t biodiesel] | M€/1,000tbiodiesel |  | D, K, L |  | ctrl | 2040 | 0.074436
5.7 Vegetable oil FAME | Vegetable Oil FAME | Technology-specific data | Variable O&M [M €/1,000 t biodiesel] | M€/1,000tbiodiesel |  | D, K, L |  | ctrl | 2050 | 0.074436
5.8 UCO & animal fat FAME | UCO and Animal Fat FAME | Energy/technical data | Biodiesel Output [MWH/MWh] | MWH/MWh |  | F | 1 | Lower | 2020 | 0.99
5.8 UCO & animal fat FAME | UCO and Animal Fat FAME | Energy/technical data | Biodiesel Output [MWH/MWh] | MWH/MWh |  | F | 1 | Lower | 2050 | 0.99
5.8 UCO & animal fat FAME | UCO and Animal Fat FAME | Energy/technical data | Biodiesel Output [MWH/MWh] | MWH/MWh |  | F | 1 | Upper | 2020 | 1.01
5.8 UCO & animal fat FAME | UCO and Animal Fat FAME | Energy/technical data | Biodiesel Output [MWH/MWh] | MWH/MWh |  | F | 1 | Upper | 2050 | 1.01
5.8 UCO & animal fat FAME | UCO and Animal Fat FAME | Energy/technical data | Biodiesel Output [MWH/MWh] | MWH/MWh |  | F | 1 | ctrl | 2015 | 0.84
5.8 UCO & animal fat FAME | UCO and Animal Fat FAME | Energy/technical data | Biodiesel Output [MWH/MWh] | MWH/MWh |  | F | 1 | ctrl | 2020 | 0.85
5.8 UCO & animal fat FAME | UCO and Animal Fat FAME | Energy/technical data | Biodiesel Output [MWH/MWh] | MWH/MWh |  | F | 1 | ctrl | 2030 | 0.86
5.8 UCO & animal fat FAME | UCO and Animal Fat FAME | Energy/technical data | Biodiesel Output [MWH/MWh] | MWH/MWh |  | F | 1 | ctrl | 2040 | 0.86
5.8 UCO & animal fat FAME | UCO and Animal Fat FAME | Energy/technical data | Biodiesel Output [MWH/MWh] | MWH/MWh |  | F | 1 | ctrl | 2050 | 0.87
5.8 UCO & animal fat FAME | UCO and Animal Fat FAME | Energy/technical data | Construction time [years] | years |  |  |  | ctrl | 2015 | 1.5
5.8 UCO & animal fat FAME | UCO and Animal Fat FAME | Energy/technical data | Construction time [years] | years |  |  |  | ctrl | 2020 | 1.5
5.8 UCO & animal fat FAME | UCO and Animal Fat FAME | Energy/technical data | Construction time [years] | years |  |  |  | ctrl | 2030 | 1.5
5.8 UCO & animal fat FAME | UCO and Animal Fat FAME | Energy/technical data | Construction time [years] | years |  |  |  | ctrl | 2040 | 1.5
5.8 UCO & animal fat FAME | UCO and Animal Fat FAME | Energy/technical data | Construction time [years] | years |  |  |  | ctrl | 2050 | 1.5
5.8 UCO & animal fat FAME | UCO and Animal Fat FAME | Energy/technical data | Electricity Consumption [MWh/MWh Total Input] | MWh/MWhTotalInput |  | E,I | 1 | Lower | 2020 | 0.5
5.8 UCO & animal fat FAME | UCO and Animal Fat FAME | Energy/technical data | Electricity Consumption [MWh/MWh Total Input] | MWh/MWhTotalInput |  | E,I | 1 | Lower | 2050 | 0.5
5.8 UCO & animal fat FAME | UCO and Animal Fat FAME | Energy/technical data | Electricity Consumption [MWh/MWh Total Input] | MWh/MWhTotalInput |  | E,I | 1 | Upper | 2020 | 1.5
5.8 UCO & animal fat FAME | UCO and Animal Fat FAME | Energy/technical data | Electricity Consumption [MWh/MWh Total Input] | MWh/MWhTotalInput |  | E,I | 1 | Upper | 2050 | 1.5
5.8 UCO & animal fat FAME | UCO and Animal Fat FAME | Energy/technical data | Electricity Consumption [MWh/MWh Total Input] | MWh/MWhTotalInput |  | E,I | 1 | ctrl | 2015 | 0.007
5.8 UCO & animal fat FAME | UCO and Animal Fat FAME | Energy/technical data | Electricity Consumption [MWh/MWh Total Input] | MWh/MWhTotalInput |  | E,I | 1 | ctrl | 2020 | 0.006
5.8 UCO & animal fat FAME | UCO and Animal Fat FAME | Energy/technical data | Electricity Consumption [MWh/MWh Total Input] | MWh/MWhTotalInput |  | E,I | 1 | ctrl | 2030 | 0.005
5.8 UCO & animal fat FAME | UCO and Animal Fat FAME | Energy/technical data | Electricity Consumption [MWh/MWh Total Input] | MWh/MWhTotalInput |  | E,I | 1 | ctrl | 2040 | 0.005
5.8 UCO & animal fat FAME | UCO and Animal Fat FAME | Energy/technical data | Electricity Consumption [MWh/MWh Total Input] | MWh/MWhTotalInput |  | E,I | 1 | ctrl | 2050 | 0.004
5.8 UCO & animal fat FAME | UCO and Animal Fat FAME | Energy/technical data | Forced outage [%] | pct. |  | H |  | ctrl | 2015 | 0
5.8 UCO & animal fat FAME | UCO and Animal Fat FAME | Energy/technical data | Forced outage [%] | pct. |  | H |  | ctrl | 2020 | 0
5.8 UCO & animal fat FAME | UCO and Animal Fat FAME | Energy/technical data | Forced outage [%] | pct. |  | H |  | ctrl | 2030 | 0
5.8 UCO & animal fat FAME | UCO and Animal Fat FAME | Energy/technical data | Forced outage [%] | pct. |  | H |  | ctrl | 2040 | 0
5.8 UCO & animal fat FAME | UCO and Animal Fat FAME | Energy/technical data | Forced outage [%] | pct. |  | H |  | ctrl | 2050 | 0
5.8 UCO & animal fat FAME | UCO and Animal Fat FAME | Energy/technical data | Glycerine Output [MWH/MWh Total Input] | MWH/MWhTotalInput |  | F | 1 | Lower | 2020 | 0.99
5.8 UCO & animal fat FAME | UCO and Animal Fat FAME | Energy/technical data | Glycerine Output [MWH/MWh Total Input] | MWH/MWhTotalInput |  | F | 1 | Lower | 2050 | 0.99
5.8 UCO & animal fat FAME | UCO and Animal Fat FAME | Energy/technical data | Glycerine Output [MWH/MWh Total Input] | MWH/MWhTotalInput |  | F | 1 | Upper | 2020 | 1.01
5.8 UCO & animal fat FAME | UCO and Animal Fat FAME | Energy/technical data | Glycerine Output [MWH/MWh Total Input] | MWH/MWhTotalInput |  | F | 1 | Upper | 2050 | 1.01
5.8 UCO & animal fat FAME | UCO and Animal Fat FAME | Energy/technical data | Glycerine Output [MWH/MWh Total Input] | MWH/MWhTotalInput |  | F | 1 | ctrl | 2015 | 0.04
5.8 UCO & animal fat FAME | UCO and Animal Fat FAME | Energy/technical data | Glycerine Output [MWH/MWh Total Input] | MWH/MWhTotalInput |  | F | 1 | ctrl | 2020 | 0.04
5.8 UCO & animal fat FAME | UCO and Animal Fat FAME | Energy/technical data | Glycerine Output [MWH/MWh Total Input] | MWH/MWhTotalInput |  | F | 1 | ctrl | 2030 | 0.04
5.8 UCO & animal fat FAME | UCO and Animal Fat FAME | Energy/technical data | Glycerine Output [MWH/MWh Total Input] | MWH/MWhTotalInput |  | F | 1 | ctrl | 2040 | 0.04
5.8 UCO & animal fat FAME | UCO and Animal Fat FAME | Energy/technical data | Glycerine Output [MWH/MWh Total Input] | MWH/MWhTotalInput |  | F | 1 | ctrl | 2050 | 0.04
5.8 UCO & animal fat FAME | UCO and Animal Fat FAME | Energy/technical data | Methanol Consumption [MWh/MWh Total Input] | MWh/MWhTotalInput |  | B,E,I | 1 | Lower | 2020 | 0.93
5.8 UCO & animal fat FAME | UCO and Animal Fat FAME | Energy/technical data | Methanol Consumption [MWh/MWh Total Input] | MWh/MWhTotalInput |  | B,E,I | 1 | Lower | 2050 | 0.93
5.8 UCO & animal fat FAME | UCO and Animal Fat FAME | Energy/technical data | Methanol Consumption [MWh/MWh Total Input] | MWh/MWhTotalInput |  | B,E,I | 1 | Upper | 2020 | 1.07
5.8 UCO & animal fat FAME | UCO and Animal Fat FAME | Energy/technical data | Methanol Consumption [MWh/MWh Total Input] | MWh/MWhTotalInput |  | B,E,I | 1 | Upper | 2050 | 1.07
5.8 UCO & animal fat FAME | UCO and Animal Fat FAME | Energy/technical data | Methanol Consumption [MWh/MWh Total Input] | MWh/MWhTotalInput |  | B,E,I | 1 | ctrl | 2015 | 0.044
5.8 UCO & animal fat FAME | UCO and Animal Fat FAME | Energy/technical data | Methanol Consumption [MWh/MWh Total Input] | MWh/MWhTotalInput |  | B,E,I | 1 | ctrl | 2020 | 0.044
5.8 UCO & animal fat FAME | UCO and Animal Fat FAME | Energy/technical data | Methanol Consumption [MWh/MWh Total Input] | MWh/MWhTotalInput |  | B,E,I | 1 | ctrl | 2030 | 0.044
5.8 UCO & animal fat FAME | UCO and Animal Fat FAME | Energy/technical data | Methanol Consumption [MWh/MWh Total Input] | MWh/MWhTotalInput |  | B,E,I | 1 | ctrl | 2040 | 0.044
5.8 UCO & animal fat FAME | UCO and Animal Fat FAME | Energy/technical data | Methanol Consumption [MWh/MWh Total Input] | MWh/MWhTotalInput |  | B,E,I | 1 | ctrl | 2050 | 0.044
5.8 UCO & animal fat FAME | UCO and Animal Fat FAME | Energy/technical data | Natural Gas Consumption [MWh/MWh Total Input] | MWh/MWhTotalInput |  | E,I | 1 | Lower | 2020 | 0.5
5.8 UCO & animal fat FAME | UCO and Animal Fat FAME | Energy/technical data | Natural Gas Consumption [MWh/MWh Total Input] | MWh/MWhTotalInput |  | E,I | 1 | Lower | 2050 | 0.5
5.8 UCO & animal fat FAME | UCO and Animal Fat FAME | Energy/technical data | Natural Gas Consumption [MWh/MWh Total Input] | MWh/MWhTotalInput |  | E,I | 1 | Upper | 2020 | 0.5
5.8 UCO & animal fat FAME | UCO and Animal Fat FAME | Energy/technical data | Natural Gas Consumption [MWh/MWh Total Input] | MWh/MWhTotalInput |  | E,I | 1 | Upper | 2050 | 0.5
5.8 UCO & animal fat FAME | UCO and Animal Fat FAME | Energy/technical data | Natural Gas Consumption [MWh/MWh Total Input] | MWh/MWhTotalInput |  | E,I | 1 | ctrl | 2015 | 0.044
5.8 UCO & animal fat FAME | UCO and Animal Fat FAME | Energy/technical data | Natural Gas Consumption [MWh/MWh Total Input] | MWh/MWhTotalInput |  | E,I | 1 | ctrl | 2020 | 0.04
5.8 UCO & animal fat FAME | UCO and Animal Fat FAME | Energy/technical data | Natural Gas Consumption [MWh/MWh Total Input] | MWh/MWhTotalInput |  | E,I | 1 | ctrl | 2030 | 0.036
5.8 UCO & animal fat FAME | UCO and Animal Fat FAME | Energy/technical data | Natural Gas Consumption [MWh/MWh Total Input] | MWh/MWhTotalInput |  | E,I | 1 | ctrl | 2040 | 0.034
5.8 UCO & animal fat FAME | UCO and Animal Fat FAME | Energy/technical data | Natural Gas Consumption [MWh/MWh Total Input] | MWh/MWhTotalInput |  | E,I | 1 | ctrl | 2050 | 0.032
5.8 UCO & animal fat FAME | UCO and Animal Fat FAME | Energy/technical data | Planned outage [weeks per year] | weeks/year |  |  |  | ctrl | 2015 | 2
5.8 UCO & animal fat FAME | UCO and Animal Fat FAME | Energy/technical data | Planned outage [weeks per year] | weeks/year |  |  |  | ctrl | 2020 | 2
5.8 UCO & animal fat FAME | UCO and Animal Fat FAME | Energy/technical data | Planned outage [weeks per year] | weeks/year |  |  |  | ctrl | 2030 | 2
5.8 UCO & animal fat FAME | UCO and Animal Fat FAME | Energy/technical data | Planned outage [weeks per year] | weeks/year |  |  |  | ctrl | 2040 | 2
5.8 UCO & animal fat FAME | UCO and Animal Fat FAME | Energy/technical data | Planned outage [weeks per year] | weeks/year |  |  |  | ctrl | 2050 | 2
5.8 UCO & animal fat FAME | UCO and Animal Fat FAME | Energy/technical data | Technical lifetime [years] | years |  |  |  | ctrl | 2015 | 25
5.8 UCO & animal fat FAME | UCO and Animal Fat FAME | Energy/technical data | Technical lifetime [years] | years |  |  |  | ctrl | 2020 | 25
5.8 UCO & animal fat FAME | UCO and Animal Fat FAME | Energy/technical data | Technical lifetime [years] | years |  |  |  | ctrl | 2030 | 25
5.8 UCO & animal fat FAME | UCO and Animal Fat FAME | Energy/technical data | Technical lifetime [years] | years |  |  |  | ctrl | 2040 | 25
5.8 UCO & animal fat FAME | UCO and Animal Fat FAME | Energy/technical data | Technical lifetime [years] | years |  |  |  | ctrl | 2050 | 25
5.8 UCO & animal fat FAME | UCO and Animal Fat FAME | Energy/technical data | Typical total plant size [1,000 t biodiesel/year] | 1,000tbiodiesel/year |  | A | 1 | Lower | 2020 | 0.5
5.8 UCO & animal fat FAME | UCO and Animal Fat FAME | Energy/technical data | Typical total plant size [1,000 t biodiesel/year] | 1,000tbiodiesel/year |  | A | 1 | Lower | 2050 | 0.5
5.8 UCO & animal fat FAME | UCO and Animal Fat FAME | Energy/technical data | Typical total plant size [1,000 t biodiesel/year] | 1,000tbiodiesel/year |  | A | 1 | Upper | 2020 | 2
5.8 UCO & animal fat FAME | UCO and Animal Fat FAME | Energy/technical data | Typical total plant size [1,000 t biodiesel/year] | 1,000tbiodiesel/year |  | A | 1 | Upper | 2050 | 2
5.8 UCO & animal fat FAME | UCO and Animal Fat FAME | Energy/technical data | Typical total plant size [1,000 t biodiesel/year] | 1,000tbiodiesel/year |  | A | 1 | ctrl | 2015 | 50
5.8 UCO & animal fat FAME | UCO and Animal Fat FAME | Energy/technical data | Typical total plant size [1,000 t biodiesel/year] | 1,000tbiodiesel/year |  | A | 1 | ctrl | 2020 | 50
5.8 UCO & animal fat FAME | UCO and Animal Fat FAME | Energy/technical data | Typical total plant size [1,000 t biodiesel/year] | 1,000tbiodiesel/year |  | A | 1 | ctrl | 2030 | 50
5.8 UCO & animal fat FAME | UCO and Animal Fat FAME | Energy/technical data | Typical total plant size [1,000 t biodiesel/year] | 1,000tbiodiesel/year |  | A | 1 | ctrl | 2040 | 50
5.8 UCO & animal fat FAME | UCO and Animal Fat FAME | Energy/technical data | Typical total plant size [1,000 t biodiesel/year] | 1,000tbiodiesel/year |  | A | 1 | ctrl | 2050 | 50
5.8 UCO & animal fat FAME | UCO and Animal Fat FAME | Energy/technical data | Typical total plant size [MW biodiesel/year] | MWbiodiesel/year |  | A1 |  | Lower | 2020 | 0.5
5.8 UCO & animal fat FAME | UCO and Animal Fat FAME | Energy/technical data | Typical total plant size [MW biodiesel/year] | MWbiodiesel/year |  | A1 |  | Lower | 2050 | 0.5
5.8 UCO & animal fat FAME | UCO and Animal Fat FAME | Energy/technical data | Typical total plant size [MW biodiesel/year] | MWbiodiesel/year |  | A1 |  | Upper | 2020 | 2
5.8 UCO & animal fat FAME | UCO and Animal Fat FAME | Energy/technical data | Typical total plant size [MW biodiesel/year] | MWbiodiesel/year |  | A1 |  | Upper | 2050 | 2
5.8 UCO & animal fat FAME | UCO and Animal Fat FAME | Energy/technical data | Typical total plant size [MW biodiesel/year] | MWbiodiesel/year |  | A1 |  | ctrl | 2015 | 60
5.8 UCO & animal fat FAME | UCO and Animal Fat FAME | Energy/technical data | Typical total plant size [MW biodiesel/year] | MWbiodiesel/year |  | A1 |  | ctrl | 2020 | 60
5.8 UCO & animal fat FAME | UCO and Animal Fat FAME | Energy/technical data | Typical total plant size [MW biodiesel/year] | MWbiodiesel/year |  | A1 |  | ctrl | 2030 | 60
5.8 UCO & animal fat FAME | UCO and Animal Fat FAME | Energy/technical data | Typical total plant size [MW biodiesel/year] | MWbiodiesel/year |  | A1 |  | ctrl | 2040 | 60
5.8 UCO & animal fat FAME | UCO and Animal Fat FAME | Energy/technical data | Typical total plant size [MW biodiesel/year] | MWbiodiesel/year |  | A1 |  | ctrl | 2050 | 60
5.8 UCO & animal fat FAME | UCO and Animal Fat FAME | Energy/technical data | Veg Oil Consumption, [MWh/MWh Total Input] | MWh/MWhTotalInput |  | E,I | 1 | Lower | 2020 | 0.99
5.8 UCO & animal fat FAME | UCO and Animal Fat FAME | Energy/technical data | Veg Oil Consumption, [MWh/MWh Total Input] | MWh/MWhTotalInput |  | E,I | 1 | Lower | 2050 | 0.99
5.8 UCO & animal fat FAME | UCO and Animal Fat FAME | Energy/technical data | Veg Oil Consumption, [MWh/MWh Total Input] | MWh/MWhTotalInput |  | E,I | 1 | Upper | 2020 | 1.01
5.8 UCO & animal fat FAME | UCO and Animal Fat FAME | Energy/technical data | Veg Oil Consumption, [MWh/MWh Total Input] | MWh/MWhTotalInput |  | E,I | 1 | Upper | 2050 | 1.01
5.8 UCO & animal fat FAME | UCO and Animal Fat FAME | Energy/technical data | Veg Oil Consumption, [MWh/MWh Total Input] | MWh/MWhTotalInput |  | E,I | 1 | ctrl | 2015 | 0.906
5.8 UCO & animal fat FAME | UCO and Animal Fat FAME | Energy/technical data | Veg Oil Consumption, [MWh/MWh Total Input] | MWh/MWhTotalInput |  | E,I | 1 | ctrl | 2020 | 0.909
5.8 UCO & animal fat FAME | UCO and Animal Fat FAME | Energy/technical data | Veg Oil Consumption, [MWh/MWh Total Input] | MWh/MWhTotalInput |  | E,I | 1 | ctrl | 2030 | 0.912
5.8 UCO & animal fat FAME | UCO and Animal Fat FAME | Energy/technical data | Veg Oil Consumption, [MWh/MWh Total Input] | MWh/MWhTotalInput |  | E,I | 1 | ctrl | 2040 | 0.912
5.8 UCO & animal fat FAME | UCO and Animal Fat FAME | Energy/technical data | Veg Oil Consumption, [MWh/MWh Total Input] | MWh/MWhTotalInput |  | E,I | 1 | ctrl | 2050 | 0.912
5.8 UCO & animal fat FAME | UCO and Animal Fat FAME | Financial data | - equipment [%] | pct. |  | G |  | ctrl | 2015 | 75
5.8 UCO & animal fat FAME | UCO and Animal Fat FAME | Financial data | - equipment [%] | pct. |  | G |  | ctrl | 2020 | 75
5.8 UCO & animal fat FAME | UCO and Animal Fat FAME | Financial data | - equipment [%] | pct. |  | G |  | ctrl | 2030 | 75
5.8 UCO & animal fat FAME | UCO and Animal Fat FAME | Financial data | - equipment [%] | pct. |  | G |  | ctrl | 2040 | 75
5.8 UCO & animal fat FAME | UCO and Animal Fat FAME | Financial data | - equipment [%] | pct. |  | G |  | ctrl | 2050 | 75
5.8 UCO & animal fat FAME | UCO and Animal Fat FAME | Financial data | - installation [%] | pct. |  | G |  | ctrl | 2015 | 25
5.8 UCO & animal fat FAME | UCO and Animal Fat FAME | Financial data | - installation [%] | pct. |  | G |  | ctrl | 2020 | 25
5.8 UCO & animal fat FAME | UCO and Animal Fat FAME | Financial data | - installation [%] | pct. |  | G |  | ctrl | 2030 | 25
5.8 UCO & animal fat FAME | UCO and Animal Fat FAME | Financial data | - installation [%] | pct. |  | G |  | ctrl | 2040 | 25
5.8 UCO & animal fat FAME | UCO and Animal Fat FAME | Financial data | - installation [%] | pct. |  | G |  | ctrl | 2050 | 25
5.8 UCO & animal fat FAME | UCO and Animal Fat FAME | Financial data | Fixed O&M [M €/MW/year] | M€/MW/year |  | D, K, L | 4 | Lower | 2020 | 0.9
5.8 UCO & animal fat FAME | UCO and Animal Fat FAME | Financial data | Fixed O&M [M €/MW/year] | M€/MW/year |  | D, K, L | 4 | Lower | 2050 | 0.9
5.8 UCO & animal fat FAME | UCO and Animal Fat FAME | Financial data | Fixed O&M [M €/MW/year] | M€/MW/year |  | D, K, L | 4 | Upper | 2020 | 1.1
5.8 UCO & animal fat FAME | UCO and Animal Fat FAME | Financial data | Fixed O&M [M €/MW/year] | M€/MW/year |  | D, K, L | 4 | Upper | 2050 | 1.1
5.8 UCO & animal fat FAME | UCO and Animal Fat FAME | Financial data | Fixed O&M [M €/MW/year] | M€/MW/year |  | D, K, L | 4 | ctrl | 2015 | 0.13017
5.8 UCO & animal fat FAME | UCO and Animal Fat FAME | Financial data | Fixed O&M [M €/MW/year] | M€/MW/year |  | D, K, L | 4 | ctrl | 2020 | 0.13017
5.8 UCO & animal fat FAME | UCO and Animal Fat FAME | Financial data | Fixed O&M [M €/MW/year] | M€/MW/year |  | D, K, L | 4 | ctrl | 2030 | 0.13017
5.8 UCO & animal fat FAME | UCO and Animal Fat FAME | Financial data | Fixed O&M [M €/MW/year] | M€/MW/year |  | D, K, L | 4 | ctrl | 2040 | 0.13017
5.8 UCO & animal fat FAME | UCO and Animal Fat FAME | Financial data | Fixed O&M [M €/MW/year] | M€/MW/year |  | D, K, L | 4 | ctrl | 2050 | 0.13017
5.8 UCO & animal fat FAME | UCO and Animal Fat FAME | Financial data | Specific investment [M €/MW] | M€/MW |  | C, J, L | 3 | Lower | 2020 | 0.85072
5.8 UCO & animal fat FAME | UCO and Animal Fat FAME | Financial data | Specific investment [M €/MW] | M€/MW |  | C, J, L | 3 | Lower | 2050 | 0.9
5.8 UCO & animal fat FAME | UCO and Animal Fat FAME | Financial data | Specific investment [M €/MW] | M€/MW |  | C, J, L | 3 | Upper | 2020 | 1.2
5.8 UCO & animal fat FAME | UCO and Animal Fat FAME | Financial data | Specific investment [M €/MW] | M€/MW |  | C, J, L | 3 | Upper | 2050 | 1.1
5.8 UCO & animal fat FAME | UCO and Animal Fat FAME | Financial data | Specific investment [M €/MW] | M€/MW |  | C, J, L | 3 | ctrl | 2015 | 1.1497
5.8 UCO & animal fat FAME | UCO and Animal Fat FAME | Financial data | Specific investment [M €/MW] | M€/MW |  | C, J, L | 3 | ctrl | 2020 | 1.0805
5.8 UCO & animal fat FAME | UCO and Animal Fat FAME | Financial data | Specific investment [M €/MW] | M€/MW |  | C, J, L | 3 | ctrl | 2030 | 0.9941
5.8 UCO & animal fat FAME | UCO and Animal Fat FAME | Financial data | Specific investment [M €/MW] | M€/MW |  | C, J, L | 3 | ctrl | 2040 | 0.95088
5.8 UCO & animal fat FAME | UCO and Animal Fat FAME | Financial data | Specific investment [M €/MW] | M€/MW |  | C, J, L | 3 | ctrl | 2050 | 0.89326
5.8 UCO & animal fat FAME | UCO and Animal Fat FAME | Financial data | Start-up [M €/MW] | M€/MW |  |  |  | Lower | 2020 | 0
5.8 UCO & animal fat FAME | UCO and Animal Fat FAME | Financial data | Start-up [M €/MW] | M€/MW |  |  |  | Lower | 2050 | 0
5.8 UCO & animal fat FAME | UCO and Animal Fat FAME | Financial data | Start-up [M €/MW] | M€/MW |  |  |  | Upper | 2020 | 0
5.8 UCO & animal fat FAME | UCO and Animal Fat FAME | Financial data | Start-up [M €/MW] | M€/MW |  |  |  | Upper | 2050 | 0
5.8 UCO & animal fat FAME | UCO and Animal Fat FAME | Financial data | Start-up [M €/MW] | M€/MW |  |  |  | ctrl | 2015 | 0
5.8 UCO & animal fat FAME | UCO and Animal Fat FAME | Financial data | Start-up [M €/MW] | M€/MW |  |  |  | ctrl | 2020 | 0
5.8 UCO & animal fat FAME | UCO and Animal Fat FAME | Financial data | Start-up [M €/MW] | M€/MW |  |  |  | ctrl | 2030 | 0
5.8 UCO & animal fat FAME | UCO and Animal Fat FAME | Financial data | Start-up [M €/MW] | M€/MW |  |  |  | ctrl | 2040 | 0
5.8 UCO & animal fat FAME | UCO and Animal Fat FAME | Financial data | Start-up [M €/MW] | M€/MW |  |  |  | ctrl | 2050 | 0
5.8 UCO & animal fat FAME | UCO and Animal Fat FAME | Financial data | Variable O&M [€/MWh] | €/MWh |  | D, K, L | 4 | Lower | 2020 | 0.9
5.8 UCO & animal fat FAME | UCO and Animal Fat FAME | Financial data | Variable O&M [€/MWh] | €/MWh |  | D, K, L | 4 | Lower | 2050 | 0.9
5.8 UCO & animal fat FAME | UCO and Animal Fat FAME | Financial data | Variable O&M [€/MWh] | €/MWh |  | D, K, L | 4 | Upper | 2020 | 1.1
5.8 UCO & animal fat FAME | UCO and Animal Fat FAME | Financial data | Variable O&M [€/MWh] | €/MWh |  | D, K, L | 4 | Upper | 2050 | 1.1
5.8 UCO & animal fat FAME | UCO and Animal Fat FAME | Financial data | Variable O&M [€/MWh] | €/MWh |  | D, K, L | 4 | ctrl | 2015 | 8.1397
5.8 UCO & animal fat FAME | UCO and Animal Fat FAME | Financial data | Variable O&M [€/MWh] | €/MWh |  | D, K, L | 4 | ctrl | 2020 | 8.1397
5.8 UCO & animal fat FAME | UCO and Animal Fat FAME | Financial data | Variable O&M [€/MWh] | €/MWh |  | D, K, L | 4 | ctrl | 2030 | 8.1397
5.8 UCO & animal fat FAME | UCO and Animal Fat FAME | Financial data | Variable O&M [€/MWh] | €/MWh |  | D, K, L | 4 | ctrl | 2040 | 8.1397
5.8 UCO & animal fat FAME | UCO and Animal Fat FAME | Financial data | Variable O&M [€/MWh] | €/MWh |  | D, K, L | 4 | ctrl | 2050 | 8.1397
5.8 UCO & animal fat FAME | UCO and Animal Fat FAME | Technology-specific data | - equipment [%] | pct. |  | G |  | ctrl | 2015 | 75
5.8 UCO & animal fat FAME | UCO and Animal Fat FAME | Technology-specific data | - equipment [%] | pct. |  | G |  | ctrl | 2020 | 75
5.8 UCO & animal fat FAME | UCO and Animal Fat FAME | Technology-specific data | - equipment [%] | pct. |  | G |  | ctrl | 2030 | 75
5.8 UCO & animal fat FAME | UCO and Animal Fat FAME | Technology-specific data | - equipment [%] | pct. |  | G |  | ctrl | 2040 | 75
5.8 UCO & animal fat FAME | UCO and Animal Fat FAME | Technology-specific data | - equipment [%] | pct. |  | G |  | ctrl | 2050 | 75
5.8 UCO & animal fat FAME | UCO and Animal Fat FAME | Technology-specific data | - installation [%] | pct. |  | G |  | ctrl | 2015 | 25
5.8 UCO & animal fat FAME | UCO and Animal Fat FAME | Technology-specific data | - installation [%] | pct. |  | G |  | ctrl | 2020 | 25
5.8 UCO & animal fat FAME | UCO and Animal Fat FAME | Technology-specific data | - installation [%] | pct. |  | G |  | ctrl | 2030 | 25
5.8 UCO & animal fat FAME | UCO and Animal Fat FAME | Technology-specific data | - installation [%] | pct. |  | G |  | ctrl | 2040 | 25
5.8 UCO & animal fat FAME | UCO and Animal Fat FAME | Technology-specific data | - installation [%] | pct. |  | G |  | ctrl | 2050 | 25
5.8 UCO & animal fat FAME | UCO and Animal Fat FAME | Technology-specific data | Fixed O&M [M €/1,000 t biodiesel] | M€/1,000tbiodiesel |  | D, K, L |  | Lower | 2020 | 0.9
5.8 UCO & animal fat FAME | UCO and Animal Fat FAME | Technology-specific data | Fixed O&M [M €/1,000 t biodiesel] | M€/1,000tbiodiesel |  | D, K, L |  | Lower | 2050 | 0.9
5.8 UCO & animal fat FAME | UCO and Animal Fat FAME | Technology-specific data | Fixed O&M [M €/1,000 t biodiesel] | M€/1,000tbiodiesel |  | D, K, L |  | Upper | 2020 | 1.1
5.8 UCO & animal fat FAME | UCO and Animal Fat FAME | Technology-specific data | Fixed O&M [M €/1,000 t biodiesel] | M€/1,000tbiodiesel |  | D, K, L |  | Upper | 2050 | 1.1
5.8 UCO & animal fat FAME | UCO and Animal Fat FAME | Technology-specific data | Fixed O&M [M €/1,000 t biodiesel] | M€/1,000tbiodiesel |  | D, K, L |  | ctrl | 2015 | 0.1562
5.8 UCO & animal fat FAME | UCO and Animal Fat FAME | Technology-specific data | Fixed O&M [M €/1,000 t biodiesel] | M€/1,000tbiodiesel |  | D, K, L |  | ctrl | 2020 | 0.1562
5.8 UCO & animal fat FAME | UCO and Animal Fat FAME | Technology-specific data | Fixed O&M [M €/1,000 t biodiesel] | M€/1,000tbiodiesel |  | D, K, L |  | ctrl | 2030 | 0.1562
5.8 UCO & animal fat FAME | UCO and Animal Fat FAME | Technology-specific data | Fixed O&M [M €/1,000 t biodiesel] | M€/1,000tbiodiesel |  | D, K, L |  | ctrl | 2040 | 0.1562
5.8 UCO & animal fat FAME | UCO and Animal Fat FAME | Technology-specific data | Fixed O&M [M €/1,000 t biodiesel] | M€/1,000tbiodiesel |  | D, K, L |  | ctrl | 2050 | 0.1562
5.8 UCO & animal fat FAME | UCO and Animal Fat FAME | Technology-specific data | Specific density [kg/l] or [ton/m3] | kg/l |  |  |  | ctrl | 2015 | 0.885
5.8 UCO & animal fat FAME | UCO and Animal Fat FAME | Technology-specific data | Specific density [kg/l] or [ton/m3] | kg/l |  |  |  | ctrl | 2020 | 0.885
5.8 UCO & animal fat FAME | UCO and Animal Fat FAME | Technology-specific data | Specific density [kg/l] or [ton/m3] | kg/l |  |  |  | ctrl | 2030 | 0.885
5.8 UCO & animal fat FAME | UCO and Animal Fat FAME | Technology-specific data | Specific density [kg/l] or [ton/m3] | kg/l |  |  |  | ctrl | 2040 | 0.885
5.8 UCO & animal fat FAME | UCO and Animal Fat FAME | Technology-specific data | Specific density [kg/l] or [ton/m3] | kg/l |  |  |  | ctrl | 2050 | 0.885
5.8 UCO & animal fat FAME | UCO and Animal Fat FAME | Technology-specific data | Specific energy content [GJ/ton] biodiesel] | GJ/ton |  |  |  | ctrl | 2015 | 37.2
5.8 UCO & animal fat FAME | UCO and Animal Fat FAME | Technology-specific data | Specific energy content [GJ/ton] biodiesel] | GJ/ton |  |  |  | ctrl | 2020 | 37.2
5.8 UCO & animal fat FAME | UCO and Animal Fat FAME | Technology-specific data | Specific energy content [GJ/ton] biodiesel] | GJ/ton |  |  |  | ctrl | 2030 | 37.2
5.8 UCO & animal fat FAME | UCO and Animal Fat FAME | Technology-specific data | Specific energy content [GJ/ton] biodiesel] | GJ/ton |  |  |  | ctrl | 2040 | 37.2
5.8 UCO & animal fat FAME | UCO and Animal Fat FAME | Technology-specific data | Specific energy content [GJ/ton] biodiesel] | GJ/ton |  |  |  | ctrl | 2050 | 37.2
5.8 UCO & animal fat FAME | UCO and Animal Fat FAME | Technology-specific data | Specific investment [M €/1,000 t biodiesel/year] | M€/1,000tbiodiesel/year |  |  |  | Lower | 2020 | 0.8
5.8 UCO & animal fat FAME | UCO and Animal Fat FAME | Technology-specific data | Specific investment [M €/1,000 t biodiesel/year] | M€/1,000tbiodiesel/year |  |  |  | Lower | 2050 | 0.9
5.8 UCO & animal fat FAME | UCO and Animal Fat FAME | Technology-specific data | Specific investment [M €/1,000 t biodiesel/year] | M€/1,000tbiodiesel/year |  |  |  | Upper | 2020 | 1.2
5.8 UCO & animal fat FAME | UCO and Animal Fat FAME | Technology-specific data | Specific investment [M €/1,000 t biodiesel/year] | M€/1,000tbiodiesel/year |  |  |  | Upper | 2050 | 1.1
5.8 UCO & animal fat FAME | UCO and Animal Fat FAME | Technology-specific data | Specific investment [M €/1,000 t biodiesel/year] | M€/1,000tbiodiesel/year |  |  |  | ctrl | 2015 | 1.4143
5.8 UCO & animal fat FAME | UCO and Animal Fat FAME | Technology-specific data | Specific investment [M €/1,000 t biodiesel/year] | M€/1,000tbiodiesel/year |  |  |  | ctrl | 2020 | 1.3292
5.8 UCO & animal fat FAME | UCO and Animal Fat FAME | Technology-specific data | Specific investment [M €/1,000 t biodiesel/year] | M€/1,000tbiodiesel/year |  |  |  | ctrl | 2030 | 1.2229
5.8 UCO & animal fat FAME | UCO and Animal Fat FAME | Technology-specific data | Specific investment [M €/1,000 t biodiesel/year] | M€/1,000tbiodiesel/year |  |  |  | ctrl | 2040 | 1.1697
5.8 UCO & animal fat FAME | UCO and Animal Fat FAME | Technology-specific data | Specific investment [M €/1,000 t biodiesel/year] | M€/1,000tbiodiesel/year |  |  |  | ctrl | 2050 | 1.0634
5.8 UCO & animal fat FAME | UCO and Animal Fat FAME | Technology-specific data | Variable O&M [M €/1,000 t biodiesel] | M€/1,000tbiodiesel |  | D, K, L |  | Lower | 2020 | 0.9
5.8 UCO & animal fat FAME | UCO and Animal Fat FAME | Technology-specific data | Variable O&M [M €/1,000 t biodiesel] | M€/1,000tbiodiesel |  | D, K, L |  | Lower | 2050 | 0.9
5.8 UCO & animal fat FAME | UCO and Animal Fat FAME | Technology-specific data | Variable O&M [M €/1,000 t biodiesel] | M€/1,000tbiodiesel |  | D, K, L |  | Upper | 2020 | 1.1
5.8 UCO & animal fat FAME | UCO and Animal Fat FAME | Technology-specific data | Variable O&M [M €/1,000 t biodiesel] | M€/1,000tbiodiesel |  | D, K, L |  | Upper | 2050 | 1.1
5.8 UCO & animal fat FAME | UCO and Animal Fat FAME | Technology-specific data | Variable O&M [M €/1,000 t biodiesel] | M€/1,000tbiodiesel |  | D, K, L |  | ctrl | 2015 | 0.084109
5.8 UCO & animal fat FAME | UCO and Animal Fat FAME | Technology-specific data | Variable O&M [M €/1,000 t biodiesel] | M€/1,000tbiodiesel |  | D, K, L |  | ctrl | 2020 | 0.084109
5.8 UCO & animal fat FAME | UCO and Animal Fat FAME | Technology-specific data | Variable O&M [M €/1,000 t biodiesel] | M€/1,000tbiodiesel |  | D, K, L |  | ctrl | 2030 | 0.084109
5.8 UCO & animal fat FAME | UCO and Animal Fat FAME | Technology-specific data | Variable O&M [M €/1,000 t biodiesel] | M€/1,000tbiodiesel |  | D, K, L |  | ctrl | 2040 | 0.084109
5.8 UCO & animal fat FAME | UCO and Animal Fat FAME | Technology-specific data | Variable O&M [M €/1,000 t biodiesel] | M€/1,000tbiodiesel |  | D, K, L |  | ctrl | 2050 | 0.084109
5.9 HVO jet fuel | HVO Jet Fuel | Energy/technical data | Construction time [years] | years |  |  |  | ctrl | 2015 | 2
5.9 HVO jet fuel | HVO Jet Fuel | Energy/technical data | Construction time [years] | years |  |  |  | ctrl | 2020 | 2
5.9 HVO jet fuel | HVO Jet Fuel | Energy/technical data | Construction time [years] | years |  |  |  | ctrl | 2030 | 2
5.9 HVO jet fuel | HVO Jet Fuel | Energy/technical data | Construction time [years] | years |  |  |  | ctrl | 2040 | 2
5.9 HVO jet fuel | HVO Jet Fuel | Energy/technical data | Construction time [years] | years |  |  |  | ctrl | 2050 | 2
5.9 HVO jet fuel | HVO Jet Fuel | Energy/technical data | District Heating Output [MWh/MWh Total input] | MWh/MWhTotalinput |  | C, H |  | Lower | 2020 | 0.9
5.9 HVO jet fuel | HVO Jet Fuel | Energy/technical data | District Heating Output [MWh/MWh Total input] | MWh/MWhTotalinput |  | C, H |  | Lower | 2050 | 0.9
5.9 HVO jet fuel | HVO Jet Fuel | Energy/technical data | District Heating Output [MWh/MWh Total input] | MWh/MWhTotalinput |  | C, H |  | Upper | 2020 | 1.1
5.9 HVO jet fuel | HVO Jet Fuel | Energy/technical data | District Heating Output [MWh/MWh Total input] | MWh/MWhTotalinput |  | C, H |  | Upper | 2050 | 1.1
5.9 HVO jet fuel | HVO Jet Fuel | Energy/technical data | District Heating Output [MWh/MWh Total input] | MWh/MWhTotalinput |  | C, H |  | ctrl | 2015 | 0.02655
5.9 HVO jet fuel | HVO Jet Fuel | Energy/technical data | District Heating Output [MWh/MWh Total input] | MWh/MWhTotalinput |  | C, H |  | ctrl | 2020 | 0.02655
5.9 HVO jet fuel | HVO Jet Fuel | Energy/technical data | District Heating Output [MWh/MWh Total input] | MWh/MWhTotalinput |  | C, H |  | ctrl | 2030 | 0.02655
5.9 HVO jet fuel | HVO Jet Fuel | Energy/technical data | District Heating Output [MWh/MWh Total input] | MWh/MWhTotalinput |  | C, H |  | ctrl | 2040 | 0.02655
5.9 HVO jet fuel | HVO Jet Fuel | Energy/technical data | District Heating Output [MWh/MWh Total input] | MWh/MWhTotalinput |  | C, H |  | ctrl | 2050 | 0.02655
5.9 HVO jet fuel | HVO Jet Fuel | Energy/technical data | Electricity Consumption [MWh/MWh Total Inputs] | MWh/MWhTotalInputs |  | C, G | 2,3 | Lower | 2020 | 0.9
5.9 HVO jet fuel | HVO Jet Fuel | Energy/technical data | Electricity Consumption [MWh/MWh Total Inputs] | MWh/MWhTotalInputs |  | C, G | 2,3 | Lower | 2050 | 0.9
5.9 HVO jet fuel | HVO Jet Fuel | Energy/technical data | Electricity Consumption [MWh/MWh Total Inputs] | MWh/MWhTotalInputs |  | C, G | 2,3 | Upper | 2020 | 1.1
5.9 HVO jet fuel | HVO Jet Fuel | Energy/technical data | Electricity Consumption [MWh/MWh Total Inputs] | MWh/MWhTotalInputs |  | C, G | 2,3 | Upper | 2050 | 1.1
5.9 HVO jet fuel | HVO Jet Fuel | Energy/technical data | Electricity Consumption [MWh/MWh Total Inputs] | MWh/MWhTotalInputs |  | C, G | 2,3 | ctrl | 2015 | 0.003
5.9 HVO jet fuel | HVO Jet Fuel | Energy/technical data | Electricity Consumption [MWh/MWh Total Inputs] | MWh/MWhTotalInputs |  | C, G | 2,3 | ctrl | 2020 | 0.003
5.9 HVO jet fuel | HVO Jet Fuel | Energy/technical data | Electricity Consumption [MWh/MWh Total Inputs] | MWh/MWhTotalInputs |  | C, G | 2,3 | ctrl | 2030 | 0.003
5.9 HVO jet fuel | HVO Jet Fuel | Energy/technical data | Electricity Consumption [MWh/MWh Total Inputs] | MWh/MWhTotalInputs |  | C, G | 2,3 | ctrl | 2040 | 0.003
5.9 HVO jet fuel | HVO Jet Fuel | Energy/technical data | Electricity Consumption [MWh/MWh Total Inputs] | MWh/MWhTotalInputs |  | C, G | 2,3 | ctrl | 2050 | 0.003
5.9 HVO jet fuel | HVO Jet Fuel | Energy/technical data | Feedstock Consumption [MWh/MWh Total Inputs] | MWh/MWhTotalInputs |  | C, G | 2,3 | Lower | 2020 | 0.9
5.9 HVO jet fuel | HVO Jet Fuel | Energy/technical data | Feedstock Consumption [MWh/MWh Total Inputs] | MWh/MWhTotalInputs |  | C, G | 2,3 | Lower | 2050 | 0.9
5.9 HVO jet fuel | HVO Jet Fuel | Energy/technical data | Feedstock Consumption [MWh/MWh Total Inputs] | MWh/MWhTotalInputs |  | C, G | 2,3 | Upper | 2020 | 1.1
5.9 HVO jet fuel | HVO Jet Fuel | Energy/technical data | Feedstock Consumption [MWh/MWh Total Inputs] | MWh/MWhTotalInputs |  | C, G | 2,3 | Upper | 2050 | 1.1
5.9 HVO jet fuel | HVO Jet Fuel | Energy/technical data | Feedstock Consumption [MWh/MWh Total Inputs] | MWh/MWhTotalInputs |  | C, G | 2,3 | ctrl | 2015 | 0.779
5.9 HVO jet fuel | HVO Jet Fuel | Energy/technical data | Feedstock Consumption [MWh/MWh Total Inputs] | MWh/MWhTotalInputs |  | C, G | 2,3 | ctrl | 2020 | 0.779
5.9 HVO jet fuel | HVO Jet Fuel | Energy/technical data | Feedstock Consumption [MWh/MWh Total Inputs] | MWh/MWhTotalInputs |  | C, G | 2,3 | ctrl | 2030 | 0.779
5.9 HVO jet fuel | HVO Jet Fuel | Energy/technical data | Feedstock Consumption [MWh/MWh Total Inputs] | MWh/MWhTotalInputs |  | C, G | 2,3 | ctrl | 2040 | 0.779
5.9 HVO jet fuel | HVO Jet Fuel | Energy/technical data | Feedstock Consumption [MWh/MWh Total Inputs] | MWh/MWhTotalInputs |  | C, G | 2,3 | ctrl | 2050 | 0.779
5.9 HVO jet fuel | HVO Jet Fuel | Energy/technical data | Forced outage [%] | pct. |  | I |  | ctrl | 2015 | 0
5.9 HVO jet fuel | HVO Jet Fuel | Energy/technical data | Forced outage [%] | pct. |  | I |  | ctrl | 2020 | 0
5.9 HVO jet fuel | HVO Jet Fuel | Energy/technical data | Forced outage [%] | pct. |  | I |  | ctrl | 2030 | 0
5.9 HVO jet fuel | HVO Jet Fuel | Energy/technical data | Forced outage [%] | pct. |  | I |  | ctrl | 2040 | 0
5.9 HVO jet fuel | HVO Jet Fuel | Energy/technical data | Forced outage [%] | pct. |  | I |  | ctrl | 2050 | 0
5.9 HVO jet fuel | HVO Jet Fuel | Energy/technical data | Fuel Gas Output [MWh/MWh Total Input] | MWh/MWhTotalInput |  | C, H |  | Lower | 2020 | 0.9
5.9 HVO jet fuel | HVO Jet Fuel | Energy/technical data | Fuel Gas Output [MWh/MWh Total Input] | MWh/MWhTotalInput |  | C, H |  | Lower | 2050 | 0.9
5.9 HVO jet fuel | HVO Jet Fuel | Energy/technical data | Fuel Gas Output [MWh/MWh Total Input] | MWh/MWhTotalInput |  | C, H |  | Upper | 2020 | 1.1
5.9 HVO jet fuel | HVO Jet Fuel | Energy/technical data | Fuel Gas Output [MWh/MWh Total Input] | MWh/MWhTotalInput |  | C, H |  | Upper | 2050 | 1.1
5.9 HVO jet fuel | HVO Jet Fuel | Energy/technical data | Fuel Gas Output [MWh/MWh Total Input] | MWh/MWhTotalInput |  | C, H |  | ctrl | 2015 | 0.1
5.9 HVO jet fuel | HVO Jet Fuel | Energy/technical data | Fuel Gas Output [MWh/MWh Total Input] | MWh/MWhTotalInput |  | C, H |  | ctrl | 2020 | 0.1
5.9 HVO jet fuel | HVO Jet Fuel | Energy/technical data | Fuel Gas Output [MWh/MWh Total Input] | MWh/MWhTotalInput |  | C, H |  | ctrl | 2030 | 0.1
5.9 HVO jet fuel | HVO Jet Fuel | Energy/technical data | Fuel Gas Output [MWh/MWh Total Input] | MWh/MWhTotalInput |  | C, H |  | ctrl | 2040 | 0.1
5.9 HVO jet fuel | HVO Jet Fuel | Energy/technical data | Fuel Gas Output [MWh/MWh Total Input] | MWh/MWhTotalInput |  | C, H |  | ctrl | 2050 | 0.1
5.9 HVO jet fuel | HVO Jet Fuel | Energy/technical data | HVO Jet Output [MWh/MWh Total Input] | MWh/MWhTotalInput |  | C, H |  | Lower | 2020 | 0.9
5.9 HVO jet fuel | HVO Jet Fuel | Energy/technical data | HVO Jet Output [MWh/MWh Total Input] | MWh/MWhTotalInput |  | C, H |  | Lower | 2050 | 0.9
5.9 HVO jet fuel | HVO Jet Fuel | Energy/technical data | HVO Jet Output [MWh/MWh Total Input] | MWh/MWhTotalInput |  | C, H |  | Upper | 2020 | 1.1
5.9 HVO jet fuel | HVO Jet Fuel | Energy/technical data | HVO Jet Output [MWh/MWh Total Input] | MWh/MWhTotalInput |  | C, H |  | Upper | 2050 | 1.1
5.9 HVO jet fuel | HVO Jet Fuel | Energy/technical data | HVO Jet Output [MWh/MWh Total Input] | MWh/MWhTotalInput |  | C, H |  | ctrl | 2015 | 0.66
5.9 HVO jet fuel | HVO Jet Fuel | Energy/technical data | HVO Jet Output [MWh/MWh Total Input] | MWh/MWhTotalInput |  | C, H |  | ctrl | 2020 | 0.66
5.9 HVO jet fuel | HVO Jet Fuel | Energy/technical data | HVO Jet Output [MWh/MWh Total Input] | MWh/MWhTotalInput |  | C, H |  | ctrl | 2030 | 0.66
5.9 HVO jet fuel | HVO Jet Fuel | Energy/technical data | HVO Jet Output [MWh/MWh Total Input] | MWh/MWhTotalInput |  | C, H |  | ctrl | 2040 | 0.66
5.9 HVO jet fuel | HVO Jet Fuel | Energy/technical data | HVO Jet Output [MWh/MWh Total Input] | MWh/MWhTotalInput |  | C, H |  | ctrl | 2050 | 0.66
5.9 HVO jet fuel | HVO Jet Fuel | Energy/technical data | Hydrogen Consumption [MWh/MWh Total Inputs] | MWh/MWhTotalInputs |  | C,D, G | 2,3 | Lower | 2020 | 0.9
5.9 HVO jet fuel | HVO Jet Fuel | Energy/technical data | Hydrogen Consumption [MWh/MWh Total Inputs] | MWh/MWhTotalInputs |  | C,D, G | 2,3 | Lower | 2050 | 0.9
5.9 HVO jet fuel | HVO Jet Fuel | Energy/technical data | Hydrogen Consumption [MWh/MWh Total Inputs] | MWh/MWhTotalInputs |  | C,D, G | 2,3 | Upper | 2020 | 1.1
5.9 HVO jet fuel | HVO Jet Fuel | Energy/technical data | Hydrogen Consumption [MWh/MWh Total Inputs] | MWh/MWhTotalInputs |  | C,D, G | 2,3 | Upper | 2050 | 1.1
5.9 HVO jet fuel | HVO Jet Fuel | Energy/technical data | Hydrogen Consumption [MWh/MWh Total Inputs] | MWh/MWhTotalInputs |  | C,D, G | 2,3 | ctrl | 2015 | 0.099
5.9 HVO jet fuel | HVO Jet Fuel | Energy/technical data | Hydrogen Consumption [MWh/MWh Total Inputs] | MWh/MWhTotalInputs |  | C,D, G | 2,3 | ctrl | 2020 | 0.099
5.9 HVO jet fuel | HVO Jet Fuel | Energy/technical data | Hydrogen Consumption [MWh/MWh Total Inputs] | MWh/MWhTotalInputs |  | C,D, G | 2,3 | ctrl | 2030 | 0.099
5.9 HVO jet fuel | HVO Jet Fuel | Energy/technical data | Hydrogen Consumption [MWh/MWh Total Inputs] | MWh/MWhTotalInputs |  | C,D, G | 2,3 | ctrl | 2040 | 0.099
5.9 HVO jet fuel | HVO Jet Fuel | Energy/technical data | Hydrogen Consumption [MWh/MWh Total Inputs] | MWh/MWhTotalInputs |  | C,D, G | 2,3 | ctrl | 2050 | 0.099
5.9 HVO jet fuel | HVO Jet Fuel | Energy/technical data | LPG Output [MWh/MWh Total Input] | MWh/MWhTotalInput |  | C, H |  | Lower | 2020 | 0.9
5.9 HVO jet fuel | HVO Jet Fuel | Energy/technical data | LPG Output [MWh/MWh Total Input] | MWh/MWhTotalInput |  | C, H |  | Lower | 2050 | 0.9
5.9 HVO jet fuel | HVO Jet Fuel | Energy/technical data | LPG Output [MWh/MWh Total Input] | MWh/MWhTotalInput |  | C, H |  | Upper | 2020 | 1.1
5.9 HVO jet fuel | HVO Jet Fuel | Energy/technical data | LPG Output [MWh/MWh Total Input] | MWh/MWhTotalInput |  | C, H |  | Upper | 2050 | 1.1
5.9 HVO jet fuel | HVO Jet Fuel | Energy/technical data | LPG Output [MWh/MWh Total Input] | MWh/MWhTotalInput |  | C, H |  | ctrl | 2015 | 0.0924
5.9 HVO jet fuel | HVO Jet Fuel | Energy/technical data | LPG Output [MWh/MWh Total Input] | MWh/MWhTotalInput |  | C, H |  | ctrl | 2020 | 0.0924
5.9 HVO jet fuel | HVO Jet Fuel | Energy/technical data | LPG Output [MWh/MWh Total Input] | MWh/MWhTotalInput |  | C, H |  | ctrl | 2030 | 0.0924
5.9 HVO jet fuel | HVO Jet Fuel | Energy/technical data | LPG Output [MWh/MWh Total Input] | MWh/MWhTotalInput |  | C, H |  | ctrl | 2040 | 0.0924
5.9 HVO jet fuel | HVO Jet Fuel | Energy/technical data | LPG Output [MWh/MWh Total Input] | MWh/MWhTotalInput |  | C, H |  | ctrl | 2050 | 0.0924
5.9 HVO jet fuel | HVO Jet Fuel | Energy/technical data | Naphta Output [MWh/MWh Total Input] | MWh/MWhTotalInput |  | C, H |  | Lower | 2020 | 0.9
5.9 HVO jet fuel | HVO Jet Fuel | Energy/technical data | Naphta Output [MWh/MWh Total Input] | MWh/MWhTotalInput |  | C, H |  | Lower | 2050 | 0.9
5.9 HVO jet fuel | HVO Jet Fuel | Energy/technical data | Naphta Output [MWh/MWh Total Input] | MWh/MWhTotalInput |  | C, H |  | Upper | 2020 | 1.1
5.9 HVO jet fuel | HVO Jet Fuel | Energy/technical data | Naphta Output [MWh/MWh Total Input] | MWh/MWhTotalInput |  | C, H |  | Upper | 2050 | 1.1
5.9 HVO jet fuel | HVO Jet Fuel | Energy/technical data | Naphta Output [MWh/MWh Total Input] | MWh/MWhTotalInput |  | C, H |  | ctrl | 2015 | 0.0651
5.9 HVO jet fuel | HVO Jet Fuel | Energy/technical data | Naphta Output [MWh/MWh Total Input] | MWh/MWhTotalInput |  | C, H |  | ctrl | 2020 | 0.0651
5.9 HVO jet fuel | HVO Jet Fuel | Energy/technical data | Naphta Output [MWh/MWh Total Input] | MWh/MWhTotalInput |  | C, H |  | ctrl | 2030 | 0.0651
5.9 HVO jet fuel | HVO Jet Fuel | Energy/technical data | Naphta Output [MWh/MWh Total Input] | MWh/MWhTotalInput |  | C, H |  | ctrl | 2040 | 0.0651
5.9 HVO jet fuel | HVO Jet Fuel | Energy/technical data | Naphta Output [MWh/MWh Total Input] | MWh/MWhTotalInput |  | C, H |  | ctrl | 2050 | 0.0651
5.9 HVO jet fuel | HVO Jet Fuel | Energy/technical data | Natural Gas Consumption [MWh/MWh Total Inputs] | MWh/MWhTotalInputs |  | C, G | 2,3 | Lower | 2020 | 0.9
5.9 HVO jet fuel | HVO Jet Fuel | Energy/technical data | Natural Gas Consumption [MWh/MWh Total Inputs] | MWh/MWhTotalInputs |  | C, G | 2,3 | Lower | 2050 | 0.9
5.9 HVO jet fuel | HVO Jet Fuel | Energy/technical data | Natural Gas Consumption [MWh/MWh Total Inputs] | MWh/MWhTotalInputs |  | C, G | 2,3 | Upper | 2020 | 1.1
5.9 HVO jet fuel | HVO Jet Fuel | Energy/technical data | Natural Gas Consumption [MWh/MWh Total Inputs] | MWh/MWhTotalInputs |  | C, G | 2,3 | Upper | 2050 | 1.1
5.9 HVO jet fuel | HVO Jet Fuel | Energy/technical data | Natural Gas Consumption [MWh/MWh Total Inputs] | MWh/MWhTotalInputs |  | C, G | 2,3 | ctrl | 2015 | 0.119
5.9 HVO jet fuel | HVO Jet Fuel | Energy/technical data | Natural Gas Consumption [MWh/MWh Total Inputs] | MWh/MWhTotalInputs |  | C, G | 2,3 | ctrl | 2020 | 0.119
5.9 HVO jet fuel | HVO Jet Fuel | Energy/technical data | Natural Gas Consumption [MWh/MWh Total Inputs] | MWh/MWhTotalInputs |  | C, G | 2,3 | ctrl | 2030 | 0.119
5.9 HVO jet fuel | HVO Jet Fuel | Energy/technical data | Natural Gas Consumption [MWh/MWh Total Inputs] | MWh/MWhTotalInputs |  | C, G | 2,3 | ctrl | 2040 | 0.119
5.9 HVO jet fuel | HVO Jet Fuel | Energy/technical data | Natural Gas Consumption [MWh/MWh Total Inputs] | MWh/MWhTotalInputs |  | C, G | 2,3 | ctrl | 2050 | 0.119
5.9 HVO jet fuel | HVO Jet Fuel | Energy/technical data | Planned outage [weeks per year] | weeks/year |  |  |  | ctrl | 2015 | 2
5.9 HVO jet fuel | HVO Jet Fuel | Energy/technical data | Planned outage [weeks per year] | weeks/year |  |  |  | ctrl | 2020 | 2
5.9 HVO jet fuel | HVO Jet Fuel | Energy/technical data | Planned outage [weeks per year] | weeks/year |  |  |  | ctrl | 2030 | 2
5.9 HVO jet fuel | HVO Jet Fuel | Energy/technical data | Planned outage [weeks per year] | weeks/year |  |  |  | ctrl | 2040 | 2
5.9 HVO jet fuel | HVO Jet Fuel | Energy/technical data | Planned outage [weeks per year] | weeks/year |  |  |  | ctrl | 2050 | 2
5.9 HVO jet fuel | HVO Jet Fuel | Energy/technical data | Technical lifetime [years] | years |  |  |  | ctrl | 2015 | 25
5.9 HVO jet fuel | HVO Jet Fuel | Energy/technical data | Technical lifetime [years] | years |  |  |  | ctrl | 2020 | 25
5.9 HVO jet fuel | HVO Jet Fuel | Energy/technical data | Technical lifetime [years] | years |  |  |  | ctrl | 2030 | 25
5.9 HVO jet fuel | HVO Jet Fuel | Energy/technical data | Technical lifetime [years] | years |  |  |  | ctrl | 2040 | 25
5.9 HVO jet fuel | HVO Jet Fuel | Energy/technical data | Technical lifetime [years] | years |  |  |  | ctrl | 2050 | 25
5.9 HVO jet fuel | HVO Jet Fuel | Energy/technical data | Typical total plant size MW HVO [MW] | MW |  | A, A1, B |  | Lower | 2020 | 0.5
5.9 HVO jet fuel | HVO Jet Fuel | Energy/technical data | Typical total plant size MW HVO [MW] | MW |  | A, A1, B |  | Lower | 2050 | 0.5
5.9 HVO jet fuel | HVO Jet Fuel | Energy/technical data | Typical total plant size MW HVO [MW] | MW |  | A, A1, B |  | Upper | 2020 | 2
5.9 HVO jet fuel | HVO Jet Fuel | Energy/technical data | Typical total plant size MW HVO [MW] | MW |  | A, A1, B |  | Upper | 2050 | 1
5.9 HVO jet fuel | HVO Jet Fuel | Energy/technical data | Typical total plant size MW HVO [MW] | MW |  | A, A1, B |  | ctrl | 2015 | 580
5.9 HVO jet fuel | HVO Jet Fuel | Energy/technical data | Typical total plant size MW HVO [MW] | MW |  | A, A1, B |  | ctrl | 2020 | 580
5.9 HVO jet fuel | HVO Jet Fuel | Energy/technical data | Typical total plant size MW HVO [MW] | MW |  | A, A1, B |  | ctrl | 2030 | 875
5.9 HVO jet fuel | HVO Jet Fuel | Energy/technical data | Typical total plant size MW HVO [MW] | MW |  | A, A1, B |  | ctrl | 2040 | 1020
5.9 HVO jet fuel | HVO Jet Fuel | Energy/technical data | Typical total plant size MW HVO [MW] | MW |  | A, A1, B |  | ctrl | 2050 | 1165
5.9 HVO jet fuel | HVO Jet Fuel | Energy/technical data | Typical total plant size [1,000 t HVO/year] | 1,000tHVO/year |  | A, B |  | Lower | 2020 | 0.5
5.9 HVO jet fuel | HVO Jet Fuel | Energy/technical data | Typical total plant size [1,000 t HVO/year] | 1,000tHVO/year |  | A, B |  | Lower | 2050 | 0.5
5.9 HVO jet fuel | HVO Jet Fuel | Energy/technical data | Typical total plant size [1,000 t HVO/year] | 1,000tHVO/year |  | A, B |  | Upper | 2020 | 2
5.9 HVO jet fuel | HVO Jet Fuel | Energy/technical data | Typical total plant size [1,000 t HVO/year] | 1,000tHVO/year |  | A, B |  | Upper | 2050 | 1
5.9 HVO jet fuel | HVO Jet Fuel | Energy/technical data | Typical total plant size [1,000 t HVO/year] | 1,000tHVO/year |  | A, B |  | ctrl | 2015 | 400
5.9 HVO jet fuel | HVO Jet Fuel | Energy/technical data | Typical total plant size [1,000 t HVO/year] | 1,000tHVO/year |  | A, B |  | ctrl | 2020 | 400
5.9 HVO jet fuel | HVO Jet Fuel | Energy/technical data | Typical total plant size [1,000 t HVO/year] | 1,000tHVO/year |  | A, B |  | ctrl | 2030 | 600
5.9 HVO jet fuel | HVO Jet Fuel | Energy/technical data | Typical total plant size [1,000 t HVO/year] | 1,000tHVO/year |  | A, B |  | ctrl | 2040 | 700
5.9 HVO jet fuel | HVO Jet Fuel | Energy/technical data | Typical total plant size [1,000 t HVO/year] | 1,000tHVO/year |  | A, B |  | ctrl | 2050 | 800
5.9 HVO jet fuel | HVO Jet Fuel | Financial data | - installation [%] | pct. |  |  |  | Lower | 2020 | 0
5.9 HVO jet fuel | HVO Jet Fuel | Financial data | - installation [%] | pct. |  |  |  | Lower | 2050 | 0
5.9 HVO jet fuel | HVO Jet Fuel | Financial data | - installation [%] | pct. |  |  |  | Upper | 2020 | 0
5.9 HVO jet fuel | HVO Jet Fuel | Financial data | - installation [%] | pct. |  |  |  | Upper | 2050 | 0
5.9 HVO jet fuel | HVO Jet Fuel | Financial data | - installation [%] | pct. |  |  |  | ctrl | 2015 | 25
5.9 HVO jet fuel | HVO Jet Fuel | Financial data | - installation [%] | pct. |  |  |  | ctrl | 2020 | 25
5.9 HVO jet fuel | HVO Jet Fuel | Financial data | - installation [%] | pct. |  |  |  | ctrl | 2030 | 25
5.9 HVO jet fuel | HVO Jet Fuel | Financial data | - installation [%] | pct. |  |  |  | ctrl | 2040 | 25
5.9 HVO jet fuel | HVO Jet Fuel | Financial data | - installation [%] | pct. |  |  |  | ctrl | 2050 | 25
5.9 HVO jet fuel | HVO Jet Fuel | Financial data | -equipment [%] | pct. |  |  |  | Lower | 2020 | 0
5.9 HVO jet fuel | HVO Jet Fuel | Financial data | -equipment [%] | pct. |  |  |  | Lower | 2050 | 0
5.9 HVO jet fuel | HVO Jet Fuel | Financial data | -equipment [%] | pct. |  |  |  | Upper | 2020 | 0
5.9 HVO jet fuel | HVO Jet Fuel | Financial data | -equipment [%] | pct. |  |  |  | Upper | 2050 | 0
5.9 HVO jet fuel | HVO Jet Fuel | Financial data | -equipment [%] | pct. |  |  |  | ctrl | 2015 | 75
5.9 HVO jet fuel | HVO Jet Fuel | Financial data | -equipment [%] | pct. |  |  |  | ctrl | 2020 | 75
5.9 HVO jet fuel | HVO Jet Fuel | Financial data | -equipment [%] | pct. |  |  |  | ctrl | 2030 | 75
5.9 HVO jet fuel | HVO Jet Fuel | Financial data | -equipment [%] | pct. |  |  |  | ctrl | 2040 | 75
5.9 HVO jet fuel | HVO Jet Fuel | Financial data | -equipment [%] | pct. |  |  |  | ctrl | 2050 | 75
5.9 HVO jet fuel | HVO Jet Fuel | Financial data | Fixed O&M [M €/MW/year] | M€/MW/year |  | F, K, L |  | Lower | 2020 | 0.9
5.9 HVO jet fuel | HVO Jet Fuel | Financial data | Fixed O&M [M €/MW/year] | M€/MW/year |  | F, K, L |  | Lower | 2050 | 0.9
5.9 HVO jet fuel | HVO Jet Fuel | Financial data | Fixed O&M [M €/MW/year] | M€/MW/year |  | F, K, L |  | Upper | 2020 | 1.1
5.9 HVO jet fuel | HVO Jet Fuel | Financial data | Fixed O&M [M €/MW/year] | M€/MW/year |  | F, K, L |  | Upper | 2050 | 1.1
5.9 HVO jet fuel | HVO Jet Fuel | Financial data | Fixed O&M [M €/MW/year] | M€/MW/year |  | F, K, L |  | ctrl | 2015 | 0.038098
5.9 HVO jet fuel | HVO Jet Fuel | Financial data | Fixed O&M [M €/MW/year] | M€/MW/year |  | F, K, L |  | ctrl | 2020 | 0.038098
5.9 HVO jet fuel | HVO Jet Fuel | Financial data | Fixed O&M [M €/MW/year] | M€/MW/year |  | F, K, L |  | ctrl | 2030 | 0.03788
5.9 HVO jet fuel | HVO Jet Fuel | Financial data | Fixed O&M [M €/MW/year] | M€/MW/year |  | F, K, L |  | ctrl | 2040 | 0.037911
5.9 HVO jet fuel | HVO Jet Fuel | Financial data | Fixed O&M [M €/MW/year] | M€/MW/year |  | F, K, L |  | ctrl | 2050 | 0.037934
5.9 HVO jet fuel | HVO Jet Fuel | Financial data | Specific investment [M €/MW HVO Jet] | M€/MWHVOJet |  | A, E, J, L |  | Lower | 2020 | 0.5
5.9 HVO jet fuel | HVO Jet Fuel | Financial data | Specific investment [M €/MW HVO Jet] | M€/MWHVOJet |  | A, E, J, L |  | Lower | 2050 | 0.5
5.9 HVO jet fuel | HVO Jet Fuel | Financial data | Specific investment [M €/MW HVO Jet] | M€/MWHVOJet |  | A, E, J, L |  | Upper | 2020 | 1.5
5.9 HVO jet fuel | HVO Jet Fuel | Financial data | Specific investment [M €/MW HVO Jet] | M€/MWHVOJet |  | A, E, J, L |  | Upper | 2050 | 1.5
5.9 HVO jet fuel | HVO Jet Fuel | Financial data | Specific investment [M €/MW HVO Jet] | M€/MWHVOJet |  | A, E, J, L |  | ctrl | 2015 | 1.0191
5.9 HVO jet fuel | HVO Jet Fuel | Financial data | Specific investment [M €/MW HVO Jet] | M€/MWHVOJet |  | A, E, J, L |  | ctrl | 2020 | 1.0191
5.9 HVO jet fuel | HVO Jet Fuel | Financial data | Specific investment [M €/MW HVO Jet] | M€/MWHVOJet |  | A, E, J, L |  | ctrl | 2030 | 0.86177
5.9 HVO jet fuel | HVO Jet Fuel | Financial data | Specific investment [M €/MW HVO Jet] | M€/MWHVOJet |  | A, E, J, L |  | ctrl | 2040 | 0.80276
5.9 HVO jet fuel | HVO Jet Fuel | Financial data | Specific investment [M €/MW HVO Jet] | M€/MWHVOJet |  | A, E, J, L |  | ctrl | 2050 | 0.75868
5.9 HVO jet fuel | HVO Jet Fuel | Financial data | Start-up [M €/1,000 t HVO Jet] | M€/1,000tHVOJet |  |  |  | Lower | 2020 | 0
5.9 HVO jet fuel | HVO Jet Fuel | Financial data | Start-up [M €/1,000 t HVO Jet] | M€/1,000tHVOJet |  |  |  | Lower | 2050 | 0
5.9 HVO jet fuel | HVO Jet Fuel | Financial data | Start-up [M €/1,000 t HVO Jet] | M€/1,000tHVOJet |  |  |  | Upper | 2020 | 0
5.9 HVO jet fuel | HVO Jet Fuel | Financial data | Start-up [M €/1,000 t HVO Jet] | M€/1,000tHVOJet |  |  |  | Upper | 2050 | 0
5.9 HVO jet fuel | HVO Jet Fuel | Financial data | Start-up [M €/1,000 t HVO Jet] | M€/1,000tHVOJet |  |  |  | ctrl | 2015 | 0
5.9 HVO jet fuel | HVO Jet Fuel | Financial data | Start-up [M €/1,000 t HVO Jet] | M€/1,000tHVOJet |  |  |  | ctrl | 2020 | 0
5.9 HVO jet fuel | HVO Jet Fuel | Financial data | Start-up [M €/1,000 t HVO Jet] | M€/1,000tHVOJet |  |  |  | ctrl | 2030 | 0
5.9 HVO jet fuel | HVO Jet Fuel | Financial data | Start-up [M €/1,000 t HVO Jet] | M€/1,000tHVOJet |  |  |  | ctrl | 2040 | 0
5.9 HVO jet fuel | HVO Jet Fuel | Financial data | Start-up [M €/1,000 t HVO Jet] | M€/1,000tHVOJet |  |  |  | ctrl | 2050 | 0
5.9 HVO jet fuel | HVO Jet Fuel | Financial data | Variable O&M [€/MWh] | €/MWh |  | F, K, L |  | Lower | 2020 | 0.9
5.9 HVO jet fuel | HVO Jet Fuel | Financial data | Variable O&M [€/MWh] | €/MWh |  | F, K, L |  | Lower | 2050 | 0.9
5.9 HVO jet fuel | HVO Jet Fuel | Financial data | Variable O&M [€/MWh] | €/MWh |  | F, K, L |  | Upper | 2020 | 1.1
5.9 HVO jet fuel | HVO Jet Fuel | Financial data | Variable O&M [€/MWh] | €/MWh |  | F, K, L |  | Upper | 2050 | 1.1
5.9 HVO jet fuel | HVO Jet Fuel | Financial data | Variable O&M [€/MWh] | €/MWh |  | F, K, L |  | ctrl | 2015 | 9.0395
5.9 HVO jet fuel | HVO Jet Fuel | Financial data | Variable O&M [€/MWh] | €/MWh |  | F, K, L |  | ctrl | 2020 | 9.0395
5.9 HVO jet fuel | HVO Jet Fuel | Financial data | Variable O&M [€/MWh] | €/MWh |  | F, K, L |  | ctrl | 2030 | 9.0395
5.9 HVO jet fuel | HVO Jet Fuel | Financial data | Variable O&M [€/MWh] | €/MWh |  | F, K, L |  | ctrl | 2040 | 9.0395
5.9 HVO jet fuel | HVO Jet Fuel | Financial data | Variable O&M [€/MWh] | €/MWh |  | F, K, L |  | ctrl | 2050 | 9.0395
5.9 HVO jet fuel | HVO Jet Fuel | Technology-specific data | - installation [%] | pct. |  |  |  | ctrl | 2015 | 25
5.9 HVO jet fuel | HVO Jet Fuel | Technology-specific data | - installation [%] | pct. |  |  |  | ctrl | 2020 | 25
5.9 HVO jet fuel | HVO Jet Fuel | Technology-specific data | - installation [%] | pct. |  |  |  | ctrl | 2030 | 25
5.9 HVO jet fuel | HVO Jet Fuel | Technology-specific data | - installation [%] | pct. |  |  |  | ctrl | 2040 | 25
5.9 HVO jet fuel | HVO Jet Fuel | Technology-specific data | - installation [%] | pct. |  |  |  | ctrl | 2050 | 25
5.9 HVO jet fuel | HVO Jet Fuel | Technology-specific data | -equipment [%] | pct. |  |  |  | ctrl | 2015 | 75
5.9 HVO jet fuel | HVO Jet Fuel | Technology-specific data | -equipment [%] | pct. |  |  |  | ctrl | 2020 | 75
5.9 HVO jet fuel | HVO Jet Fuel | Technology-specific data | -equipment [%] | pct. |  |  |  | ctrl | 2030 | 75
5.9 HVO jet fuel | HVO Jet Fuel | Technology-specific data | -equipment [%] | pct. |  |  |  | ctrl | 2040 | 75
5.9 HVO jet fuel | HVO Jet Fuel | Technology-specific data | -equipment [%] | pct. |  |  |  | ctrl | 2050 | 75
5.9 HVO jet fuel | HVO Jet Fuel | Technology-specific data | Fixed O&M [M €/1,000 t HVO] | M€/1,000tHVO |  | F, K, L |  | Lower | 2020 | 0.9
5.9 HVO jet fuel | HVO Jet Fuel | Technology-specific data | Fixed O&M [M €/1,000 t HVO] | M€/1,000tHVO |  | F, K, L |  | Lower | 2050 | 0.9
5.9 HVO jet fuel | HVO Jet Fuel | Technology-specific data | Fixed O&M [M €/1,000 t HVO] | M€/1,000tHVO |  | F, K, L |  | Upper | 2020 | 1.1
5.9 HVO jet fuel | HVO Jet Fuel | Technology-specific data | Fixed O&M [M €/1,000 t HVO] | M€/1,000tHVO |  | F, K, L |  | Upper | 2050 | 1.1
5.9 HVO jet fuel | HVO Jet Fuel | Technology-specific data | Fixed O&M [M €/1,000 t HVO] | M€/1,000tHVO |  | F, K, L |  | ctrl | 2015 | 0.05524
5.9 HVO jet fuel | HVO Jet Fuel | Technology-specific data | Fixed O&M [M €/1,000 t HVO] | M€/1,000tHVO |  | F, K, L |  | ctrl | 2020 | 0.05524
5.9 HVO jet fuel | HVO Jet Fuel | Technology-specific data | Fixed O&M [M €/1,000 t HVO] | M€/1,000tHVO |  | F, K, L |  | ctrl | 2030 | 0.05524
5.9 HVO jet fuel | HVO Jet Fuel | Technology-specific data | Fixed O&M [M €/1,000 t HVO] | M€/1,000tHVO |  | F, K, L |  | ctrl | 2040 | 0.05524
5.9 HVO jet fuel | HVO Jet Fuel | Technology-specific data | Fixed O&M [M €/1,000 t HVO] | M€/1,000tHVO |  | F, K, L |  | ctrl | 2050 | 0.05524
5.9 HVO jet fuel | HVO Jet Fuel | Technology-specific data | Specific density [kg/l] or [ton/m3] | kg/l |  |  |  | ctrl | 2015 | 0.77
5.9 HVO jet fuel | HVO Jet Fuel | Technology-specific data | Specific density [kg/l] or [ton/m3] | kg/l |  |  |  | ctrl | 2020 | 0.77
5.9 HVO jet fuel | HVO Jet Fuel | Technology-specific data | Specific density [kg/l] or [ton/m3] | kg/l |  |  |  | ctrl | 2030 | 0.77
5.9 HVO jet fuel | HVO Jet Fuel | Technology-specific data | Specific density [kg/l] or [ton/m3] | kg/l |  |  |  | ctrl | 2040 | 0.77
5.9 HVO jet fuel | HVO Jet Fuel | Technology-specific data | Specific density [kg/l] or [ton/m3] | kg/l |  |  |  | ctrl | 2050 | 0.77
5.9 HVO jet fuel | HVO Jet Fuel | Technology-specific data | Specific energy content [GJ/ton] | GJ/ton |  |  |  | ctrl | 2015 | 44
5.9 HVO jet fuel | HVO Jet Fuel | Technology-specific data | Specific energy content [GJ/ton] | GJ/ton |  |  |  | ctrl | 2020 | 44
5.9 HVO jet fuel | HVO Jet Fuel | Technology-specific data | Specific energy content [GJ/ton] | GJ/ton |  |  |  | ctrl | 2030 | 44
5.9 HVO jet fuel | HVO Jet Fuel | Technology-specific data | Specific energy content [GJ/ton] | GJ/ton |  |  |  | ctrl | 2040 | 44
5.9 HVO jet fuel | HVO Jet Fuel | Technology-specific data | Specific energy content [GJ/ton] | GJ/ton |  |  |  | ctrl | 2050 | 44
5.9 HVO jet fuel | HVO Jet Fuel | Technology-specific data | Specific investment [M €/1000 t HVO Jet] | M€/1000tHVOJet |  | A, E, J, L |  | Lower | 2020 | 0.5
5.9 HVO jet fuel | HVO Jet Fuel | Technology-specific data | Specific investment [M €/1000 t HVO Jet] | M€/1000tHVOJet |  | A, E, J, L |  | Lower | 2050 | 0.5
5.9 HVO jet fuel | HVO Jet Fuel | Technology-specific data | Specific investment [M €/1000 t HVO Jet] | M€/1000tHVOJet |  | A, E, J, L |  | Upper | 2020 | 1.5
5.9 HVO jet fuel | HVO Jet Fuel | Technology-specific data | Specific investment [M €/1000 t HVO Jet] | M€/1000tHVOJet |  | A, E, J, L |  | Upper | 2050 | 1.5
5.9 HVO jet fuel | HVO Jet Fuel | Technology-specific data | Specific investment [M €/1000 t HVO Jet] | M€/1000tHVOJet |  | A, E, J, L |  | ctrl | 2015 | 1.4777
5.9 HVO jet fuel | HVO Jet Fuel | Technology-specific data | Specific investment [M €/1000 t HVO Jet] | M€/1000tHVOJet |  | A, E, J, L |  | ctrl | 2020 | 1.4777
5.9 HVO jet fuel | HVO Jet Fuel | Technology-specific data | Specific investment [M €/1000 t HVO Jet] | M€/1000tHVOJet |  | A, E, J, L |  | ctrl | 2030 | 1.2567
5.9 HVO jet fuel | HVO Jet Fuel | Technology-specific data | Specific investment [M €/1000 t HVO Jet] | M€/1000tHVOJet |  | A, E, J, L |  | ctrl | 2040 | 1.1697
5.9 HVO jet fuel | HVO Jet Fuel | Technology-specific data | Specific investment [M €/1000 t HVO Jet] | M€/1000tHVOJet |  | A, E, J, L |  | ctrl | 2050 | 1.1048
5.9 HVO jet fuel | HVO Jet Fuel | Technology-specific data | Variable O&M [M €/1,000 t HVO] | M€/1,000tHVO |  | F, K, L |  | Lower | 2020 | 0.9
5.9 HVO jet fuel | HVO Jet Fuel | Technology-specific data | Variable O&M [M €/1,000 t HVO] | M€/1,000tHVO |  | F, K, L |  | Lower | 2050 | 0.9
5.9 HVO jet fuel | HVO Jet Fuel | Technology-specific data | Variable O&M [M €/1,000 t HVO] | M€/1,000tHVO |  | F, K, L |  | Upper | 2020 | 1.1
5.9 HVO jet fuel | HVO Jet Fuel | Technology-specific data | Variable O&M [M €/1,000 t HVO] | M€/1,000tHVO |  | F, K, L |  | Upper | 2050 | 1.1
5.9 HVO jet fuel | HVO Jet Fuel | Technology-specific data | Variable O&M [M €/1,000 t HVO] | M€/1,000tHVO |  | F, K, L |  | ctrl | 2015 | 0.11048
5.9 HVO jet fuel | HVO Jet Fuel | Technology-specific data | Variable O&M [M €/1,000 t HVO] | M€/1,000tHVO |  | F, K, L |  | ctrl | 2020 | 0.11048
5.9 HVO jet fuel | HVO Jet Fuel | Technology-specific data | Variable O&M [M €/1,000 t HVO] | M€/1,000tHVO |  | F, K, L |  | ctrl | 2030 | 0.11048
5.9 HVO jet fuel | HVO Jet Fuel | Technology-specific data | Variable O&M [M €/1,000 t HVO] | M€/1,000tHVO |  | F, K, L |  | ctrl | 2040 | 0.11048
5.9 HVO jet fuel | HVO Jet Fuel | Technology-specific data | Variable O&M [M €/1,000 t HVO] | M€/1,000tHVO |  | F, K, L |  | ctrl | 2050 | 0.11048
5.9 HVO jet fuel | HVO Jet Fuel | Technology-specific data | start up [M €/1,000 t HVO] | M€/1,000tHVO |  |  |  | ctrl | 2015 | 0
5.9 HVO jet fuel | HVO Jet Fuel | Technology-specific data | start up [M €/1,000 t HVO] | M€/1,000tHVO |  |  |  | ctrl | 2020 | 0
5.9 HVO jet fuel | HVO Jet Fuel | Technology-specific data | start up [M €/1,000 t HVO] | M€/1,000tHVO |  |  |  | ctrl | 2030 | 0
5.9 HVO jet fuel | HVO Jet Fuel | Technology-specific data | start up [M €/1,000 t HVO] | M€/1,000tHVO |  |  |  | ctrl | 2040 | 0
5.9 HVO jet fuel | HVO Jet Fuel | Technology-specific data | start up [M €/1,000 t HVO] | M€/1,000tHVO |  |  |  | ctrl | 2050 | 0
5.10 Hydrogenated veg oil | HVO / renwable diesel | Energy/technical data | Construction time [years] | years |  |  |  | ctrl | 2015 | 2
5.10 Hydrogenated veg oil | HVO / renwable diesel | Energy/technical data | Construction time [years] | years |  |  |  | ctrl | 2020 | 2
5.10 Hydrogenated veg oil | HVO / renwable diesel | Energy/technical data | Construction time [years] | years |  |  |  | ctrl | 2030 | 2
5.10 Hydrogenated veg oil | HVO / renwable diesel | Energy/technical data | Construction time [years] | years |  |  |  | ctrl | 2040 | 2
5.10 Hydrogenated veg oil | HVO / renwable diesel | Energy/technical data | Construction time [years] | years |  |  |  | ctrl | 2050 | 2
5.10 Hydrogenated veg oil | HVO / renwable diesel | Energy/technical data | District Heating Output [MWh/MWh Total input] | MWh/MWhTotalinput |  | C, H |  | Lower | 2020 | 0.99
5.10 Hydrogenated veg oil | HVO / renwable diesel | Energy/technical data | District Heating Output [MWh/MWh Total input] | MWh/MWhTotalinput |  | C, H |  | Lower | 2050 | 0.99
5.10 Hydrogenated veg oil | HVO / renwable diesel | Energy/technical data | District Heating Output [MWh/MWh Total input] | MWh/MWhTotalinput |  | C, H |  | Upper | 2020 | 1.01
5.10 Hydrogenated veg oil | HVO / renwable diesel | Energy/technical data | District Heating Output [MWh/MWh Total input] | MWh/MWhTotalinput |  | C, H |  | Upper | 2050 | 1.01
5.10 Hydrogenated veg oil | HVO / renwable diesel | Energy/technical data | District Heating Output [MWh/MWh Total input] | MWh/MWhTotalinput |  | C, H |  | ctrl | 2015 | 0.003555
5.10 Hydrogenated veg oil | HVO / renwable diesel | Energy/technical data | District Heating Output [MWh/MWh Total input] | MWh/MWhTotalinput |  | C, H |  | ctrl | 2020 | 0.003555
5.10 Hydrogenated veg oil | HVO / renwable diesel | Energy/technical data | District Heating Output [MWh/MWh Total input] | MWh/MWhTotalinput |  | C, H |  | ctrl | 2030 | 0.003555
5.10 Hydrogenated veg oil | HVO / renwable diesel | Energy/technical data | District Heating Output [MWh/MWh Total input] | MWh/MWhTotalinput |  | C, H |  | ctrl | 2040 | 0.003555
5.10 Hydrogenated veg oil | HVO / renwable diesel | Energy/technical data | District Heating Output [MWh/MWh Total input] | MWh/MWhTotalinput |  | C, H |  | ctrl | 2050 | 0.003555
5.10 Hydrogenated veg oil | HVO / renwable diesel | Energy/technical data | Electricity Consumption [MWh/MWh Total Inputs] | MWh/MWhTotalInputs |  | C | 3,4,11 | Lower | 2020 | 0.5
5.10 Hydrogenated veg oil | HVO / renwable diesel | Energy/technical data | Electricity Consumption [MWh/MWh Total Inputs] | MWh/MWhTotalInputs |  | C | 3,4,11 | Lower | 2050 | 0.5
5.10 Hydrogenated veg oil | HVO / renwable diesel | Energy/technical data | Electricity Consumption [MWh/MWh Total Inputs] | MWh/MWhTotalInputs |  | C | 3,4,11 | Upper | 2020 | 1.5
5.10 Hydrogenated veg oil | HVO / renwable diesel | Energy/technical data | Electricity Consumption [MWh/MWh Total Inputs] | MWh/MWhTotalInputs |  | C | 3,4,11 | Upper | 2050 | 1.5
5.10 Hydrogenated veg oil | HVO / renwable diesel | Energy/technical data | Electricity Consumption [MWh/MWh Total Inputs] | MWh/MWhTotalInputs |  | C | 3,4,11 | ctrl | 2015 | 0.008
5.10 Hydrogenated veg oil | HVO / renwable diesel | Energy/technical data | Electricity Consumption [MWh/MWh Total Inputs] | MWh/MWhTotalInputs |  | C | 3,4,11 | ctrl | 2020 | 0.008
5.10 Hydrogenated veg oil | HVO / renwable diesel | Energy/technical data | Electricity Consumption [MWh/MWh Total Inputs] | MWh/MWhTotalInputs |  | C | 3,4,11 | ctrl | 2030 | 0.008
5.10 Hydrogenated veg oil | HVO / renwable diesel | Energy/technical data | Electricity Consumption [MWh/MWh Total Inputs] | MWh/MWhTotalInputs |  | C | 3,4,11 | ctrl | 2040 | 0.008
5.10 Hydrogenated veg oil | HVO / renwable diesel | Energy/technical data | Electricity Consumption [MWh/MWh Total Inputs] | MWh/MWhTotalInputs |  | C | 3,4,11 | ctrl | 2050 | 0.008
5.10 Hydrogenated veg oil | HVO / renwable diesel | Energy/technical data | Feedstock Consumption [MWh/MWh Total Inputs] | MWh/MWhTotalInputs |  | C | 3,4,11 | Lower | 2020 | 0.99
5.10 Hydrogenated veg oil | HVO / renwable diesel | Energy/technical data | Feedstock Consumption [MWh/MWh Total Inputs] | MWh/MWhTotalInputs |  | C | 3,4,11 | Lower | 2050 | 0.99
5.10 Hydrogenated veg oil | HVO / renwable diesel | Energy/technical data | Feedstock Consumption [MWh/MWh Total Inputs] | MWh/MWhTotalInputs |  | C | 3,4,11 | Upper | 2020 | 1.01
5.10 Hydrogenated veg oil | HVO / renwable diesel | Energy/technical data | Feedstock Consumption [MWh/MWh Total Inputs] | MWh/MWhTotalInputs |  | C | 3,4,11 | Upper | 2050 | 1.01
5.10 Hydrogenated veg oil | HVO / renwable diesel | Energy/technical data | Feedstock Consumption [MWh/MWh Total Inputs] | MWh/MWhTotalInputs |  | C | 3,4,11 | ctrl | 2015 | 0.881
5.10 Hydrogenated veg oil | HVO / renwable diesel | Energy/technical data | Feedstock Consumption [MWh/MWh Total Inputs] | MWh/MWhTotalInputs |  | C | 3,4,11 | ctrl | 2020 | 0.881
5.10 Hydrogenated veg oil | HVO / renwable diesel | Energy/technical data | Feedstock Consumption [MWh/MWh Total Inputs] | MWh/MWhTotalInputs |  | C | 3,4,11 | ctrl | 2030 | 0.881
5.10 Hydrogenated veg oil | HVO / renwable diesel | Energy/technical data | Feedstock Consumption [MWh/MWh Total Inputs] | MWh/MWhTotalInputs |  | C | 3,4,11 | ctrl | 2040 | 0.881
5.10 Hydrogenated veg oil | HVO / renwable diesel | Energy/technical data | Feedstock Consumption [MWh/MWh Total Inputs] | MWh/MWhTotalInputs |  | C | 3,4,11 | ctrl | 2050 | 0.881
5.10 Hydrogenated veg oil | HVO / renwable diesel | Energy/technical data | Forced outage [%] | pct. |  | I |  | ctrl | 2015 | 0
5.10 Hydrogenated veg oil | HVO / renwable diesel | Energy/technical data | Forced outage [%] | pct. |  | I |  | ctrl | 2020 | 0
5.10 Hydrogenated veg oil | HVO / renwable diesel | Energy/technical data | Forced outage [%] | pct. |  | I |  | ctrl | 2030 | 0
5.10 Hydrogenated veg oil | HVO / renwable diesel | Energy/technical data | Forced outage [%] | pct. |  | I |  | ctrl | 2040 | 0
5.10 Hydrogenated veg oil | HVO / renwable diesel | Energy/technical data | Forced outage [%] | pct. |  | I |  | ctrl | 2050 | 0
5.10 Hydrogenated veg oil | HVO / renwable diesel | Energy/technical data | Fuel Gas Output [MWh/MWh Total Input] | MWh/MWhTotalInput |  | C, H |  | Lower | 2020 | 0.99
5.10 Hydrogenated veg oil | HVO / renwable diesel | Energy/technical data | Fuel Gas Output [MWh/MWh Total Input] | MWh/MWhTotalInput |  | C, H |  | Lower | 2050 | 0.99
5.10 Hydrogenated veg oil | HVO / renwable diesel | Energy/technical data | Fuel Gas Output [MWh/MWh Total Input] | MWh/MWhTotalInput |  | C, H |  | Upper | 2020 | 1.01
5.10 Hydrogenated veg oil | HVO / renwable diesel | Energy/technical data | Fuel Gas Output [MWh/MWh Total Input] | MWh/MWhTotalInput |  | C, H |  | Upper | 2050 | 1.01
5.10 Hydrogenated veg oil | HVO / renwable diesel | Energy/technical data | Fuel Gas Output [MWh/MWh Total Input] | MWh/MWhTotalInput |  | C, H |  | ctrl | 2015 | 0.033
5.10 Hydrogenated veg oil | HVO / renwable diesel | Energy/technical data | Fuel Gas Output [MWh/MWh Total Input] | MWh/MWhTotalInput |  | C, H |  | ctrl | 2020 | 0.033
5.10 Hydrogenated veg oil | HVO / renwable diesel | Energy/technical data | Fuel Gas Output [MWh/MWh Total Input] | MWh/MWhTotalInput |  | C, H |  | ctrl | 2030 | 0.033
5.10 Hydrogenated veg oil | HVO / renwable diesel | Energy/technical data | Fuel Gas Output [MWh/MWh Total Input] | MWh/MWhTotalInput |  | C, H |  | ctrl | 2040 | 0.033
5.10 Hydrogenated veg oil | HVO / renwable diesel | Energy/technical data | Fuel Gas Output [MWh/MWh Total Input] | MWh/MWhTotalInput |  | C, H |  | ctrl | 2050 | 0.033
5.10 Hydrogenated veg oil | HVO / renwable diesel | Energy/technical data | HVO Output [MWh/MWh Total Input] | MWh/MWhTotalInput |  | C, H |  | Lower | 2020 | 0.99
5.10 Hydrogenated veg oil | HVO / renwable diesel | Energy/technical data | HVO Output [MWh/MWh Total Input] | MWh/MWhTotalInput |  | C, H |  | Lower | 2050 | 0.99
5.10 Hydrogenated veg oil | HVO / renwable diesel | Energy/technical data | HVO Output [MWh/MWh Total Input] | MWh/MWhTotalInput |  | C, H |  | Upper | 2020 | 1.01
5.10 Hydrogenated veg oil | HVO / renwable diesel | Energy/technical data | HVO Output [MWh/MWh Total Input] | MWh/MWhTotalInput |  | C, H |  | Upper | 2050 | 1.01
5.10 Hydrogenated veg oil | HVO / renwable diesel | Energy/technical data | HVO Output [MWh/MWh Total Input] | MWh/MWhTotalInput |  | C, H |  | ctrl | 2015 | 0.85
5.10 Hydrogenated veg oil | HVO / renwable diesel | Energy/technical data | HVO Output [MWh/MWh Total Input] | MWh/MWhTotalInput |  | C, H |  | ctrl | 2020 | 0.85
5.10 Hydrogenated veg oil | HVO / renwable diesel | Energy/technical data | HVO Output [MWh/MWh Total Input] | MWh/MWhTotalInput |  | C, H |  | ctrl | 2030 | 0.85
5.10 Hydrogenated veg oil | HVO / renwable diesel | Energy/technical data | HVO Output [MWh/MWh Total Input] | MWh/MWhTotalInput |  | C, H |  | ctrl | 2040 | 0.85
5.10 Hydrogenated veg oil | HVO / renwable diesel | Energy/technical data | HVO Output [MWh/MWh Total Input] | MWh/MWhTotalInput |  | C, H |  | ctrl | 2050 | 0.85
5.10 Hydrogenated veg oil | HVO / renwable diesel | Energy/technical data | Hydrogen Consumption [MWh/MWh Total Inputs] | MWh/MWhTotalInputs |  | C, D | 3,4,11 | Lower | 2020 | 0.93
5.10 Hydrogenated veg oil | HVO / renwable diesel | Energy/technical data | Hydrogen Consumption [MWh/MWh Total Inputs] | MWh/MWhTotalInputs |  | C, D | 3,4,11 | Lower | 2050 | 0.93
5.10 Hydrogenated veg oil | HVO / renwable diesel | Energy/technical data | Hydrogen Consumption [MWh/MWh Total Inputs] | MWh/MWhTotalInputs |  | C, D | 3,4,11 | Upper | 2020 | 1.07
5.10 Hydrogenated veg oil | HVO / renwable diesel | Energy/technical data | Hydrogen Consumption [MWh/MWh Total Inputs] | MWh/MWhTotalInputs |  | C, D | 3,4,11 | Upper | 2050 | 1.07
5.10 Hydrogenated veg oil | HVO / renwable diesel | Energy/technical data | Hydrogen Consumption [MWh/MWh Total Inputs] | MWh/MWhTotalInputs |  | C, D | 3,4,11 | ctrl | 2015 | 0.105
5.10 Hydrogenated veg oil | HVO / renwable diesel | Energy/technical data | Hydrogen Consumption [MWh/MWh Total Inputs] | MWh/MWhTotalInputs |  | C, D | 3,4,11 | ctrl | 2020 | 0.105
5.10 Hydrogenated veg oil | HVO / renwable diesel | Energy/technical data | Hydrogen Consumption [MWh/MWh Total Inputs] | MWh/MWhTotalInputs |  | C, D | 3,4,11 | ctrl | 2030 | 0.105
5.10 Hydrogenated veg oil | HVO / renwable diesel | Energy/technical data | Hydrogen Consumption [MWh/MWh Total Inputs] | MWh/MWhTotalInputs |  | C, D | 3,4,11 | ctrl | 2040 | 0.105
5.10 Hydrogenated veg oil | HVO / renwable diesel | Energy/technical data | Hydrogen Consumption [MWh/MWh Total Inputs] | MWh/MWhTotalInputs |  | C, D | 3,4,11 | ctrl | 2050 | 0.105
5.10 Hydrogenated veg oil | HVO / renwable diesel | Energy/technical data | LPG Output [MWh/MWh Total Input] | MWh/MWhTotalInput |  | C, H |  | Lower | 2020 | 0.99
5.10 Hydrogenated veg oil | HVO / renwable diesel | Energy/technical data | LPG Output [MWh/MWh Total Input] | MWh/MWhTotalInput |  | C, H |  | Lower | 2050 | 0.99
5.10 Hydrogenated veg oil | HVO / renwable diesel | Energy/technical data | LPG Output [MWh/MWh Total Input] | MWh/MWhTotalInput |  | C, H |  | Upper | 2020 | 1.01
5.10 Hydrogenated veg oil | HVO / renwable diesel | Energy/technical data | LPG Output [MWh/MWh Total Input] | MWh/MWhTotalInput |  | C, H |  | Upper | 2050 | 1.01
5.10 Hydrogenated veg oil | HVO / renwable diesel | Energy/technical data | LPG Output [MWh/MWh Total Input] | MWh/MWhTotalInput |  | C, H |  | ctrl | 2015 | 0.0275
5.10 Hydrogenated veg oil | HVO / renwable diesel | Energy/technical data | LPG Output [MWh/MWh Total Input] | MWh/MWhTotalInput |  | C, H |  | ctrl | 2020 | 0.0275
5.10 Hydrogenated veg oil | HVO / renwable diesel | Energy/technical data | LPG Output [MWh/MWh Total Input] | MWh/MWhTotalInput |  | C, H |  | ctrl | 2030 | 0.0275
5.10 Hydrogenated veg oil | HVO / renwable diesel | Energy/technical data | LPG Output [MWh/MWh Total Input] | MWh/MWhTotalInput |  | C, H |  | ctrl | 2040 | 0.0275
5.10 Hydrogenated veg oil | HVO / renwable diesel | Energy/technical data | LPG Output [MWh/MWh Total Input] | MWh/MWhTotalInput |  | C, H |  | ctrl | 2050 | 0.0275
5.10 Hydrogenated veg oil | HVO / renwable diesel | Energy/technical data | Naphta Output [MWh/MWh Total Input] | MWh/MWhTotalInput |  | C, H |  | Lower | 2020 | 0.99
5.10 Hydrogenated veg oil | HVO / renwable diesel | Energy/technical data | Naphta Output [MWh/MWh Total Input] | MWh/MWhTotalInput |  | C, H |  | Lower | 2050 | 0.99
5.10 Hydrogenated veg oil | HVO / renwable diesel | Energy/technical data | Naphta Output [MWh/MWh Total Input] | MWh/MWhTotalInput |  | C, H |  | Upper | 2020 | 1.01
5.10 Hydrogenated veg oil | HVO / renwable diesel | Energy/technical data | Naphta Output [MWh/MWh Total Input] | MWh/MWhTotalInput |  | C, H |  | Upper | 2050 | 1.01
5.10 Hydrogenated veg oil | HVO / renwable diesel | Energy/technical data | Naphta Output [MWh/MWh Total Input] | MWh/MWhTotalInput |  | C, H |  | ctrl | 2015 | 0.066
5.10 Hydrogenated veg oil | HVO / renwable diesel | Energy/technical data | Naphta Output [MWh/MWh Total Input] | MWh/MWhTotalInput |  | C, H |  | ctrl | 2020 | 0.066
5.10 Hydrogenated veg oil | HVO / renwable diesel | Energy/technical data | Naphta Output [MWh/MWh Total Input] | MWh/MWhTotalInput |  | C, H |  | ctrl | 2030 | 0.066
5.10 Hydrogenated veg oil | HVO / renwable diesel | Energy/technical data | Naphta Output [MWh/MWh Total Input] | MWh/MWhTotalInput |  | C, H |  | ctrl | 2040 | 0.066
5.10 Hydrogenated veg oil | HVO / renwable diesel | Energy/technical data | Naphta Output [MWh/MWh Total Input] | MWh/MWhTotalInput |  | C, H |  | ctrl | 2050 | 0.066
5.10 Hydrogenated veg oil | HVO / renwable diesel | Energy/technical data | Natural Gas Consumption [MWh/MWh Total Inputs] | MWh/MWhTotalInputs |  | C | 3,4,11 | Lower | 2020 | 0.5
5.10 Hydrogenated veg oil | HVO / renwable diesel | Energy/technical data | Natural Gas Consumption [MWh/MWh Total Inputs] | MWh/MWhTotalInputs |  | C | 3,4,11 | Lower | 2050 | 0.5
5.10 Hydrogenated veg oil | HVO / renwable diesel | Energy/technical data | Natural Gas Consumption [MWh/MWh Total Inputs] | MWh/MWhTotalInputs |  | C | 3,4,11 | Upper | 2020 | 0.5
5.10 Hydrogenated veg oil | HVO / renwable diesel | Energy/technical data | Natural Gas Consumption [MWh/MWh Total Inputs] | MWh/MWhTotalInputs |  | C | 3,4,11 | Upper | 2050 | 0.5
5.10 Hydrogenated veg oil | HVO / renwable diesel | Energy/technical data | Natural Gas Consumption [MWh/MWh Total Inputs] | MWh/MWhTotalInputs |  | C | 3,4,11 | ctrl | 2015 | 0.007
5.10 Hydrogenated veg oil | HVO / renwable diesel | Energy/technical data | Natural Gas Consumption [MWh/MWh Total Inputs] | MWh/MWhTotalInputs |  | C | 3,4,11 | ctrl | 2020 | 0.007
5.10 Hydrogenated veg oil | HVO / renwable diesel | Energy/technical data | Natural Gas Consumption [MWh/MWh Total Inputs] | MWh/MWhTotalInputs |  | C | 3,4,11 | ctrl | 2030 | 0.007
5.10 Hydrogenated veg oil | HVO / renwable diesel | Energy/technical data | Natural Gas Consumption [MWh/MWh Total Inputs] | MWh/MWhTotalInputs |  | C | 3,4,11 | ctrl | 2040 | 0.007
5.10 Hydrogenated veg oil | HVO / renwable diesel | Energy/technical data | Natural Gas Consumption [MWh/MWh Total Inputs] | MWh/MWhTotalInputs |  | C | 3,4,11 | ctrl | 2050 | 0.007
5.10 Hydrogenated veg oil | HVO / renwable diesel | Energy/technical data | Planned outage [weeks per year] | weeks/year |  |  | 7 | ctrl | 2015 | 2
5.10 Hydrogenated veg oil | HVO / renwable diesel | Energy/technical data | Planned outage [weeks per year] | weeks/year |  |  | 7 | ctrl | 2020 | 2
5.10 Hydrogenated veg oil | HVO / renwable diesel | Energy/technical data | Planned outage [weeks per year] | weeks/year |  |  | 7 | ctrl | 2030 | 2
5.10 Hydrogenated veg oil | HVO / renwable diesel | Energy/technical data | Planned outage [weeks per year] | weeks/year |  |  | 7 | ctrl | 2040 | 2
5.10 Hydrogenated veg oil | HVO / renwable diesel | Energy/technical data | Planned outage [weeks per year] | weeks/year |  |  | 7 | ctrl | 2050 | 2
5.10 Hydrogenated veg oil | HVO / renwable diesel | Energy/technical data | Technical lifetime [years] | years |  |  |  | ctrl | 2015 | 25
5.10 Hydrogenated veg oil | HVO / renwable diesel | Energy/technical data | Technical lifetime [years] | years |  |  |  | ctrl | 2020 | 25
5.10 Hydrogenated veg oil | HVO / renwable diesel | Energy/technical data | Technical lifetime [years] | years |  |  |  | ctrl | 2030 | 25
5.10 Hydrogenated veg oil | HVO / renwable diesel | Energy/technical data | Technical lifetime [years] | years |  |  |  | ctrl | 2040 | 25
5.10 Hydrogenated veg oil | HVO / renwable diesel | Energy/technical data | Technical lifetime [years] | years |  |  |  | ctrl | 2050 | 25
5.10 Hydrogenated veg oil | HVO / renwable diesel | Energy/technical data | Typical total plant size [1,000 t HVO/year] | 1,000tHVO/year |  | A, B |  | Lower | 2020 | 0.5
5.10 Hydrogenated veg oil | HVO / renwable diesel | Energy/technical data | Typical total plant size [1,000 t HVO/year] | 1,000tHVO/year |  | A, B |  | Lower | 2050 | 0.5
5.10 Hydrogenated veg oil | HVO / renwable diesel | Energy/technical data | Typical total plant size [1,000 t HVO/year] | 1,000tHVO/year |  | A, B |  | Upper | 2020 | 2
5.10 Hydrogenated veg oil | HVO / renwable diesel | Energy/technical data | Typical total plant size [1,000 t HVO/year] | 1,000tHVO/year |  | A, B |  | Upper | 2050 | 1
5.10 Hydrogenated veg oil | HVO / renwable diesel | Energy/technical data | Typical total plant size [1,000 t HVO/year] | 1,000tHVO/year |  | A, B |  | ctrl | 2015 | 500
5.10 Hydrogenated veg oil | HVO / renwable diesel | Energy/technical data | Typical total plant size [1,000 t HVO/year] | 1,000tHVO/year |  | A, B |  | ctrl | 2020 | 500
5.10 Hydrogenated veg oil | HVO / renwable diesel | Energy/technical data | Typical total plant size [1,000 t HVO/year] | 1,000tHVO/year |  | A, B |  | ctrl | 2030 | 750
5.10 Hydrogenated veg oil | HVO / renwable diesel | Energy/technical data | Typical total plant size [1,000 t HVO/year] | 1,000tHVO/year |  | A, B |  | ctrl | 2040 | 850
5.10 Hydrogenated veg oil | HVO / renwable diesel | Energy/technical data | Typical total plant size [1,000 t HVO/year] | 1,000tHVO/year |  | A, B |  | ctrl | 2050 | 1000
5.10 Hydrogenated veg oil | HVO / renwable diesel | Energy/technical data | Typical total plant size [MW HVO] | MWHVO |  | A, A1, B |  | Lower | 2020 | 0.5
5.10 Hydrogenated veg oil | HVO / renwable diesel | Energy/technical data | Typical total plant size [MW HVO] | MWHVO |  | A, A1, B |  | Lower | 2050 | 0.5
5.10 Hydrogenated veg oil | HVO / renwable diesel | Energy/technical data | Typical total plant size [MW HVO] | MWHVO |  | A, A1, B |  | Upper | 2020 | 2
5.10 Hydrogenated veg oil | HVO / renwable diesel | Energy/technical data | Typical total plant size [MW HVO] | MWHVO |  | A, A1, B |  | Upper | 2050 | 1
5.10 Hydrogenated veg oil | HVO / renwable diesel | Energy/technical data | Typical total plant size [MW HVO] | MWHVO |  | A, A1, B |  | ctrl | 2015 | 730
5.10 Hydrogenated veg oil | HVO / renwable diesel | Energy/technical data | Typical total plant size [MW HVO] | MWHVO |  | A, A1, B |  | ctrl | 2020 | 730
5.10 Hydrogenated veg oil | HVO / renwable diesel | Energy/technical data | Typical total plant size [MW HVO] | MWHVO |  | A, A1, B |  | ctrl | 2030 | 1100
5.10 Hydrogenated veg oil | HVO / renwable diesel | Energy/technical data | Typical total plant size [MW HVO] | MWHVO |  | A, A1, B |  | ctrl | 2040 | 1250
5.10 Hydrogenated veg oil | HVO / renwable diesel | Energy/technical data | Typical total plant size [MW HVO] | MWHVO |  | A, A1, B |  | ctrl | 2050 | 1460
5.10 Hydrogenated veg oil | HVO / renwable diesel | Financial data | - equipment [%] | pct. |  |  |  | ctrl | 2015 | 75
5.10 Hydrogenated veg oil | HVO / renwable diesel | Financial data | - equipment [%] | pct. |  |  |  | ctrl | 2020 | 75
5.10 Hydrogenated veg oil | HVO / renwable diesel | Financial data | - equipment [%] | pct. |  |  |  | ctrl | 2030 | 75
5.10 Hydrogenated veg oil | HVO / renwable diesel | Financial data | - equipment [%] | pct. |  |  |  | ctrl | 2040 | 75
5.10 Hydrogenated veg oil | HVO / renwable diesel | Financial data | - equipment [%] | pct. |  |  |  | ctrl | 2050 | 75
5.10 Hydrogenated veg oil | HVO / renwable diesel | Financial data | - installation [%] | pct. |  |  |  | ctrl | 2015 | 25
5.10 Hydrogenated veg oil | HVO / renwable diesel | Financial data | - installation [%] | pct. |  |  |  | ctrl | 2020 | 25
5.10 Hydrogenated veg oil | HVO / renwable diesel | Financial data | - installation [%] | pct. |  |  |  | ctrl | 2030 | 25
5.10 Hydrogenated veg oil | HVO / renwable diesel | Financial data | - installation [%] | pct. |  |  |  | ctrl | 2040 | 25
5.10 Hydrogenated veg oil | HVO / renwable diesel | Financial data | - installation [%] | pct. |  |  |  | ctrl | 2050 | 25
5.10 Hydrogenated veg oil | HVO / renwable diesel | Financial data | Fixed O&M [M €/MW/year] | M€/MW/year |  | F, K, L | 7 | Lower | 2020 | 0.9
5.10 Hydrogenated veg oil | HVO / renwable diesel | Financial data | Fixed O&M [M €/MW/year] | M€/MW/year |  | F, K, L | 7 | Lower | 2050 | 0.9
5.10 Hydrogenated veg oil | HVO / renwable diesel | Financial data | Fixed O&M [M €/MW/year] | M€/MW/year |  | F, K, L | 7 | Upper | 2020 | 1.1
5.10 Hydrogenated veg oil | HVO / renwable diesel | Financial data | Fixed O&M [M €/MW/year] | M€/MW/year |  | F, K, L | 7 | Upper | 2050 | 1.1
5.10 Hydrogenated veg oil | HVO / renwable diesel | Financial data | Fixed O&M [M €/MW/year] | M€/MW/year |  | F, K, L | 7 | ctrl | 2015 | 0.037837
5.10 Hydrogenated veg oil | HVO / renwable diesel | Financial data | Fixed O&M [M €/MW/year] | M€/MW/year |  | F, K, L | 7 | ctrl | 2020 | 0.037837
5.10 Hydrogenated veg oil | HVO / renwable diesel | Financial data | Fixed O&M [M €/MW/year] | M€/MW/year |  | F, K, L | 7 | ctrl | 2030 | 0.037665
5.10 Hydrogenated veg oil | HVO / renwable diesel | Financial data | Fixed O&M [M €/MW/year] | M€/MW/year |  | F, K, L | 7 | ctrl | 2040 | 0.037564
5.10 Hydrogenated veg oil | HVO / renwable diesel | Financial data | Fixed O&M [M €/MW/year] | M€/MW/year |  | F, K, L | 7 | ctrl | 2050 | 0.037837
5.10 Hydrogenated veg oil | HVO / renwable diesel | Financial data | Specific investment [M €/MW] | M€/MW |  | E, J, L | 10, 12 | Lower | 2020 | 0.9
5.10 Hydrogenated veg oil | HVO / renwable diesel | Financial data | Specific investment [M €/MW] | M€/MW |  | E, J, L | 10, 12 | Lower | 2050 | 0.9
5.10 Hydrogenated veg oil | HVO / renwable diesel | Financial data | Specific investment [M €/MW] | M€/MW |  | E, J, L | 10, 12 | Upper | 2020 | 1.1
5.10 Hydrogenated veg oil | HVO / renwable diesel | Financial data | Specific investment [M €/MW] | M€/MW |  | E, J, L | 10, 12 | Upper | 2050 | 1.1
5.10 Hydrogenated veg oil | HVO / renwable diesel | Financial data | Specific investment [M €/MW] | M€/MW |  | E, J, L | 10, 12 | ctrl | 2015 | 0.81349
5.10 Hydrogenated veg oil | HVO / renwable diesel | Financial data | Specific investment [M €/MW] | M€/MW |  | E, J, L | 10, 12 | ctrl | 2020 | 0.80403
5.10 Hydrogenated veg oil | HVO / renwable diesel | Financial data | Specific investment [M €/MW] | M€/MW |  | E, J, L | 10, 12 | ctrl | 2030 | 0.67796
5.10 Hydrogenated veg oil | HVO / renwable diesel | Financial data | Specific investment [M €/MW] | M€/MW |  | E, J, L | 10, 12 | ctrl | 2040 | 0.63634
5.10 Hydrogenated veg oil | HVO / renwable diesel | Financial data | Specific investment [M €/MW] | M€/MW |  | E, J, L | 10, 12 | ctrl | 2050 | 0.61485
5.10 Hydrogenated veg oil | HVO / renwable diesel | Financial data | Variable O&M [€/MWh] | €/MWh |  | F, K, L | 7 | Lower | 2020 | 0.9
5.10 Hydrogenated veg oil | HVO / renwable diesel | Financial data | Variable O&M [€/MWh] | €/MWh |  | F, K, L | 7 | Lower | 2050 | 0.9
5.10 Hydrogenated veg oil | HVO / renwable diesel | Financial data | Variable O&M [€/MWh] | €/MWh |  | F, K, L | 7 | Upper | 2020 | 1.1
5.10 Hydrogenated veg oil | HVO / renwable diesel | Financial data | Variable O&M [€/MWh] | €/MWh |  | F, K, L | 7 | Upper | 2050 | 1.1
5.10 Hydrogenated veg oil | HVO / renwable diesel | Financial data | Variable O&M [€/MWh] | €/MWh |  | F, K, L | 7 | ctrl | 2015 | 9.019
5.10 Hydrogenated veg oil | HVO / renwable diesel | Financial data | Variable O&M [€/MWh] | €/MWh |  | F, K, L | 7 | ctrl | 2020 | 9.019
5.10 Hydrogenated veg oil | HVO / renwable diesel | Financial data | Variable O&M [€/MWh] | €/MWh |  | F, K, L | 7 | ctrl | 2030 | 9.019
5.10 Hydrogenated veg oil | HVO / renwable diesel | Financial data | Variable O&M [€/MWh] | €/MWh |  | F, K, L | 7 | ctrl | 2040 | 9.019
5.10 Hydrogenated veg oil | HVO / renwable diesel | Financial data | Variable O&M [€/MWh] | €/MWh |  | F, K, L | 7 | ctrl | 2050 | 9.019
5.10 Hydrogenated veg oil | HVO / renwable diesel | Financial data | start up [M €/MW] | M€/MW |  |  |  | Lower | 2020 | 0
5.10 Hydrogenated veg oil | HVO / renwable diesel | Financial data | start up [M €/MW] | M€/MW |  |  |  | Lower | 2050 | 0
5.10 Hydrogenated veg oil | HVO / renwable diesel | Financial data | start up [M €/MW] | M€/MW |  |  |  | Upper | 2020 | 0
5.10 Hydrogenated veg oil | HVO / renwable diesel | Financial data | start up [M €/MW] | M€/MW |  |  |  | Upper | 2050 | 0
5.10 Hydrogenated veg oil | HVO / renwable diesel | Financial data | start up [M €/MW] | M€/MW |  |  |  | ctrl | 2015 | 0
5.10 Hydrogenated veg oil | HVO / renwable diesel | Financial data | start up [M €/MW] | M€/MW |  |  |  | ctrl | 2020 | 0
5.10 Hydrogenated veg oil | HVO / renwable diesel | Financial data | start up [M €/MW] | M€/MW |  |  |  | ctrl | 2030 | 0
5.10 Hydrogenated veg oil | HVO / renwable diesel | Financial data | start up [M €/MW] | M€/MW |  |  |  | ctrl | 2040 | 0
5.10 Hydrogenated veg oil | HVO / renwable diesel | Financial data | start up [M €/MW] | M€/MW |  |  |  | ctrl | 2050 | 0
5.10 Hydrogenated veg oil | HVO / renwable diesel | Technology-specific data | - equipment [%] | pct. |  |  |  | ctrl | 2015 | 75
5.10 Hydrogenated veg oil | HVO / renwable diesel | Technology-specific data | - equipment [%] | pct. |  |  |  | ctrl | 2020 | 75
5.10 Hydrogenated veg oil | HVO / renwable diesel | Technology-specific data | - equipment [%] | pct. |  |  |  | ctrl | 2030 | 75
5.10 Hydrogenated veg oil | HVO / renwable diesel | Technology-specific data | - equipment [%] | pct. |  |  |  | ctrl | 2040 | 75
5.10 Hydrogenated veg oil | HVO / renwable diesel | Technology-specific data | - equipment [%] | pct. |  |  |  | ctrl | 2050 | 75
5.10 Hydrogenated veg oil | HVO / renwable diesel | Technology-specific data | - installation [%] | pct. |  |  |  | ctrl | 2015 | 25
5.10 Hydrogenated veg oil | HVO / renwable diesel | Technology-specific data | - installation [%] | pct. |  |  |  | ctrl | 2020 | 25
5.10 Hydrogenated veg oil | HVO / renwable diesel | Technology-specific data | - installation [%] | pct. |  |  |  | ctrl | 2030 | 25
5.10 Hydrogenated veg oil | HVO / renwable diesel | Technology-specific data | - installation [%] | pct. |  |  |  | ctrl | 2040 | 25
5.10 Hydrogenated veg oil | HVO / renwable diesel | Technology-specific data | - installation [%] | pct. |  |  |  | ctrl | 2050 | 25
5.10 Hydrogenated veg oil | HVO / renwable diesel | Technology-specific data | Fixed O&M [M €/1,000 t HVO] | M€/1,000tHVO |  | F, K, L | 7 | Lower | 2020 | 0.9
5.10 Hydrogenated veg oil | HVO / renwable diesel | Technology-specific data | Fixed O&M [M €/1,000 t HVO] | M€/1,000tHVO |  | F, K, L | 7 | Lower | 2050 | 0.9
5.10 Hydrogenated veg oil | HVO / renwable diesel | Technology-specific data | Fixed O&M [M €/1,000 t HVO] | M€/1,000tHVO |  | F, K, L | 7 | Upper | 2020 | 1.1
5.10 Hydrogenated veg oil | HVO / renwable diesel | Technology-specific data | Fixed O&M [M €/1,000 t HVO] | M€/1,000tHVO |  | F, K, L | 7 | Upper | 2050 | 1.1
5.10 Hydrogenated veg oil | HVO / renwable diesel | Technology-specific data | Fixed O&M [M €/1,000 t HVO] | M€/1,000tHVO |  | F, K, L | 7 | ctrl | 2015 | 0.05524
5.10 Hydrogenated veg oil | HVO / renwable diesel | Technology-specific data | Fixed O&M [M €/1,000 t HVO] | M€/1,000tHVO |  | F, K, L | 7 | ctrl | 2020 | 0.05524
5.10 Hydrogenated veg oil | HVO / renwable diesel | Technology-specific data | Fixed O&M [M €/1,000 t HVO] | M€/1,000tHVO |  | F, K, L | 7 | ctrl | 2030 | 0.05524
5.10 Hydrogenated veg oil | HVO / renwable diesel | Technology-specific data | Fixed O&M [M €/1,000 t HVO] | M€/1,000tHVO |  | F, K, L | 7 | ctrl | 2040 | 0.05524
5.10 Hydrogenated veg oil | HVO / renwable diesel | Technology-specific data | Fixed O&M [M €/1,000 t HVO] | M€/1,000tHVO |  | F, K, L | 7 | ctrl | 2050 | 0.05524
5.10 Hydrogenated veg oil | HVO / renwable diesel | Technology-specific data | Specific density [kg/l] or [ton/m3] | kg/l |  |  |  | ctrl | 2015 | 0.77
5.10 Hydrogenated veg oil | HVO / renwable diesel | Technology-specific data | Specific density [kg/l] or [ton/m3] | kg/l |  |  |  | ctrl | 2020 | 0.77
5.10 Hydrogenated veg oil | HVO / renwable diesel | Technology-specific data | Specific density [kg/l] or [ton/m3] | kg/l |  |  |  | ctrl | 2030 | 0.77
5.10 Hydrogenated veg oil | HVO / renwable diesel | Technology-specific data | Specific density [kg/l] or [ton/m3] | kg/l |  |  |  | ctrl | 2040 | 0.77
5.10 Hydrogenated veg oil | HVO / renwable diesel | Technology-specific data | Specific density [kg/l] or [ton/m3] | kg/l |  |  |  | ctrl | 2050 | 0.77
5.10 Hydrogenated veg oil | HVO / renwable diesel | Technology-specific data | Specific energy content [GJ/ton] | GJ/ton |  |  |  | ctrl | 2015 | 44.1
5.10 Hydrogenated veg oil | HVO / renwable diesel | Technology-specific data | Specific energy content [GJ/ton] | GJ/ton |  |  |  | ctrl | 2020 | 44.1
5.10 Hydrogenated veg oil | HVO / renwable diesel | Technology-specific data | Specific energy content [GJ/ton] | GJ/ton |  |  |  | ctrl | 2030 | 44.1
5.10 Hydrogenated veg oil | HVO / renwable diesel | Technology-specific data | Specific energy content [GJ/ton] | GJ/ton |  |  |  | ctrl | 2040 | 44.1
5.10 Hydrogenated veg oil | HVO / renwable diesel | Technology-specific data | Specific energy content [GJ/ton] | GJ/ton |  |  |  | ctrl | 2050 | 44.1
5.10 Hydrogenated veg oil | HVO / renwable diesel | Technology-specific data | Specific investment [M €/1,000 t HVO] | M€/1,000tHVO |  | E, J, L | 10, 12 | Lower | 2020 | 0.9
5.10 Hydrogenated veg oil | HVO / renwable diesel | Technology-specific data | Specific investment [M €/1,000 t HVO] | M€/1,000tHVO |  | E, J, L | 10, 12 | Lower | 2050 | 0.9
5.10 Hydrogenated veg oil | HVO / renwable diesel | Technology-specific data | Specific investment [M €/1,000 t HVO] | M€/1,000tHVO |  | E, J, L | 10, 12 | Upper | 2020 | 1.1
5.10 Hydrogenated veg oil | HVO / renwable diesel | Technology-specific data | Specific investment [M €/1,000 t HVO] | M€/1,000tHVO |  | E, J, L | 10, 12 | Upper | 2050 | 1.1
5.10 Hydrogenated veg oil | HVO / renwable diesel | Technology-specific data | Specific investment [M €/1,000 t HVO] | M€/1,000tHVO |  | E, J, L | 10, 12 | ctrl | 2015 | 1.1877
5.10 Hydrogenated veg oil | HVO / renwable diesel | Technology-specific data | Specific investment [M €/1,000 t HVO] | M€/1,000tHVO |  | E, J, L | 10, 12 | ctrl | 2020 | 1.1739
5.10 Hydrogenated veg oil | HVO / renwable diesel | Technology-specific data | Specific investment [M €/1,000 t HVO] | M€/1,000tHVO |  | E, J, L | 10, 12 | ctrl | 2030 | 0.99432
5.10 Hydrogenated veg oil | HVO / renwable diesel | Technology-specific data | Specific investment [M €/1,000 t HVO] | M€/1,000tHVO |  | E, J, L | 10, 12 | ctrl | 2040 | 0.93577
5.10 Hydrogenated veg oil | HVO / renwable diesel | Technology-specific data | Specific investment [M €/1,000 t HVO] | M€/1,000tHVO |  | E, J, L | 10, 12 | ctrl | 2050 | 0.89765
5.10 Hydrogenated veg oil | HVO / renwable diesel | Technology-specific data | Variable O&M [M €/1,000 t HVO] | M€/1,000tHVO |  | F, K, L | 7 | Lower | 2020 | 0.9
5.10 Hydrogenated veg oil | HVO / renwable diesel | Technology-specific data | Variable O&M [M €/1,000 t HVO] | M€/1,000tHVO |  | F, K, L | 7 | Lower | 2050 | 0.9
5.10 Hydrogenated veg oil | HVO / renwable diesel | Technology-specific data | Variable O&M [M €/1,000 t HVO] | M€/1,000tHVO |  | F, K, L | 7 | Upper | 2020 | 1.1
5.10 Hydrogenated veg oil | HVO / renwable diesel | Technology-specific data | Variable O&M [M €/1,000 t HVO] | M€/1,000tHVO |  | F, K, L | 7 | Upper | 2050 | 1.1
5.10 Hydrogenated veg oil | HVO / renwable diesel | Technology-specific data | Variable O&M [M €/1,000 t HVO] | M€/1,000tHVO |  | F, K, L | 7 | ctrl | 2015 | 0.11048
5.10 Hydrogenated veg oil | HVO / renwable diesel | Technology-specific data | Variable O&M [M €/1,000 t HVO] | M€/1,000tHVO |  | F, K, L | 7 | ctrl | 2020 | 0.11048
5.10 Hydrogenated veg oil | HVO / renwable diesel | Technology-specific data | Variable O&M [M €/1,000 t HVO] | M€/1,000tHVO |  | F, K, L | 7 | ctrl | 2030 | 0.11048
5.10 Hydrogenated veg oil | HVO / renwable diesel | Technology-specific data | Variable O&M [M €/1,000 t HVO] | M€/1,000tHVO |  | F, K, L | 7 | ctrl | 2040 | 0.11048
5.10 Hydrogenated veg oil | HVO / renwable diesel | Technology-specific data | Variable O&M [M €/1,000 t HVO] | M€/1,000tHVO |  | F, K, L | 7 | ctrl | 2050 | 0.11048
5.10 Hydrogenated veg oil | HVO / renwable diesel | Technology-specific data | start up [M €/1,000 t HVO] | M€/1,000tHVO |  |  |  | ctrl | 2015 | 0
5.10 Hydrogenated veg oil | HVO / renwable diesel | Technology-specific data | start up [M €/1,000 t HVO] | M€/1,000tHVO |  |  |  | ctrl | 2020 | 0
5.10 Hydrogenated veg oil | HVO / renwable diesel | Technology-specific data | start up [M €/1,000 t HVO] | M€/1,000tHVO |  |  |  | ctrl | 2030 | 0
5.10 Hydrogenated veg oil | HVO / renwable diesel | Technology-specific data | start up [M €/1,000 t HVO] | M€/1,000tHVO |  |  |  | ctrl | 2040 | 0
5.10 Hydrogenated veg oil | HVO / renwable diesel | Technology-specific data | start up [M €/1,000 t HVO] | M€/1,000tHVO |  |  |  | ctrl | 2050 | 0
5.11 1st generation ethanol | 1st Generation Ethanol | Energy/technical data | Construction time [years] | years |  |  |  | ctrl | 2015 | 2
5.11 1st generation ethanol | 1st Generation Ethanol | Energy/technical data | Construction time [years] | years |  |  |  | ctrl | 2020 | 2
5.11 1st generation ethanol | 1st Generation Ethanol | Energy/technical data | Construction time [years] | years |  |  |  | ctrl | 2030 | 2
5.11 1st generation ethanol | 1st Generation Ethanol | Energy/technical data | Construction time [years] | years |  |  |  | ctrl | 2040 | 2
5.11 1st generation ethanol | 1st Generation Ethanol | Energy/technical data | Construction time [years] | years |  |  |  | ctrl | 2050 | 2
5.11 1st generation ethanol | 1st Generation Ethanol | Energy/technical data | DDG Output [MWh/MWh Total Input] | MWh/MWhTotalInput |  | E, F |  | Lower | 2020 | 0.98
5.11 1st generation ethanol | 1st Generation Ethanol | Energy/technical data | DDG Output [MWh/MWh Total Input] | MWh/MWhTotalInput |  | E, F |  | Lower | 2050 | 0.98
5.11 1st generation ethanol | 1st Generation Ethanol | Energy/technical data | DDG Output [MWh/MWh Total Input] | MWh/MWhTotalInput |  | E, F |  | Upper | 2020 | 1.05
5.11 1st generation ethanol | 1st Generation Ethanol | Energy/technical data | DDG Output [MWh/MWh Total Input] | MWh/MWhTotalInput |  | E, F |  | Upper | 2050 | 1.02
5.11 1st generation ethanol | 1st Generation Ethanol | Energy/technical data | DDG Output [MWh/MWh Total Input] | MWh/MWhTotalInput |  | E, F |  | ctrl | 2015 | 0.29
5.11 1st generation ethanol | 1st Generation Ethanol | Energy/technical data | DDG Output [MWh/MWh Total Input] | MWh/MWhTotalInput |  | E, F |  | ctrl | 2020 | 0.27
5.11 1st generation ethanol | 1st Generation Ethanol | Energy/technical data | DDG Output [MWh/MWh Total Input] | MWh/MWhTotalInput |  | E, F |  | ctrl | 2030 | 0.28
5.11 1st generation ethanol | 1st Generation Ethanol | Energy/technical data | DDG Output [MWh/MWh Total Input] | MWh/MWhTotalInput |  | E, F |  | ctrl | 2040 | 0.25
5.11 1st generation ethanol | 1st Generation Ethanol | Energy/technical data | DDG Output [MWh/MWh Total Input] | MWh/MWhTotalInput |  | E, F |  | ctrl | 2050 | 0.25
5.11 1st generation ethanol | 1st Generation Ethanol | Energy/technical data | Electricity Consumption [MWh/MWh Total Input] | MWh/MWhTotalInput |  | D |  | Lower | 2020 | 0.75
5.11 1st generation ethanol | 1st Generation Ethanol | Energy/technical data | Electricity Consumption [MWh/MWh Total Input] | MWh/MWhTotalInput |  | D |  | Lower | 2050 | 0.75
5.11 1st generation ethanol | 1st Generation Ethanol | Energy/technical data | Electricity Consumption [MWh/MWh Total Input] | MWh/MWhTotalInput |  | D |  | Upper | 2020 | 1.25
5.11 1st generation ethanol | 1st Generation Ethanol | Energy/technical data | Electricity Consumption [MWh/MWh Total Input] | MWh/MWhTotalInput |  | D |  | Upper | 2050 | 1.25
5.11 1st generation ethanol | 1st Generation Ethanol | Energy/technical data | Electricity Consumption [MWh/MWh Total Input] | MWh/MWhTotalInput |  | D |  | ctrl | 2015 | 0.02
5.11 1st generation ethanol | 1st Generation Ethanol | Energy/technical data | Electricity Consumption [MWh/MWh Total Input] | MWh/MWhTotalInput |  | D |  | ctrl | 2020 | 0.02
5.11 1st generation ethanol | 1st Generation Ethanol | Energy/technical data | Electricity Consumption [MWh/MWh Total Input] | MWh/MWhTotalInput |  | D |  | ctrl | 2030 | 0.02
5.11 1st generation ethanol | 1st Generation Ethanol | Energy/technical data | Electricity Consumption [MWh/MWh Total Input] | MWh/MWhTotalInput |  | D |  | ctrl | 2040 | 0.02
5.11 1st generation ethanol | 1st Generation Ethanol | Energy/technical data | Electricity Consumption [MWh/MWh Total Input] | MWh/MWhTotalInput |  | D |  | ctrl | 2050 | 0.02
5.11 1st generation ethanol | 1st Generation Ethanol | Energy/technical data | Ethanol Output [MWh/MWh Total Input] | MWh/MWhTotalInput |  | E, F |  | Lower | 2020 | 0.95
5.11 1st generation ethanol | 1st Generation Ethanol | Energy/technical data | Ethanol Output [MWh/MWh Total Input] | MWh/MWhTotalInput |  | E, F |  | Lower | 2050 | 0.95
5.11 1st generation ethanol | 1st Generation Ethanol | Energy/technical data | Ethanol Output [MWh/MWh Total Input] | MWh/MWhTotalInput |  | E, F |  | Upper | 2020 | 1.02
5.11 1st generation ethanol | 1st Generation Ethanol | Energy/technical data | Ethanol Output [MWh/MWh Total Input] | MWh/MWhTotalInput |  | E, F |  | Upper | 2050 | 1.02
5.11 1st generation ethanol | 1st Generation Ethanol | Energy/technical data | Ethanol Output [MWh/MWh Total Input] | MWh/MWhTotalInput |  | E, F |  | ctrl | 2015 | 0.46
5.11 1st generation ethanol | 1st Generation Ethanol | Energy/technical data | Ethanol Output [MWh/MWh Total Input] | MWh/MWhTotalInput |  | E, F |  | ctrl | 2020 | 46
5.11 1st generation ethanol | 1st Generation Ethanol | Energy/technical data | Ethanol Output [MWh/MWh Total Input] | MWh/MWhTotalInput |  | E, F |  | ctrl | 2030 | 0.47
5.11 1st generation ethanol | 1st Generation Ethanol | Energy/technical data | Ethanol Output [MWh/MWh Total Input] | MWh/MWhTotalInput |  | E, F |  | ctrl | 2040 | 0.47
5.11 1st generation ethanol | 1st Generation Ethanol | Energy/technical data | Ethanol Output [MWh/MWh Total Input] | MWh/MWhTotalInput |  | E, F |  | ctrl | 2050 | 0.47
5.11 1st generation ethanol | 1st Generation Ethanol | Energy/technical data | Ethanol/year [1,000 tonnes/year] | 1,000tonnes/year |  | A, B | 11 | Lower | 2020 | 0.5
5.11 1st generation ethanol | 1st Generation Ethanol | Energy/technical data | Ethanol/year [1,000 tonnes/year] | 1,000tonnes/year |  | A, B | 11 | Lower | 2050 | 0.6
5.11 1st generation ethanol | 1st Generation Ethanol | Energy/technical data | Ethanol/year [1,000 tonnes/year] | 1,000tonnes/year |  | A, B | 11 | Upper | 2020 | 1.2
5.11 1st generation ethanol | 1st Generation Ethanol | Energy/technical data | Ethanol/year [1,000 tonnes/year] | 1,000tonnes/year |  | A, B | 11 | Upper | 2050 | 1
5.11 1st generation ethanol | 1st Generation Ethanol | Energy/technical data | Ethanol/year [1,000 tonnes/year] | 1,000tonnes/year |  | A, B | 11 | ctrl | 2015 | 320
5.11 1st generation ethanol | 1st Generation Ethanol | Energy/technical data | Ethanol/year [1,000 tonnes/year] | 1,000tonnes/year |  | A, B | 11 | ctrl | 2020 | 320
5.11 1st generation ethanol | 1st Generation Ethanol | Energy/technical data | Ethanol/year [1,000 tonnes/year] | 1,000tonnes/year |  | A, B | 11 | ctrl | 2030 | 400
5.11 1st generation ethanol | 1st Generation Ethanol | Energy/technical data | Ethanol/year [1,000 tonnes/year] | 1,000tonnes/year |  | A, B | 11 | ctrl | 2040 | 450
5.11 1st generation ethanol | 1st Generation Ethanol | Energy/technical data | Ethanol/year [1,000 tonnes/year] | 1,000tonnes/year |  | A, B | 11 | ctrl | 2050 | 500
5.11 1st generation ethanol | 1st Generation Ethanol | Energy/technical data | Ethanol/year [MW] | MW |  | A, B |  | Lower | 2020 | 0.5
5.11 1st generation ethanol | 1st Generation Ethanol | Energy/technical data | Ethanol/year [MW] | MW |  | A, B |  | Lower | 2050 | 0.6
5.11 1st generation ethanol | 1st Generation Ethanol | Energy/technical data | Ethanol/year [MW] | MW |  | A, B |  | Upper | 2020 | 1.2
5.11 1st generation ethanol | 1st Generation Ethanol | Energy/technical data | Ethanol/year [MW] | MW |  | A, B |  | Upper | 2050 | 1
5.11 1st generation ethanol | 1st Generation Ethanol | Energy/technical data | Ethanol/year [MW] | MW |  | A, B |  | ctrl | 2015 | 280
5.11 1st generation ethanol | 1st Generation Ethanol | Energy/technical data | Ethanol/year [MW] | MW |  | A, B |  | ctrl | 2020 | 280
5.11 1st generation ethanol | 1st Generation Ethanol | Energy/technical data | Ethanol/year [MW] | MW |  | A, B |  | ctrl | 2030 | 350
5.11 1st generation ethanol | 1st Generation Ethanol | Energy/technical data | Ethanol/year [MW] | MW |  | A, B |  | ctrl | 2040 | 400
5.11 1st generation ethanol | 1st Generation Ethanol | Energy/technical data | Ethanol/year [MW] | MW |  | A, B |  | ctrl | 2050 | 440
5.11 1st generation ethanol | 1st Generation Ethanol | Energy/technical data | Feedstock Consumption [MWh/MWh Total Input] | MWh/MWhTotalInput |  | C |  | Lower | 2020 | 0.98
5.11 1st generation ethanol | 1st Generation Ethanol | Energy/technical data | Feedstock Consumption [MWh/MWh Total Input] | MWh/MWhTotalInput |  | C |  | Lower | 2050 | 0.98
5.11 1st generation ethanol | 1st Generation Ethanol | Energy/technical data | Feedstock Consumption [MWh/MWh Total Input] | MWh/MWhTotalInput |  | C |  | Upper | 2020 | 1.05
5.11 1st generation ethanol | 1st Generation Ethanol | Energy/technical data | Feedstock Consumption [MWh/MWh Total Input] | MWh/MWhTotalInput |  | C |  | Upper | 2050 | 1.02
5.11 1st generation ethanol | 1st Generation Ethanol | Energy/technical data | Feedstock Consumption [MWh/MWh Total Input] | MWh/MWhTotalInput |  | C |  | ctrl | 2015 | 0.83
5.11 1st generation ethanol | 1st Generation Ethanol | Energy/technical data | Feedstock Consumption [MWh/MWh Total Input] | MWh/MWhTotalInput |  | C |  | ctrl | 2020 | 0.83
5.11 1st generation ethanol | 1st Generation Ethanol | Energy/technical data | Feedstock Consumption [MWh/MWh Total Input] | MWh/MWhTotalInput |  | C |  | ctrl | 2030 | 0.84
5.11 1st generation ethanol | 1st Generation Ethanol | Energy/technical data | Feedstock Consumption [MWh/MWh Total Input] | MWh/MWhTotalInput |  | C |  | ctrl | 2040 | 0.85
5.11 1st generation ethanol | 1st Generation Ethanol | Energy/technical data | Feedstock Consumption [MWh/MWh Total Input] | MWh/MWhTotalInput |  | C |  | ctrl | 2050 | 0.85
5.11 1st generation ethanol | 1st Generation Ethanol | Energy/technical data | Forced outage [%] | pct. |  |  |  | ctrl | 2015 | 0
5.11 1st generation ethanol | 1st Generation Ethanol | Energy/technical data | Forced outage [%] | pct. |  |  |  | ctrl | 2020 | 0
5.11 1st generation ethanol | 1st Generation Ethanol | Energy/technical data | Forced outage [%] | pct. |  |  |  | ctrl | 2030 | 0
5.11 1st generation ethanol | 1st Generation Ethanol | Energy/technical data | Forced outage [%] | pct. |  |  |  | ctrl | 2040 | 0
5.11 1st generation ethanol | 1st Generation Ethanol | Energy/technical data | Forced outage [%] | pct. |  |  |  | ctrl | 2050 | 0
5.11 1st generation ethanol | 1st Generation Ethanol | Energy/technical data | Natural Gas Consumption [MWh/MWh Total Input] | MWh/MWhTotalInput |  | D |  | Lower | 2020 | 0.75
5.11 1st generation ethanol | 1st Generation Ethanol | Energy/technical data | Natural Gas Consumption [MWh/MWh Total Input] | MWh/MWhTotalInput |  | D |  | Lower | 2050 | 0.75
5.11 1st generation ethanol | 1st Generation Ethanol | Energy/technical data | Natural Gas Consumption [MWh/MWh Total Input] | MWh/MWhTotalInput |  | D |  | Upper | 2020 | 1.25
5.11 1st generation ethanol | 1st Generation Ethanol | Energy/technical data | Natural Gas Consumption [MWh/MWh Total Input] | MWh/MWhTotalInput |  | D |  | Upper | 2050 | 1.25
5.11 1st generation ethanol | 1st Generation Ethanol | Energy/technical data | Natural Gas Consumption [MWh/MWh Total Input] | MWh/MWhTotalInput |  | D |  | ctrl | 2015 | 0.15
5.11 1st generation ethanol | 1st Generation Ethanol | Energy/technical data | Natural Gas Consumption [MWh/MWh Total Input] | MWh/MWhTotalInput |  | D |  | ctrl | 2020 | 0.15
5.11 1st generation ethanol | 1st Generation Ethanol | Energy/technical data | Natural Gas Consumption [MWh/MWh Total Input] | MWh/MWhTotalInput |  | D |  | ctrl | 2030 | 0.14
5.11 1st generation ethanol | 1st Generation Ethanol | Energy/technical data | Natural Gas Consumption [MWh/MWh Total Input] | MWh/MWhTotalInput |  | D |  | ctrl | 2040 | 0.13
5.11 1st generation ethanol | 1st Generation Ethanol | Energy/technical data | Natural Gas Consumption [MWh/MWh Total Input] | MWh/MWhTotalInput |  | D |  | ctrl | 2050 | 0.13
5.11 1st generation ethanol | 1st Generation Ethanol | Energy/technical data | Planned outage [weeks per year] | weeks/year |  |  |  | ctrl | 2015 | 2
5.11 1st generation ethanol | 1st Generation Ethanol | Energy/technical data | Planned outage [weeks per year] | weeks/year |  |  |  | ctrl | 2020 | 2
5.11 1st generation ethanol | 1st Generation Ethanol | Energy/technical data | Planned outage [weeks per year] | weeks/year |  |  |  | ctrl | 2030 | 2
5.11 1st generation ethanol | 1st Generation Ethanol | Energy/technical data | Planned outage [weeks per year] | weeks/year |  |  |  | ctrl | 2040 | 2
5.11 1st generation ethanol | 1st Generation Ethanol | Energy/technical data | Planned outage [weeks per year] | weeks/year |  |  |  | ctrl | 2050 | 2
5.11 1st generation ethanol | 1st Generation Ethanol | Energy/technical data | Technical lifetime [years] | years |  |  |  | ctrl | 2015 | 25
5.11 1st generation ethanol | 1st Generation Ethanol | Energy/technical data | Technical lifetime [years] | years |  |  |  | ctrl | 2020 | 25
5.11 1st generation ethanol | 1st Generation Ethanol | Energy/technical data | Technical lifetime [years] | years |  |  |  | ctrl | 2030 | 25
5.11 1st generation ethanol | 1st Generation Ethanol | Energy/technical data | Technical lifetime [years] | years |  |  |  | ctrl | 2040 | 25
5.11 1st generation ethanol | 1st Generation Ethanol | Energy/technical data | Technical lifetime [years] | years |  |  |  | ctrl | 2050 | 25
5.11 1st generation ethanol | 1st Generation Ethanol | Financial data | - equipment [%] | pct. |  |  |  | ctrl | 2015 | 75
5.11 1st generation ethanol | 1st Generation Ethanol | Financial data | - equipment [%] | pct. |  |  |  | ctrl | 2020 | 75
5.11 1st generation ethanol | 1st Generation Ethanol | Financial data | - equipment [%] | pct. |  |  |  | ctrl | 2030 | 75
5.11 1st generation ethanol | 1st Generation Ethanol | Financial data | - equipment [%] | pct. |  |  |  | ctrl | 2040 | 75
5.11 1st generation ethanol | 1st Generation Ethanol | Financial data | - equipment [%] | pct. |  |  |  | ctrl | 2050 | 75
5.11 1st generation ethanol | 1st Generation Ethanol | Financial data | - installation [%] | pct. |  |  |  | ctrl | 2015 | 25
5.11 1st generation ethanol | 1st Generation Ethanol | Financial data | - installation [%] | pct. |  |  |  | ctrl | 2020 | 25
5.11 1st generation ethanol | 1st Generation Ethanol | Financial data | - installation [%] | pct. |  |  |  | ctrl | 2030 | 25
5.11 1st generation ethanol | 1st Generation Ethanol | Financial data | - installation [%] | pct. |  |  |  | ctrl | 2040 | 25
5.11 1st generation ethanol | 1st Generation Ethanol | Financial data | - installation [%] | pct. |  |  |  | ctrl | 2050 | 25
5.11 1st generation ethanol | 1st Generation Ethanol | Financial data | Fixed O&M [M€/MW/year] | M€/MW/year |  | J | 8 | Lower | 2020 | 0.95
5.11 1st generation ethanol | 1st Generation Ethanol | Financial data | Fixed O&M [M€/MW/year] | M€/MW/year |  | J | 8 | Lower | 2050 | 0.95
5.11 1st generation ethanol | 1st Generation Ethanol | Financial data | Fixed O&M [M€/MW/year] | M€/MW/year |  | J | 8 | Upper | 2020 | 1.25
5.11 1st generation ethanol | 1st Generation Ethanol | Financial data | Fixed O&M [M€/MW/year] | M€/MW/year |  | J | 8 | Upper | 2050 | 1.25
5.11 1st generation ethanol | 1st Generation Ethanol | Financial data | Fixed O&M [M€/MW/year] | M€/MW/year |  | J | 8 | ctrl | 2015 | 0.064612
5.11 1st generation ethanol | 1st Generation Ethanol | Financial data | Fixed O&M [M€/MW/year] | M€/MW/year |  | J | 8 | ctrl | 2020 | 0.064612
5.11 1st generation ethanol | 1st Generation Ethanol | Financial data | Fixed O&M [M€/MW/year] | M€/MW/year |  | J | 8 | ctrl | 2030 | 0.064612
5.11 1st generation ethanol | 1st Generation Ethanol | Financial data | Fixed O&M [M€/MW/year] | M€/MW/year |  | J | 8 | ctrl | 2040 | 0.064612
5.11 1st generation ethanol | 1st Generation Ethanol | Financial data | Fixed O&M [M€/MW/year] | M€/MW/year |  | J | 8 | ctrl | 2050 | 0.064612
5.11 1st generation ethanol | 1st Generation Ethanol | Financial data | Specific investment [M€/MW Ethanol] | M€/MWEthanol |  | I, J | 10 | Lower | 2020 | 0.95
5.11 1st generation ethanol | 1st Generation Ethanol | Financial data | Specific investment [M€/MW Ethanol] | M€/MWEthanol |  | I, J | 10 | Lower | 2050 | 0.95
5.11 1st generation ethanol | 1st Generation Ethanol | Financial data | Specific investment [M€/MW Ethanol] | M€/MWEthanol |  | I, J | 10 | Upper | 2020 | 1.25
5.11 1st generation ethanol | 1st Generation Ethanol | Financial data | Specific investment [M€/MW Ethanol] | M€/MWEthanol |  | I, J | 10 | Upper | 2050 | 1.25
5.11 1st generation ethanol | 1st Generation Ethanol | Financial data | Specific investment [M€/MW Ethanol] | M€/MWEthanol |  | I, J | 10 | ctrl | 2015 | 0.78457
5.11 1st generation ethanol | 1st Generation Ethanol | Financial data | Specific investment [M€/MW Ethanol] | M€/MWEthanol |  | I, J | 10 | ctrl | 2020 | 0.76919
5.11 1st generation ethanol | 1st Generation Ethanol | Financial data | Specific investment [M€/MW Ethanol] | M€/MWEthanol |  | I, J | 10 | ctrl | 2030 | 0.73842
5.11 1st generation ethanol | 1st Generation Ethanol | Financial data | Specific investment [M€/MW Ethanol] | M€/MWEthanol |  | I, J | 10 | ctrl | 2040 | 0.70583
5.11 1st generation ethanol | 1st Generation Ethanol | Financial data | Specific investment [M€/MW Ethanol] | M€/MWEthanol |  | I, J | 10 | ctrl | 2050 | 0.70363
5.11 1st generation ethanol | 1st Generation Ethanol | Financial data | Start-up [M€/1,000 t Ethanol] | M€/1,000tEthanol |  | H |  | Lower | 2020 | 0
5.11 1st generation ethanol | 1st Generation Ethanol | Financial data | Start-up [M€/1,000 t Ethanol] | M€/1,000tEthanol |  | H |  | Lower | 2050 | 0
5.11 1st generation ethanol | 1st Generation Ethanol | Financial data | Start-up [M€/1,000 t Ethanol] | M€/1,000tEthanol |  | H |  | Upper | 2020 | 0
5.11 1st generation ethanol | 1st Generation Ethanol | Financial data | Start-up [M€/1,000 t Ethanol] | M€/1,000tEthanol |  | H |  | Upper | 2050 | 0
5.11 1st generation ethanol | 1st Generation Ethanol | Financial data | Start-up [M€/1,000 t Ethanol] | M€/1,000tEthanol |  | H |  | ctrl | 2015 | 0
5.11 1st generation ethanol | 1st Generation Ethanol | Financial data | Start-up [M€/1,000 t Ethanol] | M€/1,000tEthanol |  | H |  | ctrl | 2020 | 0
5.11 1st generation ethanol | 1st Generation Ethanol | Financial data | Start-up [M€/1,000 t Ethanol] | M€/1,000tEthanol |  | H |  | ctrl | 2030 | 0
5.11 1st generation ethanol | 1st Generation Ethanol | Financial data | Start-up [M€/1,000 t Ethanol] | M€/1,000tEthanol |  | H |  | ctrl | 2040 | 0
5.11 1st generation ethanol | 1st Generation Ethanol | Financial data | Start-up [M€/1,000 t Ethanol] | M€/1,000tEthanol |  | H |  | ctrl | 2050 | 0
5.11 1st generation ethanol | 1st Generation Ethanol | Financial data | Variable O&M [€/MWh] | €/MWh |  | G, B, J | 8 | Lower | 2020 | 0.9
5.11 1st generation ethanol | 1st Generation Ethanol | Financial data | Variable O&M [€/MWh] | €/MWh |  | G, B, J | 8 | Lower | 2050 | 0.9
5.11 1st generation ethanol | 1st Generation Ethanol | Financial data | Variable O&M [€/MWh] | €/MWh |  | G, B, J | 8 | Upper | 2020 | 1.1
5.11 1st generation ethanol | 1st Generation Ethanol | Financial data | Variable O&M [€/MWh] | €/MWh |  | G, B, J | 8 | Upper | 2050 | 1.1
5.11 1st generation ethanol | 1st Generation Ethanol | Financial data | Variable O&M [€/MWh] | €/MWh |  | G, B, J | 8 | ctrl | 2015 | 8.827
5.11 1st generation ethanol | 1st Generation Ethanol | Financial data | Variable O&M [€/MWh] | €/MWh |  | G, B, J | 8 | ctrl | 2020 | 8.827
5.11 1st generation ethanol | 1st Generation Ethanol | Financial data | Variable O&M [€/MWh] | €/MWh |  | G, B, J | 8 | ctrl | 2030 | 8.827
5.11 1st generation ethanol | 1st Generation Ethanol | Financial data | Variable O&M [€/MWh] | €/MWh |  | G, B, J | 8 | ctrl | 2040 | 8.827
5.11 1st generation ethanol | 1st Generation Ethanol | Financial data | Variable O&M [€/MWh] | €/MWh |  | G, B, J | 8 | ctrl | 2050 | 8.827
5.11 1st generation ethanol | 1st Generation Ethanol | Technology-specific data | - equipment [%] | pct. |  |  |  | ctrl | 2015 | 75
5.11 1st generation ethanol | 1st Generation Ethanol | Technology-specific data | - equipment [%] | pct. |  |  |  | ctrl | 2020 | 75
5.11 1st generation ethanol | 1st Generation Ethanol | Technology-specific data | - equipment [%] | pct. |  |  |  | ctrl | 2030 | 75
5.11 1st generation ethanol | 1st Generation Ethanol | Technology-specific data | - equipment [%] | pct. |  |  |  | ctrl | 2040 | 75
5.11 1st generation ethanol | 1st Generation Ethanol | Technology-specific data | - equipment [%] | pct. |  |  |  | ctrl | 2050 | 75
5.11 1st generation ethanol | 1st Generation Ethanol | Technology-specific data | - installation [%] | pct. |  |  |  | ctrl | 2015 | 25
5.11 1st generation ethanol | 1st Generation Ethanol | Technology-specific data | - installation [%] | pct. |  |  |  | ctrl | 2020 | 25
5.11 1st generation ethanol | 1st Generation Ethanol | Technology-specific data | - installation [%] | pct. |  |  |  | ctrl | 2030 | 25
5.11 1st generation ethanol | 1st Generation Ethanol | Technology-specific data | - installation [%] | pct. |  |  |  | ctrl | 2040 | 25
5.11 1st generation ethanol | 1st Generation Ethanol | Technology-specific data | - installation [%] | pct. |  |  |  | ctrl | 2050 | 25
5.11 1st generation ethanol | 1st Generation Ethanol | Technology-specific data | Fixed O&M [M€/1,000 t Ethanol] | M€/1,000tEthanol |  | J | 8 | Lower | 2020 | 0.95
5.11 1st generation ethanol | 1st Generation Ethanol | Technology-specific data | Fixed O&M [M€/1,000 t Ethanol] | M€/1,000tEthanol |  | J | 8 | Lower | 2050 | 0.95
5.11 1st generation ethanol | 1st Generation Ethanol | Technology-specific data | Fixed O&M [M€/1,000 t Ethanol] | M€/1,000tEthanol |  | J | 8 | Upper | 2020 | 1.25
5.11 1st generation ethanol | 1st Generation Ethanol | Technology-specific data | Fixed O&M [M€/1,000 t Ethanol] | M€/1,000tEthanol |  | J | 8 | Upper | 2050 | 1.25
5.11 1st generation ethanol | 1st Generation Ethanol | Technology-specific data | Fixed O&M [M€/1,000 t Ethanol] | M€/1,000tEthanol |  | J | 8 | ctrl | 2015 | 0.06461
5.11 1st generation ethanol | 1st Generation Ethanol | Technology-specific data | Fixed O&M [M€/1,000 t Ethanol] | M€/1,000tEthanol |  | J | 8 | ctrl | 2020 | 0.06461
5.11 1st generation ethanol | 1st Generation Ethanol | Technology-specific data | Fixed O&M [M€/1,000 t Ethanol] | M€/1,000tEthanol |  | J | 8 | ctrl | 2030 | 0.06461
5.11 1st generation ethanol | 1st Generation Ethanol | Technology-specific data | Fixed O&M [M€/1,000 t Ethanol] | M€/1,000tEthanol |  | J | 8 | ctrl | 2040 | 0.06461
5.11 1st generation ethanol | 1st Generation Ethanol | Technology-specific data | Fixed O&M [M€/1,000 t Ethanol] | M€/1,000tEthanol |  | J | 8 | ctrl | 2050 | 0.06461
5.11 1st generation ethanol | 1st Generation Ethanol | Technology-specific data | Specific density [kg/l] or [ton/m3] | kg/l |  |  |  | ctrl | 2015 | 0.79
5.11 1st generation ethanol | 1st Generation Ethanol | Technology-specific data | Specific density [kg/l] or [ton/m3] | kg/l |  |  |  | ctrl | 2020 | 0.79
5.11 1st generation ethanol | 1st Generation Ethanol | Technology-specific data | Specific density [kg/l] or [ton/m3] | kg/l |  |  |  | ctrl | 2030 | 0.79
5.11 1st generation ethanol | 1st Generation Ethanol | Technology-specific data | Specific density [kg/l] or [ton/m3] | kg/l |  |  |  | ctrl | 2040 | 0.79
5.11 1st generation ethanol | 1st Generation Ethanol | Technology-specific data | Specific density [kg/l] or [ton/m3] | kg/l |  |  |  | ctrl | 2050 | 0.79
5.11 1st generation ethanol | 1st Generation Ethanol | Technology-specific data | Specific energy content [GJ/ton] | GJ/ton |  |  |  | ctrl | 2015 | 26.9
5.11 1st generation ethanol | 1st Generation Ethanol | Technology-specific data | Specific energy content [GJ/ton] | GJ/ton |  |  |  | ctrl | 2020 | 26.9
5.11 1st generation ethanol | 1st Generation Ethanol | Technology-specific data | Specific energy content [GJ/ton] | GJ/ton |  |  |  | ctrl | 2030 | 26.9
5.11 1st generation ethanol | 1st Generation Ethanol | Technology-specific data | Specific energy content [GJ/ton] | GJ/ton |  |  |  | ctrl | 2040 | 26.9
5.11 1st generation ethanol | 1st Generation Ethanol | Technology-specific data | Specific energy content [GJ/ton] | GJ/ton |  |  |  | ctrl | 2050 | 26.9
5.11 1st generation ethanol | 1st Generation Ethanol | Technology-specific data | Specific investment [M€/1,000 t Ethanol] | M€/1,000tEthanol |  | I, J | 10 | Lower | 2020 | 0.95
5.11 1st generation ethanol | 1st Generation Ethanol | Technology-specific data | Specific investment [M€/1,000 t Ethanol] | M€/1,000tEthanol |  | I, J | 10 | Lower | 2050 | 0.95
5.11 1st generation ethanol | 1st Generation Ethanol | Technology-specific data | Specific investment [M€/1,000 t Ethanol] | M€/1,000tEthanol |  | I, J | 10 | Upper | 2020 | 1.25
5.11 1st generation ethanol | 1st Generation Ethanol | Technology-specific data | Specific investment [M€/1,000 t Ethanol] | M€/1,000tEthanol |  | I, J | 10 | Upper | 2050 | 1.25
5.11 1st generation ethanol | 1st Generation Ethanol | Technology-specific data | Specific investment [M€/1,000 t Ethanol] | M€/1,000tEthanol |  | I, J | 10 | ctrl | 2015 | 0.68648
5.11 1st generation ethanol | 1st Generation Ethanol | Technology-specific data | Specific investment [M€/1,000 t Ethanol] | M€/1,000tEthanol |  | I, J | 10 | ctrl | 2020 | 0.67302
5.11 1st generation ethanol | 1st Generation Ethanol | Technology-specific data | Specific investment [M€/1,000 t Ethanol] | M€/1,000tEthanol |  | I, J | 10 | ctrl | 2030 | 0.6461
5.11 1st generation ethanol | 1st Generation Ethanol | Technology-specific data | Specific investment [M€/1,000 t Ethanol] | M€/1,000tEthanol |  | I, J | 10 | ctrl | 2040 | 0.62739
5.11 1st generation ethanol | 1st Generation Ethanol | Technology-specific data | Specific investment [M€/1,000 t Ethanol] | M€/1,000tEthanol |  | I, J | 10 | ctrl | 2050 | 0.61918
5.11 1st generation ethanol | 1st Generation Ethanol | Technology-specific data | Start-up [M€/1,000 t Ethanol] | M€/1,000tEthanol |  | H |  | ctrl | 2015 | 0
5.11 1st generation ethanol | 1st Generation Ethanol | Technology-specific data | Start-up [M€/1,000 t Ethanol] | M€/1,000tEthanol |  | H |  | ctrl | 2020 | 0
5.11 1st generation ethanol | 1st Generation Ethanol | Technology-specific data | Start-up [M€/1,000 t Ethanol] | M€/1,000tEthanol |  | H |  | ctrl | 2030 | 0
5.11 1st generation ethanol | 1st Generation Ethanol | Technology-specific data | Start-up [M€/1,000 t Ethanol] | M€/1,000tEthanol |  | H |  | ctrl | 2040 | 0
5.11 1st generation ethanol | 1st Generation Ethanol | Technology-specific data | Start-up [M€/1,000 t Ethanol] | M€/1,000tEthanol |  | H |  | ctrl | 2050 | 0
5.11 1st generation ethanol | 1st Generation Ethanol | Technology-specific data | Variable O&M [M€/1,000 t Ethanol] | M€/1,000tEthanol |  | G, B, J | 8 | Lower | 2020 | 0.9
5.11 1st generation ethanol | 1st Generation Ethanol | Technology-specific data | Variable O&M [M€/1,000 t Ethanol] | M€/1,000tEthanol |  | G, B, J | 8 | Lower | 2050 | 0.9
5.11 1st generation ethanol | 1st Generation Ethanol | Technology-specific data | Variable O&M [M€/1,000 t Ethanol] | M€/1,000tEthanol |  | G, B, J | 8 | Upper | 2020 | 1.1
5.11 1st generation ethanol | 1st Generation Ethanol | Technology-specific data | Variable O&M [M€/1,000 t Ethanol] | M€/1,000tEthanol |  | G, B, J | 8 | Upper | 2050 | 1.1
5.11 1st generation ethanol | 1st Generation Ethanol | Technology-specific data | Variable O&M [M€/1,000 t Ethanol] | M€/1,000tEthanol |  | G, B, J | 8 | ctrl | 2015 | 0.065956
5.11 1st generation ethanol | 1st Generation Ethanol | Technology-specific data | Variable O&M [M€/1,000 t Ethanol] | M€/1,000tEthanol |  | G, B, J | 8 | ctrl | 2020 | 0.065956
5.11 1st generation ethanol | 1st Generation Ethanol | Technology-specific data | Variable O&M [M€/1,000 t Ethanol] | M€/1,000tEthanol |  | G, B, J | 8 | ctrl | 2030 | 0.065956
5.11 1st generation ethanol | 1st Generation Ethanol | Technology-specific data | Variable O&M [M€/1,000 t Ethanol] | M€/1,000tEthanol |  | G, B, J | 8 | ctrl | 2040 | 0.065956
5.11 1st generation ethanol | 1st Generation Ethanol | Technology-specific data | Variable O&M [M€/1,000 t Ethanol] | M€/1,000tEthanol |  | G, B, J | 8 | ctrl | 2050 | 0.065956
5.12 Cellulosic ethanol | Cellulosic Ethanol | Energy/technical data | Construction time [years] | years |  |  |  | ctrl | 2015 | 2
5.12 Cellulosic ethanol | Cellulosic Ethanol | Energy/technical data | Construction time [years] | years |  |  |  | ctrl | 2020 | 2
5.12 Cellulosic ethanol | Cellulosic Ethanol | Energy/technical data | Construction time [years] | years |  |  |  | ctrl | 2030 | 2
5.12 Cellulosic ethanol | Cellulosic Ethanol | Energy/technical data | Construction time [years] | years |  |  |  | ctrl | 2040 | 2
5.12 Cellulosic ethanol | Cellulosic Ethanol | Energy/technical data | Construction time [years] | years |  |  |  | ctrl | 2050 | 2
5.12 Cellulosic ethanol | Cellulosic Ethanol | Energy/technical data | Electricity Output [MWh/MWh Total Input] | MWh/MWhTotalInput |  | C | 1 | Lower | 2020 | 0.8
5.12 Cellulosic ethanol | Cellulosic Ethanol | Energy/technical data | Electricity Output [MWh/MWh Total Input] | MWh/MWhTotalInput |  | C | 1 | Lower | 2050 | 0.8
5.12 Cellulosic ethanol | Cellulosic Ethanol | Energy/technical data | Electricity Output [MWh/MWh Total Input] | MWh/MWhTotalInput |  | C | 1 | Upper | 2020 | 1.2
5.12 Cellulosic ethanol | Cellulosic Ethanol | Energy/technical data | Electricity Output [MWh/MWh Total Input] | MWh/MWhTotalInput |  | C | 1 | Upper | 2050 | 1.2
5.12 Cellulosic ethanol | Cellulosic Ethanol | Energy/technical data | Electricity Output [MWh/MWh Total Input] | MWh/MWhTotalInput |  | C | 1 | ctrl | 2015 | 0.04
5.12 Cellulosic ethanol | Cellulosic Ethanol | Energy/technical data | Electricity Output [MWh/MWh Total Input] | MWh/MWhTotalInput |  | C | 1 | ctrl | 2020 | 0.04
5.12 Cellulosic ethanol | Cellulosic Ethanol | Energy/technical data | Electricity Output [MWh/MWh Total Input] | MWh/MWhTotalInput |  | C | 1 | ctrl | 2030 | 0.05
5.12 Cellulosic ethanol | Cellulosic Ethanol | Energy/technical data | Electricity Output [MWh/MWh Total Input] | MWh/MWhTotalInput |  | C | 1 | ctrl | 2040 | 0.05
5.12 Cellulosic ethanol | Cellulosic Ethanol | Energy/technical data | Electricity Output [MWh/MWh Total Input] | MWh/MWhTotalInput |  | C | 1 | ctrl | 2050 | 0.06
5.12 Cellulosic ethanol | Cellulosic Ethanol | Energy/technical data | Ethanol Output [MWh/MWh Total Input] | MWh/MWhTotalInput |  | C | 1 | Lower | 2020 | 0.8
5.12 Cellulosic ethanol | Cellulosic Ethanol | Energy/technical data | Ethanol Output [MWh/MWh Total Input] | MWh/MWhTotalInput |  | C | 1 | Lower | 2050 | 0.8
5.12 Cellulosic ethanol | Cellulosic Ethanol | Energy/technical data | Ethanol Output [MWh/MWh Total Input] | MWh/MWhTotalInput |  | C | 1 | Upper | 2020 | 1.2
5.12 Cellulosic ethanol | Cellulosic Ethanol | Energy/technical data | Ethanol Output [MWh/MWh Total Input] | MWh/MWhTotalInput |  | C | 1 | Upper | 2050 | 1.2
5.12 Cellulosic ethanol | Cellulosic Ethanol | Energy/technical data | Ethanol Output [MWh/MWh Total Input] | MWh/MWhTotalInput |  | C | 1 | ctrl | 2015 | 0.29
5.12 Cellulosic ethanol | Cellulosic Ethanol | Energy/technical data | Ethanol Output [MWh/MWh Total Input] | MWh/MWhTotalInput |  | C | 1 | ctrl | 2020 | 0.29
5.12 Cellulosic ethanol | Cellulosic Ethanol | Energy/technical data | Ethanol Output [MWh/MWh Total Input] | MWh/MWhTotalInput |  | C | 1 | ctrl | 2030 | 0.37
5.12 Cellulosic ethanol | Cellulosic Ethanol | Energy/technical data | Ethanol Output [MWh/MWh Total Input] | MWh/MWhTotalInput |  | C | 1 | ctrl | 2040 | 0.39
5.12 Cellulosic ethanol | Cellulosic Ethanol | Energy/technical data | Ethanol Output [MWh/MWh Total Input] | MWh/MWhTotalInput |  | C | 1 | ctrl | 2050 | 0.4
5.12 Cellulosic ethanol | Cellulosic Ethanol | Energy/technical data | Feedstock Consumption, [MWh/MWh Total Input] | MWh/MWhTotalInput |  | C | 1 | Lower | 2020 | 0.9
5.12 Cellulosic ethanol | Cellulosic Ethanol | Energy/technical data | Feedstock Consumption, [MWh/MWh Total Input] | MWh/MWhTotalInput |  | C | 1 | Lower | 2050 | 0.9
5.12 Cellulosic ethanol | Cellulosic Ethanol | Energy/technical data | Feedstock Consumption, [MWh/MWh Total Input] | MWh/MWhTotalInput |  | C | 1 | Upper | 2020 | 1.5
5.12 Cellulosic ethanol | Cellulosic Ethanol | Energy/technical data | Feedstock Consumption, [MWh/MWh Total Input] | MWh/MWhTotalInput |  | C | 1 | Upper | 2050 | 1.5
5.12 Cellulosic ethanol | Cellulosic Ethanol | Energy/technical data | Feedstock Consumption, [MWh/MWh Total Input] | MWh/MWhTotalInput |  | C | 1 | ctrl | 2015 | 1
5.12 Cellulosic ethanol | Cellulosic Ethanol | Energy/technical data | Feedstock Consumption, [MWh/MWh Total Input] | MWh/MWhTotalInput |  | C | 1 | ctrl | 2020 | 1
5.12 Cellulosic ethanol | Cellulosic Ethanol | Energy/technical data | Feedstock Consumption, [MWh/MWh Total Input] | MWh/MWhTotalInput |  | C | 1 | ctrl | 2030 | 1
5.12 Cellulosic ethanol | Cellulosic Ethanol | Energy/technical data | Feedstock Consumption, [MWh/MWh Total Input] | MWh/MWhTotalInput |  | C | 1 | ctrl | 2040 | 1
5.12 Cellulosic ethanol | Cellulosic Ethanol | Energy/technical data | Feedstock Consumption, [MWh/MWh Total Input] | MWh/MWhTotalInput |  | C | 1 | ctrl | 2050 | 1
5.12 Cellulosic ethanol | Cellulosic Ethanol | Energy/technical data | Forced outage [%] | pct. |  |  |  | ctrl | 2015 | 4
5.12 Cellulosic ethanol | Cellulosic Ethanol | Energy/technical data | Forced outage [%] | pct. |  |  |  | ctrl | 2020 | 4
5.12 Cellulosic ethanol | Cellulosic Ethanol | Energy/technical data | Forced outage [%] | pct. |  |  |  | ctrl | 2030 | 2
5.12 Cellulosic ethanol | Cellulosic Ethanol | Energy/technical data | Forced outage [%] | pct. |  |  |  | ctrl | 2040 | 0
5.12 Cellulosic ethanol | Cellulosic Ethanol | Energy/technical data | Forced outage [%] | pct. |  |  |  | ctrl | 2050 | 0
5.12 Cellulosic ethanol | Cellulosic Ethanol | Energy/technical data | Planned outage [weeks per year] | weeks/year |  |  |  | ctrl | 2015 | 2
5.12 Cellulosic ethanol | Cellulosic Ethanol | Energy/technical data | Planned outage [weeks per year] | weeks/year |  |  |  | ctrl | 2020 | 2
5.12 Cellulosic ethanol | Cellulosic Ethanol | Energy/technical data | Planned outage [weeks per year] | weeks/year |  |  |  | ctrl | 2030 | 2
5.12 Cellulosic ethanol | Cellulosic Ethanol | Energy/technical data | Planned outage [weeks per year] | weeks/year |  |  |  | ctrl | 2040 | 2
5.12 Cellulosic ethanol | Cellulosic Ethanol | Energy/technical data | Planned outage [weeks per year] | weeks/year |  |  |  | ctrl | 2050 | 2
5.12 Cellulosic ethanol | Cellulosic Ethanol | Energy/technical data | Technical lifetime [years] | years |  |  |  | ctrl | 2015 | 25
5.12 Cellulosic ethanol | Cellulosic Ethanol | Energy/technical data | Technical lifetime [years] | years |  |  |  | ctrl | 2020 | 25
5.12 Cellulosic ethanol | Cellulosic Ethanol | Energy/technical data | Technical lifetime [years] | years |  |  |  | ctrl | 2030 | 25
5.12 Cellulosic ethanol | Cellulosic Ethanol | Energy/technical data | Technical lifetime [years] | years |  |  |  | ctrl | 2040 | 25
5.12 Cellulosic ethanol | Cellulosic Ethanol | Energy/technical data | Technical lifetime [years] | years |  |  |  | ctrl | 2050 | 25
5.12 Cellulosic ethanol | Cellulosic Ethanol | Energy/technical data | Typical total plant size [1,000 tonnes/year] | 1,000tonnes/year |  | A, B | 9 | Lower | 2020 | 0.5
5.12 Cellulosic ethanol | Cellulosic Ethanol | Energy/technical data | Typical total plant size [1,000 tonnes/year] | 1,000tonnes/year |  | A, B | 9 | Lower | 2050 | 0.5
5.12 Cellulosic ethanol | Cellulosic Ethanol | Energy/technical data | Typical total plant size [1,000 tonnes/year] | 1,000tonnes/year |  | A, B | 9 | Upper | 2020 | 1.5
5.12 Cellulosic ethanol | Cellulosic Ethanol | Energy/technical data | Typical total plant size [1,000 tonnes/year] | 1,000tonnes/year |  | A, B | 9 | Upper | 2050 | 1.5
5.12 Cellulosic ethanol | Cellulosic Ethanol | Energy/technical data | Typical total plant size [1,000 tonnes/year] | 1,000tonnes/year |  | A, B | 9 | ctrl | 2015 | 60
5.12 Cellulosic ethanol | Cellulosic Ethanol | Energy/technical data | Typical total plant size [1,000 tonnes/year] | 1,000tonnes/year |  | A, B | 9 | ctrl | 2020 | 60
5.12 Cellulosic ethanol | Cellulosic Ethanol | Energy/technical data | Typical total plant size [1,000 tonnes/year] | 1,000tonnes/year |  | A, B | 9 | ctrl | 2030 | 150
5.12 Cellulosic ethanol | Cellulosic Ethanol | Energy/technical data | Typical total plant size [1,000 tonnes/year] | 1,000tonnes/year |  | A, B | 9 | ctrl | 2040 | 175
5.12 Cellulosic ethanol | Cellulosic Ethanol | Energy/technical data | Typical total plant size [1,000 tonnes/year] | 1,000tonnes/year |  | A, B | 9 | ctrl | 2050 | 200
5.12 Cellulosic ethanol | Cellulosic Ethanol | Energy/technical data | Typical total plant size [MW] | MW |  | A, A1, B | 9 | Lower | 2020 | 0.5
5.12 Cellulosic ethanol | Cellulosic Ethanol | Energy/technical data | Typical total plant size [MW] | MW |  | A, A1, B | 9 | Lower | 2050 | 0.5
5.12 Cellulosic ethanol | Cellulosic Ethanol | Energy/technical data | Typical total plant size [MW] | MW |  | A, A1, B | 9 | Upper | 2020 | 1.5
5.12 Cellulosic ethanol | Cellulosic Ethanol | Energy/technical data | Typical total plant size [MW] | MW |  | A, A1, B | 9 | Upper | 2050 | 1.5
5.12 Cellulosic ethanol | Cellulosic Ethanol | Energy/technical data | Typical total plant size [MW] | MW |  | A, A1, B | 9 | ctrl | 2015 | 55
5.12 Cellulosic ethanol | Cellulosic Ethanol | Energy/technical data | Typical total plant size [MW] | MW |  | A, A1, B | 9 | ctrl | 2020 | 55
5.12 Cellulosic ethanol | Cellulosic Ethanol | Energy/technical data | Typical total plant size [MW] | MW |  | A, A1, B | 9 | ctrl | 2030 | 130
5.12 Cellulosic ethanol | Cellulosic Ethanol | Energy/technical data | Typical total plant size [MW] | MW |  | A, A1, B | 9 | ctrl | 2040 | 155
5.12 Cellulosic ethanol | Cellulosic Ethanol | Energy/technical data | Typical total plant size [MW] | MW |  | A, A1, B | 9 | ctrl | 2050 | 180
5.12 Cellulosic ethanol | Cellulosic Ethanol | Financial data | - equipment [%] | pct. |  |  |  | ctrl | 2015 | 75
5.12 Cellulosic ethanol | Cellulosic Ethanol | Financial data | - equipment [%] | pct. |  |  |  | ctrl | 2020 | 75
5.12 Cellulosic ethanol | Cellulosic Ethanol | Financial data | - equipment [%] | pct. |  |  |  | ctrl | 2030 | 75
5.12 Cellulosic ethanol | Cellulosic Ethanol | Financial data | - equipment [%] | pct. |  |  |  | ctrl | 2040 | 75
5.12 Cellulosic ethanol | Cellulosic Ethanol | Financial data | - equipment [%] | pct. |  |  |  | ctrl | 2050 | 75
5.12 Cellulosic ethanol | Cellulosic Ethanol | Financial data | - installation [%] | pct. |  |  |  | ctrl | 2015 | 25
5.12 Cellulosic ethanol | Cellulosic Ethanol | Financial data | - installation [%] | pct. |  |  |  | ctrl | 2020 | 25
5.12 Cellulosic ethanol | Cellulosic Ethanol | Financial data | - installation [%] | pct. |  |  |  | ctrl | 2030 | 25
5.12 Cellulosic ethanol | Cellulosic Ethanol | Financial data | - installation [%] | pct. |  |  |  | ctrl | 2040 | 25
5.12 Cellulosic ethanol | Cellulosic Ethanol | Financial data | - installation [%] | pct. |  |  |  | ctrl | 2050 | 25
5.12 Cellulosic ethanol | Cellulosic Ethanol | Financial data | Fixed O&M [M€/MW/year Ethanol] | M€/MW/yearEthanol |  | F, G | 1 | Lower | 2020 | 0.95
5.12 Cellulosic ethanol | Cellulosic Ethanol | Financial data | Fixed O&M [M€/MW/year Ethanol] | M€/MW/yearEthanol |  | F, G | 1 | Lower | 2050 | 0.95
5.12 Cellulosic ethanol | Cellulosic Ethanol | Financial data | Fixed O&M [M€/MW/year Ethanol] | M€/MW/yearEthanol |  | F, G | 1 | Upper | 2020 | 2
5.12 Cellulosic ethanol | Cellulosic Ethanol | Financial data | Fixed O&M [M€/MW/year Ethanol] | M€/MW/yearEthanol |  | F, G | 1 | Upper | 2050 | 2
5.12 Cellulosic ethanol | Cellulosic Ethanol | Financial data | Fixed O&M [M€/MW/year Ethanol] | M€/MW/yearEthanol |  | F, G | 1 | ctrl | 2015 | 0.12106
5.12 Cellulosic ethanol | Cellulosic Ethanol | Financial data | Fixed O&M [M€/MW/year Ethanol] | M€/MW/yearEthanol |  | F, G | 1 | ctrl | 2020 | 0.12106
5.12 Cellulosic ethanol | Cellulosic Ethanol | Financial data | Fixed O&M [M€/MW/year Ethanol] | M€/MW/yearEthanol |  | F, G | 1 | ctrl | 2030 | 0.060528
5.12 Cellulosic ethanol | Cellulosic Ethanol | Financial data | Fixed O&M [M€/MW/year Ethanol] | M€/MW/yearEthanol |  | F, G | 1 | ctrl | 2040 | 0.060967
5.12 Cellulosic ethanol | Cellulosic Ethanol | Financial data | Fixed O&M [M€/MW/year Ethanol] | M€/MW/yearEthanol |  | F, G | 1 | ctrl | 2050 | 0.060528
5.12 Cellulosic ethanol | Cellulosic Ethanol | Financial data | Specific investment [M€/MW Ethanol] | M€/MWEthanol |  | D, G | 1, 10, 11 | Lower | 2020 | 0.75
5.12 Cellulosic ethanol | Cellulosic Ethanol | Financial data | Specific investment [M€/MW Ethanol] | M€/MWEthanol |  | D, G | 1, 10, 11 | Lower | 2050 | 0.75
5.12 Cellulosic ethanol | Cellulosic Ethanol | Financial data | Specific investment [M€/MW Ethanol] | M€/MWEthanol |  | D, G | 1, 10, 11 | Upper | 2020 | 1.5
5.12 Cellulosic ethanol | Cellulosic Ethanol | Financial data | Specific investment [M€/MW Ethanol] | M€/MWEthanol |  | D, G | 1, 10, 11 | Upper | 2050 | 1.5
5.12 Cellulosic ethanol | Cellulosic Ethanol | Financial data | Specific investment [M€/MW Ethanol] | M€/MWEthanol |  | D, G | 1, 10, 11 | ctrl | 2015 | 6.0528
5.12 Cellulosic ethanol | Cellulosic Ethanol | Financial data | Specific investment [M€/MW Ethanol] | M€/MWEthanol |  | D, G | 1, 10, 11 | ctrl | 2020 | 6.0528
5.12 Cellulosic ethanol | Cellulosic Ethanol | Financial data | Specific investment [M€/MW Ethanol] | M€/MWEthanol |  | D, G | 1, 10, 11 | ctrl | 2030 | 2.7238
5.12 Cellulosic ethanol | Cellulosic Ethanol | Financial data | Specific investment [M€/MW Ethanol] | M€/MWEthanol |  | D, G | 1, 10, 11 | ctrl | 2040 | 2.3909
5.12 Cellulosic ethanol | Cellulosic Ethanol | Financial data | Specific investment [M€/MW Ethanol] | M€/MWEthanol |  | D, G | 1, 10, 11 | ctrl | 2050 | 2.2698
5.12 Cellulosic ethanol | Cellulosic Ethanol | Financial data | Start-up [M€/1,000 t Ethanol] | M€/1,000tEthanol |  | E |  | Lower | 2020 | 0
5.12 Cellulosic ethanol | Cellulosic Ethanol | Financial data | Start-up [M€/1,000 t Ethanol] | M€/1,000tEthanol |  | E |  | Lower | 2050 | 0
5.12 Cellulosic ethanol | Cellulosic Ethanol | Financial data | Start-up [M€/1,000 t Ethanol] | M€/1,000tEthanol |  | E |  | Upper | 2020 | 0
5.12 Cellulosic ethanol | Cellulosic Ethanol | Financial data | Start-up [M€/1,000 t Ethanol] | M€/1,000tEthanol |  | E |  | Upper | 2050 | 0
5.12 Cellulosic ethanol | Cellulosic Ethanol | Financial data | Start-up [M€/1,000 t Ethanol] | M€/1,000tEthanol |  | E |  | ctrl | 2015 | 0
5.12 Cellulosic ethanol | Cellulosic Ethanol | Financial data | Start-up [M€/1,000 t Ethanol] | M€/1,000tEthanol |  | E |  | ctrl | 2020 | 0
5.12 Cellulosic ethanol | Cellulosic Ethanol | Financial data | Start-up [M€/1,000 t Ethanol] | M€/1,000tEthanol |  | E |  | ctrl | 2030 | 0
5.12 Cellulosic ethanol | Cellulosic Ethanol | Financial data | Start-up [M€/1,000 t Ethanol] | M€/1,000tEthanol |  | E |  | ctrl | 2040 | 0
5.12 Cellulosic ethanol | Cellulosic Ethanol | Financial data | Start-up [M€/1,000 t Ethanol] | M€/1,000tEthanol |  | E |  | ctrl | 2050 | 0
5.12 Cellulosic ethanol | Cellulosic Ethanol | Financial data | Variable O&M [€/MW Ethanol] | €/MWEthanol |  | F, G | 1 | Lower | 2020 | 0.95
5.12 Cellulosic ethanol | Cellulosic Ethanol | Financial data | Variable O&M [€/MW Ethanol] | €/MWEthanol |  | F, G | 1 | Lower | 2050 | 0.95
5.12 Cellulosic ethanol | Cellulosic Ethanol | Financial data | Variable O&M [€/MW Ethanol] | €/MWEthanol |  | F, G | 1 | Upper | 2020 | 2
5.12 Cellulosic ethanol | Cellulosic Ethanol | Financial data | Variable O&M [€/MW Ethanol] | €/MWEthanol |  | F, G | 1 | Upper | 2050 | 2
5.12 Cellulosic ethanol | Cellulosic Ethanol | Financial data | Variable O&M [€/MW Ethanol] | €/MWEthanol |  | F, G | 1 | ctrl | 2015 | 28.8228
5.12 Cellulosic ethanol | Cellulosic Ethanol | Financial data | Variable O&M [€/MW Ethanol] | €/MWEthanol |  | F, G | 1 | ctrl | 2020 | 28.8228
5.12 Cellulosic ethanol | Cellulosic Ethanol | Financial data | Variable O&M [€/MW Ethanol] | €/MWEthanol |  | F, G | 1 | ctrl | 2030 | 14.4114
5.12 Cellulosic ethanol | Cellulosic Ethanol | Financial data | Variable O&M [€/MW Ethanol] | €/MWEthanol |  | F, G | 1 | ctrl | 2040 | 14.2313
5.12 Cellulosic ethanol | Cellulosic Ethanol | Financial data | Variable O&M [€/MW Ethanol] | €/MWEthanol |  | F, G | 1 | ctrl | 2050 | 14.4114
5.12 Cellulosic ethanol | Cellulosic Ethanol | Technology-specific data | - equipment [%] | pct. |  |  |  | ctrl | 2015 | 75
5.12 Cellulosic ethanol | Cellulosic Ethanol | Technology-specific data | - equipment [%] | pct. |  |  |  | ctrl | 2020 | 75
5.12 Cellulosic ethanol | Cellulosic Ethanol | Technology-specific data | - equipment [%] | pct. |  |  |  | ctrl | 2030 | 75
5.12 Cellulosic ethanol | Cellulosic Ethanol | Technology-specific data | - equipment [%] | pct. |  |  |  | ctrl | 2040 | 75
5.12 Cellulosic ethanol | Cellulosic Ethanol | Technology-specific data | - equipment [%] | pct. |  |  |  | ctrl | 2050 | 75
5.12 Cellulosic ethanol | Cellulosic Ethanol | Technology-specific data | - installation [%] | pct. |  |  |  | ctrl | 2015 | 25
5.12 Cellulosic ethanol | Cellulosic Ethanol | Technology-specific data | - installation [%] | pct. |  |  |  | ctrl | 2020 | 25
5.12 Cellulosic ethanol | Cellulosic Ethanol | Technology-specific data | - installation [%] | pct. |  |  |  | ctrl | 2030 | 25
5.12 Cellulosic ethanol | Cellulosic Ethanol | Technology-specific data | - installation [%] | pct. |  |  |  | ctrl | 2040 | 25
5.12 Cellulosic ethanol | Cellulosic Ethanol | Technology-specific data | - installation [%] | pct. |  |  |  | ctrl | 2050 | 25
5.12 Cellulosic ethanol | Cellulosic Ethanol | Technology-specific data | Fixed O&M [M€/1,000 t Ethanol] | M€/1,000tEthanol |  | F, G | 1 | Lower | 2020 | 0.95
5.12 Cellulosic ethanol | Cellulosic Ethanol | Technology-specific data | Fixed O&M [M€/1,000 t Ethanol] | M€/1,000tEthanol |  | F, G | 1 | Lower | 2050 | 0.95
5.12 Cellulosic ethanol | Cellulosic Ethanol | Technology-specific data | Fixed O&M [M€/1,000 t Ethanol] | M€/1,000tEthanol |  | F, G | 1 | Upper | 2020 | 2
5.12 Cellulosic ethanol | Cellulosic Ethanol | Technology-specific data | Fixed O&M [M€/1,000 t Ethanol] | M€/1,000tEthanol |  | F, G | 1 | Upper | 2050 | 2
5.12 Cellulosic ethanol | Cellulosic Ethanol | Technology-specific data | Fixed O&M [M€/1,000 t Ethanol] | M€/1,000tEthanol |  | F, G | 1 | ctrl | 2015 | 0.10768
5.12 Cellulosic ethanol | Cellulosic Ethanol | Technology-specific data | Fixed O&M [M€/1,000 t Ethanol] | M€/1,000tEthanol |  | F, G | 1 | ctrl | 2020 | 0.10768
5.12 Cellulosic ethanol | Cellulosic Ethanol | Technology-specific data | Fixed O&M [M€/1,000 t Ethanol] | M€/1,000tEthanol |  | F, G | 1 | ctrl | 2030 | 0.053842
5.12 Cellulosic ethanol | Cellulosic Ethanol | Technology-specific data | Fixed O&M [M€/1,000 t Ethanol] | M€/1,000tEthanol |  | F, G | 1 | ctrl | 2040 | 0.054232
5.12 Cellulosic ethanol | Cellulosic Ethanol | Technology-specific data | Fixed O&M [M€/1,000 t Ethanol] | M€/1,000tEthanol |  | F, G | 1 | ctrl | 2050 | 0.053842
5.12 Cellulosic ethanol | Cellulosic Ethanol | Technology-specific data | Specific density [kg/l] or [ton/m3] | kg/l |  |  |  | ctrl | 2015 | 0.79
5.12 Cellulosic ethanol | Cellulosic Ethanol | Technology-specific data | Specific density [kg/l] or [ton/m3] | kg/l |  |  |  | ctrl | 2020 | 0.79
5.12 Cellulosic ethanol | Cellulosic Ethanol | Technology-specific data | Specific density [kg/l] or [ton/m3] | kg/l |  |  |  | ctrl | 2030 | 0.79
5.12 Cellulosic ethanol | Cellulosic Ethanol | Technology-specific data | Specific density [kg/l] or [ton/m3] | kg/l |  |  |  | ctrl | 2040 | 0.79
5.12 Cellulosic ethanol | Cellulosic Ethanol | Technology-specific data | Specific density [kg/l] or [ton/m3] | kg/l |  |  |  | ctrl | 2050 | 0.79
5.12 Cellulosic ethanol | Cellulosic Ethanol | Technology-specific data | Specific energy content [GJ/ton] | GJ/ton |  |  |  | ctrl | 2015 | 26.9
5.12 Cellulosic ethanol | Cellulosic Ethanol | Technology-specific data | Specific energy content [GJ/ton] | GJ/ton |  |  |  | ctrl | 2020 | 26.9
5.12 Cellulosic ethanol | Cellulosic Ethanol | Technology-specific data | Specific energy content [GJ/ton] | GJ/ton |  |  |  | ctrl | 2030 | 26.9
5.12 Cellulosic ethanol | Cellulosic Ethanol | Technology-specific data | Specific energy content [GJ/ton] | GJ/ton |  |  |  | ctrl | 2040 | 26.9
5.12 Cellulosic ethanol | Cellulosic Ethanol | Technology-specific data | Specific energy content [GJ/ton] | GJ/ton |  |  |  | ctrl | 2050 | 26.9
5.12 Cellulosic ethanol | Cellulosic Ethanol | Technology-specific data | Specific investment [M€/1,000 t Ethanol] | M€/1,000tEthanol |  | D, G | 1, 10, 11 | Lower | 2020 | 0.75
5.12 Cellulosic ethanol | Cellulosic Ethanol | Technology-specific data | Specific investment [M€/1,000 t Ethanol] | M€/1,000tEthanol |  | D, G | 1, 10, 11 | Lower | 2050 | 0.75
5.12 Cellulosic ethanol | Cellulosic Ethanol | Technology-specific data | Specific investment [M€/1,000 t Ethanol] | M€/1,000tEthanol |  | D, G | 1, 10, 11 | Upper | 2020 | 1.5
5.12 Cellulosic ethanol | Cellulosic Ethanol | Technology-specific data | Specific investment [M€/1,000 t Ethanol] | M€/1,000tEthanol |  | D, G | 1, 10, 11 | Upper | 2050 | 1.5
5.12 Cellulosic ethanol | Cellulosic Ethanol | Technology-specific data | Specific investment [M€/1,000 t Ethanol] | M€/1,000tEthanol |  | D, G | 1, 10, 11 | ctrl | 2015 | 5.3842
5.12 Cellulosic ethanol | Cellulosic Ethanol | Technology-specific data | Specific investment [M€/1,000 t Ethanol] | M€/1,000tEthanol |  | D, G | 1, 10, 11 | ctrl | 2020 | 5.3842
5.12 Cellulosic ethanol | Cellulosic Ethanol | Technology-specific data | Specific investment [M€/1,000 t Ethanol] | M€/1,000tEthanol |  | D, G | 1, 10, 11 | ctrl | 2030 | 2.4229
5.12 Cellulosic ethanol | Cellulosic Ethanol | Technology-specific data | Specific investment [M€/1,000 t Ethanol] | M€/1,000tEthanol |  | D, G | 1, 10, 11 | ctrl | 2040 | 2.1267
5.12 Cellulosic ethanol | Cellulosic Ethanol | Technology-specific data | Specific investment [M€/1,000 t Ethanol] | M€/1,000tEthanol |  | D, G | 1, 10, 11 | ctrl | 2050 | 2.0191
5.12 Cellulosic ethanol | Cellulosic Ethanol | Technology-specific data | Start-up [M€/1,000 t Ethanol] | M€/1,000tEthanol |  | E |  | ctrl | 2015 | 0
5.12 Cellulosic ethanol | Cellulosic Ethanol | Technology-specific data | Start-up [M€/1,000 t Ethanol] | M€/1,000tEthanol |  | E |  | ctrl | 2020 | 0
5.12 Cellulosic ethanol | Cellulosic Ethanol | Technology-specific data | Start-up [M€/1,000 t Ethanol] | M€/1,000tEthanol |  | E |  | ctrl | 2030 | 0
5.12 Cellulosic ethanol | Cellulosic Ethanol | Technology-specific data | Start-up [M€/1,000 t Ethanol] | M€/1,000tEthanol |  | E |  | ctrl | 2040 | 0
5.12 Cellulosic ethanol | Cellulosic Ethanol | Technology-specific data | Start-up [M€/1,000 t Ethanol] | M€/1,000tEthanol |  | E |  | ctrl | 2050 | 0
5.12 Cellulosic ethanol | Cellulosic Ethanol | Technology-specific data | Variable O&M [M€/1,000 t Ethanol] | M€/1,000tEthanol |  | F, G | 1 | Lower | 2020 | 0.95
5.12 Cellulosic ethanol | Cellulosic Ethanol | Technology-specific data | Variable O&M [M€/1,000 t Ethanol] | M€/1,000tEthanol |  | F, G | 1 | Lower | 2050 | 0.95
5.12 Cellulosic ethanol | Cellulosic Ethanol | Technology-specific data | Variable O&M [M€/1,000 t Ethanol] | M€/1,000tEthanol |  | F, G | 1 | Upper | 2020 | 2
5.12 Cellulosic ethanol | Cellulosic Ethanol | Technology-specific data | Variable O&M [M€/1,000 t Ethanol] | M€/1,000tEthanol |  | F, G | 1 | Upper | 2050 | 2
5.12 Cellulosic ethanol | Cellulosic Ethanol | Technology-specific data | Variable O&M [M€/1,000 t Ethanol] | M€/1,000tEthanol |  | F, G | 1 | ctrl | 2015 | 0.21537
5.12 Cellulosic ethanol | Cellulosic Ethanol | Technology-specific data | Variable O&M [M€/1,000 t Ethanol] | M€/1,000tEthanol |  | F, G | 1 | ctrl | 2020 | 0.21537
5.12 Cellulosic ethanol | Cellulosic Ethanol | Technology-specific data | Variable O&M [M€/1,000 t Ethanol] | M€/1,000tEthanol |  | F, G | 1 | ctrl | 2030 | 0.10768
5.12 Cellulosic ethanol | Cellulosic Ethanol | Technology-specific data | Variable O&M [M€/1,000 t Ethanol] | M€/1,000tEthanol |  | F, G | 1 | ctrl | 2040 | 0.10634
5.12 Cellulosic ethanol | Cellulosic Ethanol | Technology-specific data | Variable O&M [M€/1,000 t Ethanol] | M€/1,000tEthanol |  | F, G | 1 | ctrl | 2050 | 0.10768

## Notes
ws | description
1.1 AEC 10 MW | A. For the unit regarding "day" a 100% load factor is assumed here (Where the system is operated at nominal capacity all 24 hours of the day). In operation the daily full load hours may vary and should therefore be adjusted for.
1.1 AEC 10 MW | B. Maximum hydrogen output per day, assuming 24 hours of full load operation in a day.
1.1 AEC 10 MW | C. The values were derived from multiple sources. 2025 and 2040 were calculated using linear regression based on the data provided in the mentioned references, encompassing the years 2020, 2030, and 2050.
1.1 AEC 10 MW | D. Upper and lower values are based on the average of the standard deviations found in the relevant data as shown in note C. Standard deviations for specific investments follow expected values from typical pre-FEED projects (20%).
1.1 AEC 10 MW | E. Based on reference [3], the energy consumption of the entire system (including both stack and balance of plant components) is estimated.
1.1 AEC 10 MW | F. Efficiency for AEC and PEMEC is calculated based on the electricity consumption of the stack and BOP level, and assuming the LHV of hydrogen. In the case of SOEC, energy supply for steam production is also included.
1.1 AEC 10 MW | G. The HHV electrolyser efficiency can be calculated as the sum of the rows: "ΔE from HHV to LHV" and "Hydrogen".
1.1 AEC 10 MW | H. The calculation is based on the HHV and LHV of hydrogen.
1.1 AEC 10 MW | I. 3% of the energy is estimated to be unrecoverable for AEC and PEMEC hydrogen plants.
1.1 AEC 10 MW | J. 50 °C (expected to increase to 70°C, by 2024).
1.1 AEC 10 MW | K. Based on internal projects and references performed at Ramboll including FEED projects and estimations from clients and from suppliers.
1.1 AEC 10 MW | L. Values have been rounded to nearest 500.
1.1 AEC 10 MW | M. It is estimated internally at Ramboll that construction for 1 MW and 10 MW H2 plants will take 0.75-1 year, 100 MW H2 plants will take 1.5-2 years, and 1 GW H2 plants will take >3 years. This estimate includes large electrical components and the plant itself.
1.1 AEC 10 MW | N. Investment costs for 100 MW of all technologies are based on public CAPEX estimates for 2030 and 2050. 2020 projects at Ramboll have then been used to find the progression by size.
1.1 AEC 10 MW | O. Values have been rounded to nearest 25.
1.1 AEC 10 MW | P. To analyze the cost breakdown of a hydrogen plant, the electrolyzer unit and the Balance of the Plant (BOP) are considered as outlined in Figure 1.3.1. Additionally, various other cost factors that are essential for the plant commissioning are taken into account, such as civil work, installati...
1.1 AEC 10 MW | Q. For each of the component costs, an approximate percentage of projects of similar size has been used to multiply with the specific investment.
1.1 AEC 10 MW | R. For H2 plants sized 1 MW and 10 MW, estimated cost ratio of equipment to installation is 95:5, and for H2 plants sized 100 MW and 1 GW, the estimated cost ratio of equipment to installation is 90:10.
1.1 AEC 10 MW | S. Stack replacement costs are not included.
1.1 AEC 10 MW | T. The price of the input streams (water and electric energy), has not been estimated.
1.1 AEC 10 MW | U. The values are based on public sources. Approaching 2050 yields is a higher margin of uncertainty.
1.1 AEC 10 MW | V. The operational flexibility of a system is often determined by its cold start-up time, which represents the most time-consuming step and serves as a crucial distinguishing factor between different technologies.
1.1 AEC 10 MW | W. The provided degradation rate of the electrolyser stack is an average value. However, it is important to note that this rate is also influenced by the operation profile, such as the frequency of start/stop operations.
1.1 AEC 10 MW | X. The size of the electrolyser unit is determined based on a multistack configuration, using benchmarking data sourced from Ramboll. For example, the assumptions for 10 MW electrolysis for PEMEC, AEC and SOEC were 2 x 5 MW stacks inside one container, 2 x 2.5 MW stacks inside one container, need...
1.1 AEC 10 MW | Y. The plant footprint includes the installation of electrolyser units, each with their respective rectifiers. A safety distance of 5 m is maintained between each unit, and a designated laydown area is provided for maintenance operations. BOP is also included in the total footprint value.
1.1 AEC 10 MW | Z. Weight of stack is assuming wet conditions, where the contrarily to dry conditions, the weight of the electrolyte contributes to the total stack weight.
1.1 AEC 10 MW | Z. Weight of stack is assuming wet conditions, where the contrarily to dry conditions, the weight of the electrolyte contributes to the total stack weight.
1.1 AEC 10 MW | Z. Weight of stack is assuming wet conditions, where the contrarily to dry conditions, the weight of the electrolyte contributes to the total stack weight.
1.1 AEC 1 GW | A. For the unit regarding "day" a 100% load factor is assumed here (Where the system is operated at nominal capacity all 24 hours of the day). In operation the daily full load hours may vary and should therefore be adjusted for.
1.1 AEC 1 GW | B. Maximum hydrogen output per day, assuming 24 hours of full load operation in a day.
1.1 AEC 1 GW | C. The values were derived from multiple sources. 2025 and 2040 were calculated using linear regression based on the data provided in the mentioned references, encompassing the years 2020, 2030, and 2050.
1.1 AEC 1 GW | D. Upper and lower values are based on the average of the standard deviations found in the relevant data as shown in note C. Standard deviations for specific investments follow expected values from typical pre-FEED projects (20%).
1.1 AEC 1 GW | E. Based on reference [3], the energy consumption of the entire system (including both stack and balance of plant components) is estimated.
1.1 AEC 1 GW | F. Efficiency for AEC and PEMEC is calculated based on the electricity consumption of the stack and BOP level, and assuming the LHV of hydrogen. In the case of SOEC, energy supply for steam production is also included.
1.1 AEC 1 GW | G. The HHV electrolyser efficiency can be calculated as the sum of the rows: "ΔE from HHV to LHV" and "Hydrogen".
1.1 AEC 1 GW | H. The calculation is based on the HHV and LHV of hydrogen.
1.1 AEC 1 GW | I. 3% of the energy is estimated to be unrecoverable for AEC and PEMEC hydrogen plants.
1.1 AEC 1 GW | J. 50 °C (expected to increase to 70°C, by 2024).
1.1 AEC 1 GW | K. Based on internal projects and references performed at Ramboll including FEED projects and estimations from clients and from suppliers.
1.1 AEC 1 GW | L. Values have been rounded to nearest 500.
1.1 AEC 1 GW | M. It is estimated internally at Ramboll that construction for 1 MW and 10 MW H2 plants will take 0.75-1 year, 100 MW H2 plants will take 1.5-2 years, and 1 GW H2 plants will take >3 years. This estimate includes large electrical components and the plant itself.
1.1 AEC 1 GW | N. Investment costs for 100 MW of all technologies are based on public CAPEX estimates for 2030 and 2050. 2020 projects at Ramboll have then been used to find the progression by size.
1.1 AEC 1 GW | O. Values have been rounded to nearest 25.
1.1 AEC 1 GW | P. To analyze the cost breakdown of a hydrogen plant, the electrolyzer unit and the Balance of the Plant (BOP) are considered as outlined in Figure 1.3.1. Additionally, various other cost factors that are essential for the plant commissioning are taken into account, such as civil work, installati...
1.1 AEC 1 GW | Q. For each of the component costs, an approximate percentage of projects of similar size has been used to multiply with the specific investment.
1.1 AEC 1 GW | R. For H2 plants sized 1 MW and 10 MW, estimated cost ratio of equipment to installation is 95:5, and for H2 plants sized 100 MW and 1 GW, the estimated cost ratio of equipment to installation is 90:10.
1.1 AEC 1 GW | S. Stack replacement costs are not included.
1.1 AEC 1 GW | T. The price of the input streams (water and electric energy), has not been estimated.
1.1 AEC 1 GW | U. The values are based on public sources. Approaching 2050 yields is a higher margin of uncertainty.
1.1 AEC 1 GW | V. The operational flexibility of a system is often determined by its cold start-up time, which represents the most time-consuming step and serves as a crucial distinguishing factor between different technologies.
1.1 AEC 1 GW | W. The provided degradation rate of the electrolyser stack is an average value. However, it is important to note that this rate is also influenced by the operation profile, such as the frequency of start/stop operations.
1.1 AEC 1 GW | X. The size of the electrolyser unit is determined based on a multistack configuration, using benchmarking data sourced from Ramboll. For example, the assumptions for 10 MW electrolysis for PEMEC, AEC and SOEC were 2 x 5 MW stacks inside one container, 2 x 2.5 MW stacks inside one container, need...
1.1 AEC 1 GW | Y. The plant footprint includes the installation of electrolyser units, each with their respective rectifiers. A safety distance of 5 m is maintained between each unit, and a designated laydown area is provided for maintenance operations. BOP is also included in the total footprint value.
1.1 AEC 1 GW | Z. Weight of stack is assuming wet conditions, where the contrarily to dry conditions, the weight of the electrolyte contributes to the total stack weight.
1.1 AEC 1 GW | Z. Weight of stack is assuming wet conditions, where the contrarily to dry conditions, the weight of the electrolyte contributes to the total stack weight.
1.1 AEC 1 GW | Z. Weight of stack is assuming wet conditions, where the contrarily to dry conditions, the weight of the electrolyte contributes to the total stack weight.
1.1 PEMEC 10 MW | A. For the unit regarding "day" a 100% load factor is assumed here (Where the system is operated at nominal capacity all 24 hours of the day). In operation the daily full load hours may vary and should therefore be adjusted for.
1.1 PEMEC 10 MW | B. Maximum hydrogen output per day, assuming 24 hours of full load operation in a day.
1.1 PEMEC 10 MW | C. The values were derived from multiple sources. 2025 and 2040 were calculated using linear regression based on the data provided in the mentioned references, encompassing the years 2020, 2030, and 2050.
1.1 PEMEC 10 MW | D. Upper and lower values are based on the average of the standard deviations found in the relevant data as shown in note C. Standard deviations for specific investments follow expected values from typical pre-FEED projects (20%).
1.1 PEMEC 10 MW | E. Based on reference [3], the energy consumption of the entire system (including both stack and balance of plant components) is estimated.
1.1 PEMEC 10 MW | F. Efficiency for AEC and PEMEC is calculated based on the electricity consumption of the stack and BOP level, and assuming the LHV of hydrogen. In the case of SOEC, energy supply for steam production is also included.
1.1 PEMEC 10 MW | G. The HHV electrolyser efficiency can be calculated as the sum of the rows: "ΔE from HHV to LHV" and "Hydrogen".
1.1 PEMEC 10 MW | H. The calculation is based on the HHV and LHV of hydrogen.
1.1 PEMEC 10 MW | I. 3% of the energy is estimated to be unrecoverable for AEC and PEMEC hydrogen plants.
1.1 PEMEC 10 MW | J. 50 °C (expected to increase to 70°C, by 2024).
1.1 PEMEC 10 MW | K. Based on internal projects and references performed at Ramboll including FEED projects and estimations from clients and from suppliers.
1.1 PEMEC 10 MW | L. Values have been rounded to nearest 500.
1.1 PEMEC 10 MW | M. It is estimated internally at Ramboll that construction for 1 MW and 10 MW H2 plants will take 0.75-1 year, 100 MW H2 plants will take 1.5-2 years, and 1 GW H2 plants will take >3 years. This estimate includes large electrical components and the plant itself.
1.1 PEMEC 10 MW | N. Investment costs for 100 MW of all technologies are based on public CAPEX estimates for 2030 and 2050. 2020 projects at Ramboll have then been used to find the progression by size.
1.1 PEMEC 10 MW | O. Values have been rounded to nearest 25.
1.1 PEMEC 10 MW | P. To analyze the cost breakdown of a hydrogen plant, the electrolyzer unit and the Balance of the Plant (BOP) are considered as outlined in Figure 1.3.1. Additionally, various other cost factors that are essential for the plant commissioning are taken into account, such as civil work, installati...
1.1 PEMEC 10 MW | Q. For each of the component costs, an approximate percentage of projects of similar size has been used to multiply with the specific investment.
1.1 PEMEC 10 MW | R. For H2 plants sized 1 MW and 10 MW, estimated cost ratio of equipment to installation is 95:5, and for H2 plants sized 100 MW and 1 GW, the estimated cost ratio of equipment to installation is 90:10.
1.1 PEMEC 10 MW | S. Stack replacement costs are not included.
1.1 PEMEC 10 MW | T. The price of the input streams (water and electric energy), has not been estimated.
1.1 PEMEC 10 MW | U. The values are based on public sources. Approaching 2050 yields is a higher margin of uncertainty.
1.1 PEMEC 10 MW | V. The operational flexibility of a system is often determined by its cold start-up time, which represents the most time-consuming step and serves as a crucial distinguishing factor between different technologies.
1.1 PEMEC 10 MW | W. The provided degradation rate of the electrolyser stack is an average value. However, it is important to note that this rate is also influenced by the operation profile, such as the frequency of start/stop operations.
1.1 PEMEC 10 MW | X. The size of the electrolyser unit is determined based on a multistack configuration, using benchmarking data sourced from Ramboll. For example, the assumptions for 10 MW electrolysis for PEMEC, AEC and SOEC were 2 x 5 MW stacks inside one container, 2 x 2.5 MW stacks inside one container, need...
1.1 PEMEC 10 MW | Y. The plant footprint includes the installation of electrolyser units, each with their respective rectifiers. A safety distance of 5 m is maintained between each unit, and a designated laydown area is provided for maintenance operations. BOP is also included in the total footprint value.
1.1 PEMEC 10 MW | Z. Weight of stack is assuming wet conditions, where the contrarily to dry conditions, the weight of the electrolyte contributes to the total stack weight.
1.1 PEMEC 10 MW | Z. Weight of stack is assuming wet conditions, where the contrarily to dry conditions, the weight of the electrolyte contributes to the total stack weight.
1.1 PEMEC 10 MW | Z. Weight of stack is assuming wet conditions, where the contrarily to dry conditions, the weight of the electrolyte contributes to the total stack weight.
1.1 PEMEC 100 MW | A. For the unit regarding "day" a 100% load factor is assumed here (Where the system is operated at nominal capacity all 24 hours of the day). In operation the daily full load hours may vary and should therefore be adjusted for.
1.1 PEMEC 100 MW | B. Maximum hydrogen output per day, assuming 24 hours of full load operation in a day.
1.1 PEMEC 100 MW | C. The values were derived from multiple sources. 2025 and 2040 were calculated using linear regression based on the data provided in the mentioned references, encompassing the years 2020, 2030, and 2050.
1.1 PEMEC 100 MW | D. Upper and lower values are based on the average of the standard deviations found in the relevant data as shown in note C. Standard deviations for specific investments follow expected values from typical pre-FEED projects (20%).
1.1 PEMEC 100 MW | E. Based on reference [3], the energy consumption of the entire system (including both stack and balance of plant components) is estimated.
1.1 PEMEC 100 MW | F. Efficiency for AEC and PEMEC is calculated based on the electricity consumption of the stack and BOP level, and assuming the LHV of hydrogen. In the case of SOEC, energy supply for steam production is also included.
1.1 PEMEC 100 MW | G. The HHV electrolyser efficiency can be calculated as the sum of the rows: "ΔE from HHV to LHV" and "Hydrogen".
1.1 PEMEC 100 MW | H. The calculation is based on the HHV and LHV of hydrogen.
1.1 PEMEC 100 MW | I. 3% of the energy is estimated to be unrecoverable for AEC and PEMEC hydrogen plants.
1.1 PEMEC 100 MW | J. 50 °C (expected to increase to 70°C, by 2024).
1.1 PEMEC 100 MW | K. Based on internal projects and references performed at Ramboll including FEED projects and estimations from clients and from suppliers.
1.1 PEMEC 100 MW | L. Values have been rounded to nearest 500.
1.1 PEMEC 100 MW | M. It is estimated internally at Ramboll that construction for 1 MW and 10 MW H2 plants will take 0.75-1 year, 100 MW H2 plants will take 1.5-2 years, and 1 GW H2 plants will take >3 years. This estimate includes large electrical components and the plant itself.
1.1 PEMEC 100 MW | N. Investment costs for 100 MW of all technologies are based on public CAPEX estimates for 2030 and 2050. 2020 projects at Ramboll have then been used to find the progression by size.
1.1 PEMEC 100 MW | O. Values have been rounded to nearest 25.
1.1 PEMEC 100 MW | P. To analyze the cost breakdown of a hydrogen plant, the electrolyzer unit and the Balance of the Plant (BOP) are considered as outlined in Figure 1.3.1. Additionally, various other cost factors that are essential for the plant commissioning are taken into account, such as civil work, installati...
1.1 PEMEC 100 MW | Q. For each of the component costs, an approximate percentage of projects of similar size has been used to multiply with the specific investment.
1.1 PEMEC 100 MW | R. For H2 plants sized 1 MW and 10 MW, estimated cost ratio of equipment to installation is 95:5, and for H2 plants sized 100 MW and 1 GW, the estimated cost ratio of equipment to installation is 90:10.
1.1 PEMEC 100 MW | S. Stack replacement costs are not included.
1.1 PEMEC 100 MW | T. The price of the input streams (water and electric energy), has not been estimated.
1.1 PEMEC 100 MW | U. The values are based on public sources. Approaching 2050 yields is a higher margin of uncertainty.
1.1 PEMEC 100 MW | V. The operational flexibility of a system is often determined by its cold start-up time, which represents the most time-consuming step and serves as a crucial distinguishing factor between different technologies.
1.1 PEMEC 100 MW | W. The provided degradation rate of the electrolyser stack is an average value. However, it is important to note that this rate is also influenced by the operation profile, such as the frequency of start/stop operations.
1.1 PEMEC 100 MW | X. The size of the electrolyser unit is determined based on a multistack configuration, using benchmarking data sourced from Ramboll. For example, the assumptions for 10 MW electrolysis for PEMEC, AEC and SOEC were 2 x 5 MW stacks inside one container, 2 x 2.5 MW stacks inside one container, need...
1.1 PEMEC 100 MW | Y. The plant footprint includes the installation of electrolyser units, each with their respective rectifiers. A safety distance of 5 m is maintained between each unit, and a designated laydown area is provided for maintenance operations. BOP is also included in the total footprint value.
1.1 PEMEC 100 MW | Z. Weight of stack is assuming wet conditions, where the contrarily to dry conditions, the weight of the electrolyte contributes to the total stack weight.
1.1 PEMEC 100 MW | Z. Weight of stack is assuming wet conditions, where the contrarily to dry conditions, the weight of the electrolyte contributes to the total stack weight.
1.1 PEMEC 100 MW | Z. Weight of stack is assuming wet conditions, where the contrarily to dry conditions, the weight of the electrolyte contributes to the total stack weight.
1.1 PEMEC 1 GW | A. For the unit regarding "day" a 100% load factor is assumed here (Where the system is operated at nominal capacity all 24 hours of the day). In operation the daily full load hours may vary and should therefore be adjusted for.
1.1 PEMEC 1 GW | B. Maximum hydrogen output per day, assuming 24 hours of full load operation in a day.
1.1 PEMEC 1 GW | C. The values were derived from multiple sources. 2025 and 2040 were calculated using linear regression based on the data provided in the mentioned references, encompassing the years 2020, 2030, and 2050.
1.1 PEMEC 1 GW | D. Upper and lower values are based on the average of the standard deviations found in the relevant data as shown in note C. Standard deviations for specific investments follow expected values from typical pre-FEED projects (20%).
1.1 PEMEC 1 GW | E. Based on reference [3], the energy consumption of the entire system (including both stack and balance of plant components) is estimated.
1.1 PEMEC 1 GW | F. Efficiency for AEC and PEMEC is calculated based on the electricity consumption of the stack and BOP level, and assuming the LHV of hydrogen. In the case of SOEC, energy supply for steam production is also included.
1.1 PEMEC 1 GW | G. The HHV electrolyser efficiency can be calculated as the sum of the rows: "ΔE from HHV to LHV" and "Hydrogen".
1.1 PEMEC 1 GW | H. The calculation is based on the HHV and LHV of hydrogen.
1.1 PEMEC 1 GW | I. 3% of the energy is estimated to be unrecoverable for AEC and PEMEC hydrogen plants.
1.1 PEMEC 1 GW | J. 50 °C (expected to increase to 70°C, by 2024).
1.1 PEMEC 1 GW | K. Based on internal projects and references performed at Ramboll including FEED projects and estimations from clients and from suppliers.
1.1 PEMEC 1 GW | L. Values have been rounded to nearest 500.
1.1 PEMEC 1 GW | M. It is estimated internally at Ramboll that construction for 1 MW and 10 MW H2 plants will take 0.75-1 year, 100 MW H2 plants will take 1.5-2 years, and 1 GW H2 plants will take >3 years. This estimate includes large electrical components and the plant itself.
1.1 PEMEC 1 GW | N. Investment costs for 100 MW of all technologies are based on public CAPEX estimates for 2030 and 2050. 2020 projects at Ramboll have then been used to find the progression by size.
1.1 PEMEC 1 GW | O. Values have been rounded to nearest 25.
1.1 PEMEC 1 GW | P. To analyze the cost breakdown of a hydrogen plant, the electrolyzer unit and the Balance of the Plant (BOP) are considered as outlined in Figure 1.3.1. Additionally, various other cost factors that are essential for the plant commissioning are taken into account, such as civil work, installati...
1.1 PEMEC 1 GW | Q. For each of the component costs, an approximate percentage of projects of similar size has been used to multiply with the specific investment.
1.1 PEMEC 1 GW | R. For H2 plants sized 1 MW and 10 MW, estimated cost ratio of equipment to installation is 95:5, and for H2 plants sized 100 MW and 1 GW, the estimated cost ratio of equipment to installation is 90:10.
1.1 PEMEC 1 GW | S. Stack replacement costs are not included.
1.1 PEMEC 1 GW | T. The price of the input streams (water and electric energy), has not been estimated.
1.1 PEMEC 1 GW | U. The values are based on public sources. Approaching 2050 yields is a higher margin of uncertainty.
1.1 PEMEC 1 GW | V. The operational flexibility of a system is often determined by its cold start-up time, which represents the most time-consuming step and serves as a crucial distinguishing factor between different technologies.
1.1 PEMEC 1 GW | W. The provided degradation rate of the electrolyser stack is an average value. However, it is important to note that this rate is also influenced by the operation profile, such as the frequency of start/stop operations.
1.1 PEMEC 1 GW | X. The size of the electrolyser unit is determined based on a multistack configuration, using benchmarking data sourced from Ramboll. For example, the assumptions for 10 MW electrolysis for PEMEC, AEC and SOEC were 2 x 5 MW stacks inside one container, 2 x 2.5 MW stacks inside one container, need...
1.1 PEMEC 1 GW | Y. The plant footprint includes the installation of electrolyser units, each with their respective rectifiers. A safety distance of 5 m is maintained between each unit, and a designated laydown area is provided for maintenance operations. BOP is also included in the total footprint value.
1.1 PEMEC 1 GW | Z. Weight of stack is assuming wet conditions, where the contrarily to dry conditions, the weight of the electrolyte contributes to the total stack weight.
1.1 PEMEC 1 GW | Z. Weight of stack is assuming wet conditions, where the contrarily to dry conditions, the weight of the electrolyte contributes to the total stack weight.
1.1 PEMEC 1 GW | Z. Weight of stack is assuming wet conditions, where the contrarily to dry conditions, the weight of the electrolyte contributes to the total stack weight.
1.1 SOEC 1 MW | A. For the unit regarding "day" a 100% load factor is assumed here (Where the system is operated at nominal capacity all 24 hours of the day). In operation the daily full load hours may vary and should therefore be adjusted for.
1.1 SOEC 1 MW | B. Maximum hydrogen output per day, assuming 24 hours of full load operation in a day.
1.1 SOEC 1 MW | C. The values were derived from multiple sources. 2025 and 2040 were calculated using linear regression based on the data provided in the mentioned references, encompassing the years 2020, 2030, and 2050.
1.1 SOEC 1 MW | D. Upper and lower values are based on the average of the standard deviations found in the relevant data as shown in note C. Standard deviations for specific investments follow expected values from typical pre-FEED projects (20%).
1.1 SOEC 1 MW | E. Based on reference [3], the energy consumption of the entire system (including both stack and balance of plant components) is estimated.
1.1 SOEC 1 MW | F. Efficiency for AEC and PEMEC is calculated based on the electricity consumption of the stack and BOP level, and assuming the LHV of hydrogen. In the case of SOEC, energy supply for steam production is also included.
1.1 SOEC 1 MW | G. The HHV electrolyser efficiency can be calculated as the sum of the rows: "ΔE from HHV to LHV" and "Hydrogen".
1.1 SOEC 1 MW | H. The calculation is based on the HHV and LHV of hydrogen.
1.1 SOEC 1 MW | I. 3% of the energy is estimated to be unrecoverable for AEC and PEMEC hydrogen plants.
1.1 SOEC 1 MW | J. 50 °C (expected to increase to 70°C, by 2024).
1.1 SOEC 1 MW | K. Based on internal projects and references performed at Ramboll including FEED projects and estimations from clients and from suppliers.
1.1 SOEC 1 MW | L. Values have been rounded to nearest 500.
1.1 SOEC 1 MW | M. It is estimated internally at Ramboll that construction for 1 MW and 10 MW H2 plants will take 0.75-1 year, 100 MW H2 plants will take 1.5-2 years, and 1 GW H2 plants will take >3 years. This estimate includes large electrical components and the plant itself.
1.1 SOEC 1 MW | N. Investment costs for 100 MW of all technologies are based on public CAPEX estimates for 2030 and 2050. 2020 projects at Ramboll have then been used to find the progression by size.
1.1 SOEC 1 MW | O. Values have been rounded to nearest 25.
1.1 SOEC 1 MW | P. To analyze the cost breakdown of a hydrogen plant, the electrolyzer unit and the Balance of the Plant (BOP) are considered as outlined in Figure 1.3.1. Additionally, various other cost factors that are essential for the plant commissioning are taken into account, such as civil work, installati...
1.1 SOEC 1 MW | Q. For each of the component costs, an approximate percentage of projects of similar size has been used to multiply with the specific investment.
1.1 SOEC 1 MW | R. For H2 plants sized 1 MW and 10 MW, estimated cost ratio of equipment to installation is 95:5, and for H2 plants sized 100 MW and 1 GW, the estimated cost ratio of equipment to installation is 90:10.
1.1 SOEC 1 MW | S. Stack replacement costs are not included.
1.1 SOEC 1 MW | T. The price of the input streams (water and electric energy), has not been estimated.
1.1 SOEC 1 MW | U. The values are based on public sources. Approaching 2050 yields is a higher margin of uncertainty.
1.1 SOEC 1 MW | V. The operational flexibility of a system is often determined by its cold start-up time, which represents the most time-consuming step and serves as a crucial distinguishing factor between different technologies.
1.1 SOEC 1 MW | W. The provided degradation rate of the electrolyser stack is an average value. However, it is important to note that this rate is also influenced by the operation profile, such as the frequency of start/stop operations.
1.1 SOEC 1 MW | X. The size of the electrolyser unit is determined based on a multistack configuration, using benchmarking data sourced from Ramboll. For example, the assumptions for 10 MW electrolysis for PEMEC, AEC and SOEC were 2 x 5 MW stacks inside one container, 2 x 2.5 MW stacks inside one container, need...
1.1 SOEC 1 MW | Y. The plant footprint includes the installation of electrolyser units, each with their respective rectifiers. A safety distance of 5 m is maintained between each unit, and a designated laydown area is provided for maintenance operations. BOP is also included in the total footprint value.
1.1 SOEC 1 MW | Z. Weight of stack is assuming wet conditions, where the contrarily to dry conditions, the weight of the electrolyte contributes to the total stack weight.
1.1 SOEC 1 MW | Z. Weight of stack is assuming wet conditions, where the contrarily to dry conditions, the weight of the electrolyte contributes to the total stack weight.
1.1 SOEC 1 MW | Z. Weight of stack is assuming wet conditions, where the contrarily to dry conditions, the weight of the electrolyte contributes to the total stack weight.
1.1 SOEC 1 MW | Z. Weight of stack is assuming wet conditions, where the contrarily to dry conditions, the weight of the electrolyte contributes to the total stack weight.
1.1 SOEC 10 MW | A. For the unit regarding "day" a 100% load factor is assumed here (Where the system is operated at nominal capacity all 24 hours of the day). In operation the daily full load hours may vary and should therefore be adjusted for.
1.1 SOEC 10 MW | B. Maximum hydrogen output per day, assuming 24 hours of full load operation in a day.
1.1 SOEC 10 MW | C. The values were derived from multiple sources. 2025 and 2040 were calculated using linear regression based on the data provided in the mentioned references, encompassing the years 2020, 2030, and 2050.
1.1 SOEC 10 MW | D. Upper and lower values are based on the average of the standard deviations found in the relevant data as shown in note C. Standard deviations for specific investments follow expected values from typical pre-FEED projects (20%).
1.1 SOEC 10 MW | E. Based on reference [3], the energy consumption of the entire system (including both stack and balance of plant components) is estimated.
1.1 SOEC 10 MW | F. Efficiency for AEC and PEMEC is calculated based on the electricity consumption of the stack and BOP level, and assuming the LHV of hydrogen. In the case of SOEC, energy supply for steam production is also included.
1.1 SOEC 10 MW | G. The HHV electrolyser efficiency can be calculated as the sum of the rows: "ΔE from HHV to LHV" and "Hydrogen".
1.1 SOEC 10 MW | H. The calculation is based on the HHV and LHV of hydrogen.
1.1 SOEC 10 MW | I. 3% of the energy is estimated to be unrecoverable for AEC and PEMEC hydrogen plants.
1.1 SOEC 10 MW | J. 50 °C (expected to increase to 70°C, by 2024).
1.1 SOEC 10 MW | K. Based on internal projects and references performed at Ramboll including FEED projects and estimations from clients and from suppliers.
1.1 SOEC 10 MW | L. Values have been rounded to nearest 500.
1.1 SOEC 10 MW | M. It is estimated internally at Ramboll that construction for 1 MW and 10 MW H2 plants will take 0.75-1 year, 100 MW H2 plants will take 1.5-2 years, and 1 GW H2 plants will take >3 years. This estimate includes large electrical components and the plant itself.
1.1 SOEC 10 MW | N. Investment costs for 100 MW of all technologies are based on public CAPEX estimates for 2030 and 2050. 2020 projects at Ramboll have then been used to find the progression by size.
1.1 SOEC 10 MW | O. Values have been rounded to nearest 25.
1.1 SOEC 10 MW | P. To analyze the cost breakdown of a hydrogen plant, the electrolyzer unit and the Balance of the Plant (BOP) are considered as outlined in Figure 1.3.1. Additionally, various other cost factors that are essential for the plant commissioning are taken into account, such as civil work, installati...
1.1 SOEC 10 MW | Q. For each of the component costs, an approximate percentage of projects of similar size has been used to multiply with the specific investment.
1.1 SOEC 10 MW | R. For H2 plants sized 1 MW and 10 MW, estimated cost ratio of equipment to installation is 95:5, and for H2 plants sized 100 MW and 1 GW, the estimated cost ratio of equipment to installation is 90:10.
1.1 SOEC 10 MW | S. Stack replacement costs are not included.
1.1 SOEC 10 MW | T. The price of the input streams (water and electric energy), has not been estimated.
1.1 SOEC 10 MW | U. The values are based on public sources. Approaching 2050 yields is a higher margin of uncertainty.
1.1 SOEC 10 MW | V. The operational flexibility of a system is often determined by its cold start-up time, which represents the most time-consuming step and serves as a crucial distinguishing factor between different technologies.
1.1 SOEC 10 MW | W. The provided degradation rate of the electrolyser stack is an average value. However, it is important to note that this rate is also influenced by the operation profile, such as the frequency of start/stop operations.
1.1 SOEC 10 MW | X. The size of the electrolyser unit is determined based on a multistack configuration, using benchmarking data sourced from Ramboll. For example, the assumptions for 10 MW electrolysis for PEMEC, AEC and SOEC were 2 x 5 MW stacks inside one container, 2 x 2.5 MW stacks inside one container, need...
1.1 SOEC 10 MW | Y. The plant footprint includes the installation of electrolyser units, each with their respective rectifiers. A safety distance of 5 m is maintained between each unit, and a designated laydown area is provided for maintenance operations. BOP is also included in the total footprint value.
1.1 SOEC 10 MW | Z. Weight of stack is assuming wet conditions, where the contrarily to dry conditions, the weight of the electrolyte contributes to the total stack weight.
1.1 SOEC 10 MW | Z. Weight of stack is assuming wet conditions, where the contrarily to dry conditions, the weight of the electrolyte contributes to the total stack weight.
1.1 SOEC 10 MW | Z. Weight of stack is assuming wet conditions, where the contrarily to dry conditions, the weight of the electrolyte contributes to the total stack weight.
1.1 SOEC 10 MW | Z. Weight of stack is assuming wet conditions, where the contrarily to dry conditions, the weight of the electrolyte contributes to the total stack weight.
1.1 SOEC 100 MW | A. For the unit regarding "day" a 100% load factor is assumed here (Where the system is operated at nominal capacity all 24 hours of the day). In operation the daily full load hours may vary and should therefore be adjusted for.
1.1 SOEC 100 MW | B. Maximum hydrogen output per day, assuming 24 hours of full load operation in a day.
1.1 SOEC 100 MW | C. The values were derived from multiple sources. 2025 and 2040 were calculated using linear regression based on the data provided in the mentioned references, encompassing the years 2020, 2030, and 2050.
1.1 SOEC 100 MW | D. Upper and lower values are based on the average of the standard deviations found in the relevant data as shown in note C. Standard deviations for specific investments follow expected values from typical pre-FEED projects (20%).
1.1 SOEC 100 MW | E. Based on reference [3], the energy consumption of the entire system (including both stack and balance of plant components) is estimated.
1.1 SOEC 100 MW | F. Efficiency for AEC and PEMEC is calculated based on the electricity consumption of the stack and BOP level, and assuming the LHV of hydrogen. In the case of SOEC, energy supply for steam production is also included.
1.1 SOEC 100 MW | G. The HHV electrolyser efficiency can be calculated as the sum of the rows: "ΔE from HHV to LHV" and "Hydrogen".
1.1 SOEC 100 MW | H. The calculation is based on the HHV and LHV of hydrogen.
1.1 SOEC 100 MW | I. 3% of the energy is estimated to be unrecoverable for AEC and PEMEC hydrogen plants.
1.1 SOEC 100 MW | J. 50 °C (expected to increase to 70°C, by 2024).
1.1 SOEC 100 MW | K. Based on internal projects and references performed at Ramboll including FEED projects and estimations from clients and from suppliers.
1.1 SOEC 100 MW | L. Values have been rounded to nearest 500.
1.1 SOEC 100 MW | M. It is estimated internally at Ramboll that construction for 1 MW and 10 MW H2 plants will take 0.75-1 year, 100 MW H2 plants will take 1.5-2 years, and 1 GW H2 plants will take >3 years. This estimate includes large electrical components and the plant itself.
1.1 SOEC 100 MW | N. Investment costs for 100 MW of all technologies are based on public CAPEX estimates for 2030 and 2050. 2020 projects at Ramboll have then been used to find the progression by size.
1.1 SOEC 100 MW | O. Values have been rounded to nearest 25.
1.1 SOEC 100 MW | P. To analyze the cost breakdown of a hydrogen plant, the electrolyzer unit and the Balance of the Plant (BOP) are considered as outlined in Figure 1.3.1. Additionally, various other cost factors that are essential for the plant commissioning are taken into account, such as civil work, installati...
1.1 SOEC 100 MW | Q. For each of the component costs, an approximate percentage of projects of similar size has been used to multiply with the specific investment.
1.1 SOEC 100 MW | R. For H2 plants sized 1 MW and 10 MW, estimated cost ratio of equipment to installation is 95:5, and for H2 plants sized 100 MW and 1 GW, the estimated cost ratio of equipment to installation is 90:10.
1.1 SOEC 100 MW | S. Stack replacement costs are not included.
1.1 SOEC 100 MW | T. The price of the input streams (water and electric energy), has not been estimated.
1.1 SOEC 100 MW | U. The values are based on public sources. Approaching 2050 yields is a higher margin of uncertainty.
1.1 SOEC 100 MW | V. The operational flexibility of a system is often determined by its cold start-up time, which represents the most time-consuming step and serves as a crucial distinguishing factor between different technologies.
1.1 SOEC 100 MW | W. The provided degradation rate of the electrolyser stack is an average value. However, it is important to note that this rate is also influenced by the operation profile, such as the frequency of start/stop operations.
1.1 SOEC 100 MW | X. The size of the electrolyser unit is determined based on a multistack configuration, using benchmarking data sourced from Ramboll. For example, the assumptions for 10 MW electrolysis for PEMEC, AEC and SOEC were 2 x 5 MW stacks inside one container, 2 x 2.5 MW stacks inside one container, need...
1.1 SOEC 100 MW | Y. The plant footprint includes the installation of electrolyser units, each with their respective rectifiers. A safety distance of 5 m is maintained between each unit, and a designated laydown area is provided for maintenance operations. BOP is also included in the total footprint value.
1.1 SOEC 100 MW | Z. Weight of stack is assuming wet conditions, where the contrarily to dry conditions, the weight of the electrolyte contributes to the total stack weight.
1.1 SOEC 100 MW | Z. Weight of stack is assuming wet conditions, where the contrarily to dry conditions, the weight of the electrolyte contributes to the total stack weight.
1.1 SOEC 100 MW | Z. Weight of stack is assuming wet conditions, where the contrarily to dry conditions, the weight of the electrolyte contributes to the total stack weight.
1.1 SOEC 100 MW | Z. Weight of stack is assuming wet conditions, where the contrarily to dry conditions, the weight of the electrolyte contributes to the total stack weight.
2.1 Biogas, Basic plant, small | A. In the uncertainty caluculations, the capacity varies with +/- 10%. This is the biogas plant size for which it is assessed the data can be representative with a similar feedstock input
2.1 Biogas, Basic plant, small | B. The biogas input is based on table 5 in the qualitative description, also inserted in datasheet.
2.1 Biogas, Basic plant, small | C. The uncertainty calculations varies the demand with +/- 25%
2.1 Biogas, Basic plant, small | D. The uncertainty calculations varies the demand with +/- 15%
2.1 Biogas, Basic plant, small | E. The uncertainty calculation varies the lifetime of the plant by 5 years
2.1 Biogas, Basic plant, small | F. The uncertainty calculation varies the construction time of the plant by 1 year
2.1 Biogas, Basic plant, small | G. The forecasted prices are based on a learning curve of 10%, this is further elaborated upon in the qualitative description
2.1 Biogas, Basic plant, small | H. Due to curret supply bottlenecks it is assumed that the price will not develop towards 2025.
2.1 Biogas, Basic plant, small | I. For uncertainty calculations for 2025 the prices varies by 15%
2.1 Biogas, Basic plant, small | J. For uncertainty calculations for 2050 the learning curve for the forecast of prices in 2050 is tested with a 5% learning curve and a 15% learning curve.
2.1 Biogas, Basic plant, small | K. Equipment is estimated to consitute 80% of the total investment while installation constitute 20%
2.1 Biogas, Basic plant, small | L. All costs are without costs for biomass and transport
2.1 Biogas, Basic plant, small | M. HRT=Hydraulic Retention Time. The HRT is between 60 and 100 days in newer Danish plants, depending on the biomass input and the plant’s technical specifications
2.1 Biogas, Basic plant, small | N. DS%=dry solid content in feedstock. It should be noted, that the DM % of the input biomass is higher than the DM % in the reactor due to degradation of part of the DM input.The biogas plants should be operated with a DS content of a max of 13-14% in the reactor.
2.1 Biogas, Basic plant, small | O. Production costs are calculated to be planned in 2020 and put into operation in 2022. In bare-field plants, everything is established simultaneously. Production costs are calculated in 2020 prices, and without interest rate for financing.
2.1 Biogas, Basic plant, small | P. Electricity prices in these calculation = 0.06 €/kWh
2.1 Biogas, Basic plant, small | Q. Estimated based construction time for similar plants [e.g. SBS Kliplev]
2.1 Biogas, Basic plant, small | R. The gas output pr feedstock is estimated by The Danish Energy Agency [ stated in table 4 ]
2.1 Biogas, Basic plant, small | R. The gas output pr feedstock is estimated by The Danish Energy Agency [ stated in table 4 ]
2.1 Biogas, Basic plant, small | J. 50 °C (expected to increase to 70°C, by 2024).
2.1 Biogas, Basic plant, small | K. Based on internal projects and references performed at Ramboll including FEED projects and estimations from clients and from suppliers.
2.1 Biogas, Basic plant, small | L. Values have been rounded to nearest 500.
2.1 Biogas, Basic plant, small | M. It is estimated internally at Ramboll that construction for 1 MW and 10 MW H2 plants will take 0.75-1 year, 100 MW H2 plants will take 1.5-2 years, and 1 GW H2 plants will take >3 years. This estimate includes large electrical components and the plant itself.
2.1 Biogas, Basic plant, small | N. Investment costs for 100 MW of all technologies are based on public CAPEX estimates for 2030 and 2050. 2020 projects at Ramboll have then been used to find the progression by size.
2.1 Biogas, Basic plant, small | O. Values have been rounded to nearest 25.
2.1 Biogas, Basic plant, small | P. To analyze the cost breakdown of a hydrogen plant, the electrolyzer unit and the Balance of the Plant (BOP) are considered as outlined in Figure 1.3.1. Additionally, various other cost factors that are essential for the plant commissioning are taken into account, such as civil work, installati...
2.1 Biogas, Basic plant, small | Q. For each of the component costs, an approximate percentage of projects of similar size has been used to multiply with the specific investment.
2.1 Biogas, Basic plant, small | R. For H2 plants sized 1 MW and 10 MW, estimated cost ratio of equipment to installation is 95:5, and for H2 plants sized 100 MW and 1 GW, the estimated cost ratio of equipment to installation is 90:10.
2.1 Biogas, Basic plant, small | S. Stack replacement costs are not included.
2.1 Biogas, Basic plant, small | T. The price of the input streams (water and electric energy), has not been estimated.
2.1 Biogas, Basic plant, small | U. The values are based on public sources. Approaching 2050 yields is a higher margin of uncertainty.
2.1 Biogas, Basic plant, small | V. The operational flexibility of a system is often determined by its cold start-up time, which represents the most time-consuming step and serves as a crucial distinguishing factor between different technologies.
2.1 Biogas, Basic plant, small | W. The provided degradation rate of the electrolyser stack is an average value. However, it is important to note that this rate is also influenced by the operation profile, such as the frequency of start/stop operations.
2.1 Biogas, Basic plant, small | X. The size of the electrolyser unit is determined based on a multistack configuration, using benchmarking data sourced from Ramboll. For example, the assumptions for 10 MW electrolysis for PEMEC, AEC and SOEC were 2 x 5 MW stacks inside one container, 2 x 2.5 MW stacks inside one container, need...
2.1 Biogas, Basic plant, small | Y. The plant footprint includes the installation of electrolyser units, each with their respective rectifiers. A safety distance of 5 m is maintained between each unit, and a designated laydown area is provided for maintenance operations. BOP is also included in the total footprint value.
2.1 Biogas, Basic plant, small | Z. Weight of stack is assuming wet conditions, where the contrarily to dry conditions, the weight of the electrolyte contributes to the total stack weight.
2.1 Biogas, Basic plant, small | Z. Weight of stack is assuming wet conditions, where the contrarily to dry conditions, the weight of the electrolyte contributes to the total stack weight.
2.1 Biogas, Basic plant, small | Z. Weight of stack is assuming wet conditions, where the contrarily to dry conditions, the weight of the electrolyte contributes to the total stack weight.
2.1 Biogas, Basic plant, small | Z. Weight of stack is assuming wet conditions, where the contrarily to dry conditions, the weight of the electrolyte contributes to the total stack weight.
2.1 Biogas, Basic plant, large | A. In the uncertainty caluculations, the capacity varies with +/- 10%. This is the biogas plant size for which it is assessed the data can be representative with a similar feedstock input
2.1 Biogas, Basic plant, large | B. The biogas input is based on table 5 in the qualitative description, also inserted in datasheet.
2.1 Biogas, Basic plant, large | C. The uncertainty calculations varies the demand with +/- 25%
2.1 Biogas, Basic plant, large | D. The uncertainty calculations varies the demand with +/- 15%
2.1 Biogas, Basic plant, large | E. The uncertainty calculation varies the lifetime of the plant by 5 years
2.1 Biogas, Basic plant, large | F. The uncertainty calculation varies the construction time of the plant by 1 year
2.1 Biogas, Basic plant, large | G. The forecasted prices are based on a learning curve of 10%, this is further elaborated upon in the qualitative description
2.1 Biogas, Basic plant, large | H. Due to curret supply bottlenecks it is assumed that the price will not develop towards 2025.
2.1 Biogas, Basic plant, large | I. For uncertainty calculations for 2025 the prices varies by 15%
2.1 Biogas, Basic plant, large | J. For uncertainty calculations for 2050 the learning curve for the forecast of prices in 2050 is tested with a 5% learning curve and a 15% learning curve.
2.1 Biogas, Basic plant, large | K. Equipment is estimated to consitute 80% of the total investment while installation constitute 20%
2.1 Biogas, Basic plant, large | L. All costs are without costs for biomass and transport
2.1 Biogas, Basic plant, large | M. HRT=Hydraulic Retention Time. The HRT is between 60 and 100 days in newer Danish plants, depending on the biomass input and the plant’s technical specifications
2.1 Biogas, Basic plant, large | N. DS%=dry solid content in feedstock. It should be noted, that the DM % of the input biomass is higher than the DM % in the reactor due to degradation of part of the DM input.The biogas plants should be operated with a DS content of a max of 13-14% in the reactor.
2.1 Biogas, Basic plant, large | O. Production costs are calculated to be planned in 2020 and put into operation in 2022. In bare-field plants, everything is established simultaneously. Production costs are calculated in 2020 prices.
2.1 Biogas, Basic plant, large | P. Electricity prices in these calculation = 0.06 €/kWh
2.1 Biogas, Basic plant, large | Q. Estimated based construction time for similar plants [e.g. SBS Kliplev]
2.1 Biogas, Basic plant, large | R. The gas output pr feedstock is estimated by The Danish Energy Agency [Stated in table 4 ]
2.1 Biogas, Basic plant, large | R. The gas output pr feedstock is estimated by The Danish Energy Agency [Stated in table 4 ]
2.1 Biogas, Basic plant, large | J. 50 °C (expected to increase to 70°C, by 2024).
2.1 Biogas, Basic plant, large | K. Based on internal projects and references performed at Ramboll including FEED projects and estimations from clients and from suppliers.
2.1 Biogas, Basic plant, large | L. Values have been rounded to nearest 500.
2.1 Biogas, Basic plant, large | M. It is estimated internally at Ramboll that construction for 1 MW and 10 MW H2 plants will take 0.75-1 year, 100 MW H2 plants will take 1.5-2 years, and 1 GW H2 plants will take >3 years. This estimate includes large electrical components and the plant itself.
2.1 Biogas, Basic plant, large | N. Investment costs for 100 MW of all technologies are based on public CAPEX estimates for 2030 and 2050. 2020 projects at Ramboll have then been used to find the progression by size.
2.1 Biogas, Basic plant, large | O. Values have been rounded to nearest 25.
2.1 Biogas, Basic plant, large | P. To analyze the cost breakdown of a hydrogen plant, the electrolyzer unit and the Balance of the Plant (BOP) are considered as outlined in Figure 1.3.1. Additionally, various other cost factors that are essential for the plant commissioning are taken into account, such as civil work, installati...
2.1 Biogas, Basic plant, large | Q. For each of the component costs, an approximate percentage of projects of similar size has been used to multiply with the specific investment.
2.1 Biogas, Basic plant, large | R. For H2 plants sized 1 MW and 10 MW, estimated cost ratio of equipment to installation is 95:5, and for H2 plants sized 100 MW and 1 GW, the estimated cost ratio of equipment to installation is 90:10.
2.1 Biogas, Basic plant, large | S. Stack replacement costs are not included.
2.1 Biogas, Basic plant, large | T. The price of the input streams (water and electric energy), has not been estimated.
2.1 Biogas, Basic plant, large | U. The values are based on public sources. Approaching 2050 yields is a higher margin of uncertainty.
2.1 Biogas, Basic plant, large | V. The operational flexibility of a system is often determined by its cold start-up time, which represents the most time-consuming step and serves as a crucial distinguishing factor between different technologies.
2.1 Biogas, Basic plant, large | W. The provided degradation rate of the electrolyser stack is an average value. However, it is important to note that this rate is also influenced by the operation profile, such as the frequency of start/stop operations.
2.1 Biogas, Basic plant, large | X. The size of the electrolyser unit is determined based on a multistack configuration, using benchmarking data sourced from Ramboll. For example, the assumptions for 10 MW electrolysis for PEMEC, AEC and SOEC were 2 x 5 MW stacks inside one container, 2 x 2.5 MW stacks inside one container, need...
2.1 Biogas, Basic plant, large | Y. The plant footprint includes the installation of electrolyser units, each with their respective rectifiers. A safety distance of 5 m is maintained between each unit, and a designated laydown area is provided for maintenance operations. BOP is also included in the total footprint value.
2.1 Biogas, Basic plant, large | Z. Weight of stack is assuming wet conditions, where the contrarily to dry conditions, the weight of the electrolyte contributes to the total stack weight.
2.1 Biogas, Basic plant, large | Z. Weight of stack is assuming wet conditions, where the contrarily to dry conditions, the weight of the electrolyte contributes to the total stack weight.
2.1 Biogas, Basic plant, large | Z. Weight of stack is assuming wet conditions, where the contrarily to dry conditions, the weight of the electrolyte contributes to the total stack weight.
2.1 Biogas, Basic plant, large | Z. Weight of stack is assuming wet conditions, where the contrarily to dry conditions, the weight of the electrolyte contributes to the total stack weight.
2.1 Biogas, Scen. A, small | A. In the uncertainty caluculations, the capacity varies with +/- 10%. This is the biogas plant size for which it is assessed the data can be representative with a similar feedstock input
2.1 Biogas, Scen. A, small | B. The biogas input is based on table 6 in the qualitative description, also inserted in datasheet.
2.1 Biogas, Scen. A, small | C. The uncertainty calculations varies the demand with +/- 25%
2.1 Biogas, Scen. A, small | D. The uncertainty calculations varies the demand with +/- 15%
2.1 Biogas, Scen. A, small | E. The uncertainty calculation varies the lifetime of the plant by 5 years
2.1 Biogas, Scen. A, small | F. The uncertainty calculation varies the construction time of the plant by 1 year
2.1 Biogas, Scen. A, small | G. The forecasted prices are based on a learning curve of 10%, this is further elaborated upon in the qualitative description
2.1 Biogas, Scen. A, small | H. Due to curret supply bottlenecks it is assumed that the price will not develop towards 2025.
2.1 Biogas, Scen. A, small | I. For uncertainty calculations for 2025 the prices varies by 15%
2.1 Biogas, Scen. A, small | J. For uncertainty calculations for 2050 the learning curve for the forecast of prices in 2050 is tested with a 5% learning curve and a 15% learning curve.
2.1 Biogas, Scen. A, small | K. Equipment is estimated to consitute 80% of the total investment while installation constitute 20%
2.1 Biogas, Scen. A, small | L. All costs are without costs for biomass and transport
2.1 Biogas, Scen. A, small | M. HRT=Hydraulic Retention Time. The HRT is between 60 and 100 days in newer Danish plants, depending on the biomass input and the plant’s technical specifications
2.1 Biogas, Scen. A, small | N. DS%=dry solid content in feedstock. It should be noted, that the DM % of the input biomass is higher than the DM % in the reactor due to degradation of part of the DM input.The biogas plants should be operated with a DS content of a max of 13-14% in the reactor.
2.1 Biogas, Scen. A, small | O. Production costs are calculated to be planned in 2020 and put into operation in 2022. In bare-field plants, everything is established simultaneously. Production costs are calculated in 2020 prices.
2.1 Biogas, Scen. A, small | P. Electricity prices in these calculation = 0.06 €/kWh
2.1 Biogas, Scen. A, small | Q. Estimated based construction time for similar plants (e.g. SBS Kliplev)
2.1 Biogas, Scen. A, small | R. The gas output pr feedstock is estimated by The Danish Energy Agency ( stated in table 4 )
2.1 Biogas, Scen. A, small | R. The gas output pr feedstock is estimated by The Danish Energy Agency ( stated in table 4 )
2.1 Biogas, Scen. A, small | J. 50 °C (expected to increase to 70°C, by 2024).
2.1 Biogas, Scen. A, small | K. Based on internal projects and references performed at Ramboll including FEED projects and estimations from clients and from suppliers.
2.1 Biogas, Scen. A, small | L. Values have been rounded to nearest 500.
2.1 Biogas, Scen. A, small | M. It is estimated internally at Ramboll that construction for 1 MW and 10 MW H2 plants will take 0.75-1 year, 100 MW H2 plants will take 1.5-2 years, and 1 GW H2 plants will take >3 years. This estimate includes large electrical components and the plant itself.
2.1 Biogas, Scen. A, small | N. Investment costs for 100 MW of all technologies are based on public CAPEX estimates for 2030 and 2050. 2020 projects at Ramboll have then been used to find the progression by size.
2.1 Biogas, Scen. A, small | O. Values have been rounded to nearest 25.
2.1 Biogas, Scen. A, small | P. To analyze the cost breakdown of a hydrogen plant, the electrolyzer unit and the Balance of the Plant (BOP) are considered as outlined in Figure 1.3.1. Additionally, various other cost factors that are essential for the plant commissioning are taken into account, such as civil work, installati...
2.1 Biogas, Scen. A, small | Q. For each of the component costs, an approximate percentage of projects of similar size has been used to multiply with the specific investment.
2.1 Biogas, Scen. A, small | R. For H2 plants sized 1 MW and 10 MW, estimated cost ratio of equipment to installation is 95:5, and for H2 plants sized 100 MW and 1 GW, the estimated cost ratio of equipment to installation is 90:10.
2.1 Biogas, Scen. A, small | S. Stack replacement costs are not included.
2.1 Biogas, Scen. A, small | T. The price of the input streams (water and electric energy), has not been estimated.
2.1 Biogas, Scen. A, small | U. The values are based on public sources. Approaching 2050 yields is a higher margin of uncertainty.
2.1 Biogas, Scen. A, small | V. The operational flexibility of a system is often determined by its cold start-up time, which represents the most time-consuming step and serves as a crucial distinguishing factor between different technologies.
2.1 Biogas, Scen. A, small | W. The provided degradation rate of the electrolyser stack is an average value. However, it is important to note that this rate is also influenced by the operation profile, such as the frequency of start/stop operations.
2.1 Biogas, Scen. A, small | X. The size of the electrolyser unit is determined based on a multistack configuration, using benchmarking data sourced from Ramboll. For example, the assumptions for 10 MW electrolysis for PEMEC, AEC and SOEC were 2 x 5 MW stacks inside one container, 2 x 2.5 MW stacks inside one container, need...
2.1 Biogas, Scen. A, small | Y. The plant footprint includes the installation of electrolyser units, each with their respective rectifiers. A safety distance of 5 m is maintained between each unit, and a designated laydown area is provided for maintenance operations. BOP is also included in the total footprint value.
2.1 Biogas, Scen. A, small | Z. Weight of stack is assuming wet conditions, where the contrarily to dry conditions, the weight of the electrolyte contributes to the total stack weight.
2.1 Biogas, Scen. A, small | Z. Weight of stack is assuming wet conditions, where the contrarily to dry conditions, the weight of the electrolyte contributes to the total stack weight.
2.1 Biogas, Scen. A, small | Z. Weight of stack is assuming wet conditions, where the contrarily to dry conditions, the weight of the electrolyte contributes to the total stack weight.
2.1 Biogas, Scen. A, small | Z. Weight of stack is assuming wet conditions, where the contrarily to dry conditions, the weight of the electrolyte contributes to the total stack weight.
2.1 Biogas, Scen. A, large | A. In the uncertainty caluculations, the capacity varies with +/- 10%. This is the biogas plant size for which it is assessed the data can be representative with a similar feedstock input
2.1 Biogas, Scen. A, large | B. The biogas input is based on table 6 in the qualitative description, also inserted in datasheet.
2.1 Biogas, Scen. A, large | C. The uncertainty calculations varies the demand with +/- 25%
2.1 Biogas, Scen. A, large | D. The uncertainty calculations varies the demand with +/- 15%
2.1 Biogas, Scen. A, large | E. The uncertainty calculation varies the lifetime of the plant by 5 years
2.1 Biogas, Scen. A, large | F. The uncertainty calculation varies the construction time of the plant by 1 year
2.1 Biogas, Scen. A, large | G. The forecasted prices are based on a learning curve of 10%, this is further elaborated upon in the qualitative description
2.1 Biogas, Scen. A, large | H. Due to curret supply bottlenecks it is assumed that the price will not develop towards 2025.
2.1 Biogas, Scen. A, large | I. For uncertainty calculations for 2025 the prices varies by 15%
2.1 Biogas, Scen. A, large | J. For uncertainty calculations for 2050 the learning curve for the forecast of prices in 2050 is tested with a 5% learning curve and a 15% learning curve.
2.1 Biogas, Scen. A, large | K. Equipment is estimated to consitute 80% of the total investment while installation constitute 20%
2.1 Biogas, Scen. A, large | L. All costs are without costs for biomass and transport
2.1 Biogas, Scen. A, large | M. HRT=Hydraulic Retention Time. The HRT is between 60 and 100 days in newer Danish plants, depending on the biomass input and the plant’s technical specifications
2.1 Biogas, Scen. A, large | N. DS%=dry solid content in feedstock. It should be noted, that the DM % of the input biomass is higher than the DM % in the reactor due to degradation of part of the DM input.The biogas plants should be operated with a DS content of a max of 13-14% in the reactor.
2.1 Biogas, Scen. A, large | O. Production costs are calculated to be planned in 2020 and put into operation in 2022. In bare-field plants, everything is established simultaneously. Production costs are calculated in 2020 prices.
2.1 Biogas, Scen. A, large | P. Electricity prices in these calculation = 0.06 €/kWh
2.1 Biogas, Scen. A, large | Q. Estimated based construction time for similar plants [e.g. SBS Kliplev]
2.1 Biogas, Scen. A, large | R. The gas output pr feedstock is estimated by The Danish Energy Agency [ stated in table 4 ]
2.1 Biogas, Scen. A, large | R. The gas output pr feedstock is estimated by The Danish Energy Agency [ stated in table 4 ]
2.1 Biogas, Scen. A, large | J. 50 °C (expected to increase to 70°C, by 2024).
2.1 Biogas, Scen. A, large | K. Based on internal projects and references performed at Ramboll including FEED projects and estimations from clients and from suppliers.
2.1 Biogas, Scen. A, large | L. Values have been rounded to nearest 500.
2.1 Biogas, Scen. A, large | M. It is estimated internally at Ramboll that construction for 1 MW and 10 MW H2 plants will take 0.75-1 year, 100 MW H2 plants will take 1.5-2 years, and 1 GW H2 plants will take >3 years. This estimate includes large electrical components and the plant itself.
2.1 Biogas, Scen. A, large | N. Investment costs for 100 MW of all technologies are based on public CAPEX estimates for 2030 and 2050. 2020 projects at Ramboll have then been used to find the progression by size.
2.1 Biogas, Scen. A, large | O. Values have been rounded to nearest 25.
2.1 Biogas, Scen. A, large | P. To analyze the cost breakdown of a hydrogen plant, the electrolyzer unit and the Balance of the Plant (BOP) are considered as outlined in Figure 1.3.1. Additionally, various other cost factors that are essential for the plant commissioning are taken into account, such as civil work, installati...
2.1 Biogas, Scen. A, large | Q. For each of the component costs, an approximate percentage of projects of similar size has been used to multiply with the specific investment.
2.1 Biogas, Scen. A, large | R. For H2 plants sized 1 MW and 10 MW, estimated cost ratio of equipment to installation is 95:5, and for H2 plants sized 100 MW and 1 GW, the estimated cost ratio of equipment to installation is 90:10.
2.1 Biogas, Scen. A, large | S. Stack replacement costs are not included.
2.1 Biogas, Scen. A, large | T. The price of the input streams (water and electric energy), has not been estimated.
2.1 Biogas, Scen. A, large | U. The values are based on public sources. Approaching 2050 yields is a higher margin of uncertainty.
2.1 Biogas, Scen. A, large | V. The operational flexibility of a system is often determined by its cold start-up time, which represents the most time-consuming step and serves as a crucial distinguishing factor between different technologies.
2.1 Biogas, Scen. A, large | W. The provided degradation rate of the electrolyser stack is an average value. However, it is important to note that this rate is also influenced by the operation profile, such as the frequency of start/stop operations.
2.1 Biogas, Scen. A, large | X. The size of the electrolyser unit is determined based on a multistack configuration, using benchmarking data sourced from Ramboll. For example, the assumptions for 10 MW electrolysis for PEMEC, AEC and SOEC were 2 x 5 MW stacks inside one container, 2 x 2.5 MW stacks inside one container, need...
2.1 Biogas, Scen. A, large | Y. The plant footprint includes the installation of electrolyser units, each with their respective rectifiers. A safety distance of 5 m is maintained between each unit, and a designated laydown area is provided for maintenance operations. BOP is also included in the total footprint value.
2.1 Biogas, Scen. A, large | Z. Weight of stack is assuming wet conditions, where the contrarily to dry conditions, the weight of the electrolyte contributes to the total stack weight.
2.1 Biogas, Scen. A, large | Z. Weight of stack is assuming wet conditions, where the contrarily to dry conditions, the weight of the electrolyte contributes to the total stack weight.
2.1 Biogas, Scen. A, large | Z. Weight of stack is assuming wet conditions, where the contrarily to dry conditions, the weight of the electrolyte contributes to the total stack weight.
2.1 Biogas, Scen. A, large | Z. Weight of stack is assuming wet conditions, where the contrarily to dry conditions, the weight of the electrolyte contributes to the total stack weight.
2.1 Biogas, Scen. B, small | A. In the uncertainty caluculations, the capacity varies with +/- 10%. This is the biogas plant size for which it is assessed the data can be representative with a similar feedstock input
2.1 Biogas, Scen. B, small | B. The biogas input is based on table 7 in the qualitative description, also inserted in datasheet.
2.1 Biogas, Scen. B, small | C. The uncertainty calculations varies the demand with +/- 25%
2.1 Biogas, Scen. B, small | D. The uncertainty calculations varies the demand with +/- 15%
2.1 Biogas, Scen. B, small | E. The uncertainty calculation varies the lifetime of the plant by 5 years
2.1 Biogas, Scen. B, small | F. The uncertainty calculation varies the construction time of the plant by 1 year
2.1 Biogas, Scen. B, small | G. The forecasted prices are based on a learning curve of 10%, this is further elaborated upon in the qualitative description
2.1 Biogas, Scen. B, small | H. Due to curret supply bottlenecks it is assumed that the price will not develop towards 2025.
2.1 Biogas, Scen. B, small | I. For uncertainty calculations for 2025 the prices varies by 15%
2.1 Biogas, Scen. B, small | J. For uncertainty calculations for 2050 the learning curve for the forecast of prices in 2050 is tested with a 5% learning curve and a 15% learning curve.
2.1 Biogas, Scen. B, small | K. Equipment is estimated to consitute 80% of the total investment while installation constitute 20%
2.1 Biogas, Scen. B, small | L. All costs are without costs for biomass and transport
2.1 Biogas, Scen. B, small | M. HRT=Hydraulic Retention Time. The HRT is between 60 and 100 days in newer Danish plants, depending on the biomass input and the plant’s technical specifications
2.1 Biogas, Scen. B, small | N. DS%=dry solid content in feedstock. It should be noted, that the DM % of the input biomass is higher than the DM % in the reactor due to degradation of part of the DM input.The biogas plants should be operated with a DS content of a max of 13-14% in the reactor.
2.1 Biogas, Scen. B, small | O. Production costs are calculated to be planned in 2020 and put into operation in 2022. In bare-field plants, everything is established simultaneously. Production costs are calculated in 2020 prices.
2.1 Biogas, Scen. B, small | P. Electricity prices in these calculation = 0.06 €/kWh
2.1 Biogas, Scen. B, small | Q. Estimated based construction time for similar plants (e.g. SBS Kliplev)
2.1 Biogas, Scen. B, small | R. The gas output pr feedstock is estimated by The Danish Energy Agency (stated in table 4 )
2.1 Biogas, Scen. B, small | R. The gas output pr feedstock is estimated by The Danish Energy Agency (stated in table 4 )
2.1 Biogas, Scen. B, small | J. 50 °C (expected to increase to 70°C, by 2024).
2.1 Biogas, Scen. B, small | K. Based on internal projects and references performed at Ramboll including FEED projects and estimations from clients and from suppliers.
2.1 Biogas, Scen. B, small | L. Values have been rounded to nearest 500.
2.1 Biogas, Scen. B, small | M. It is estimated internally at Ramboll that construction for 1 MW and 10 MW H2 plants will take 0.75-1 year, 100 MW H2 plants will take 1.5-2 years, and 1 GW H2 plants will take >3 years. This estimate includes large electrical components and the plant itself.
2.1 Biogas, Scen. B, small | N. Investment costs for 100 MW of all technologies are based on public CAPEX estimates for 2030 and 2050. 2020 projects at Ramboll have then been used to find the progression by size.
2.1 Biogas, Scen. B, small | O. Values have been rounded to nearest 25.
2.1 Biogas, Scen. B, small | P. To analyze the cost breakdown of a hydrogen plant, the electrolyzer unit and the Balance of the Plant (BOP) are considered as outlined in Figure 1.3.1. Additionally, various other cost factors that are essential for the plant commissioning are taken into account, such as civil work, installati...
2.1 Biogas, Scen. B, small | Q. For each of the component costs, an approximate percentage of projects of similar size has been used to multiply with the specific investment.
2.1 Biogas, Scen. B, small | R. For H2 plants sized 1 MW and 10 MW, estimated cost ratio of equipment to installation is 95:5, and for H2 plants sized 100 MW and 1 GW, the estimated cost ratio of equipment to installation is 90:10.
2.1 Biogas, Scen. B, small | S. Stack replacement costs are not included.
2.1 Biogas, Scen. B, small | T. The price of the input streams (water and electric energy), has not been estimated.
2.1 Biogas, Scen. B, small | U. The values are based on public sources. Approaching 2050 yields is a higher margin of uncertainty.
2.1 Biogas, Scen. B, small | V. The operational flexibility of a system is often determined by its cold start-up time, which represents the most time-consuming step and serves as a crucial distinguishing factor between different technologies.
2.1 Biogas, Scen. B, small | W. The provided degradation rate of the electrolyser stack is an average value. However, it is important to note that this rate is also influenced by the operation profile, such as the frequency of start/stop operations.
2.1 Biogas, Scen. B, small | X. The size of the electrolyser unit is determined based on a multistack configuration, using benchmarking data sourced from Ramboll. For example, the assumptions for 10 MW electrolysis for PEMEC, AEC and SOEC were 2 x 5 MW stacks inside one container, 2 x 2.5 MW stacks inside one container, need...
2.1 Biogas, Scen. B, small | Y. The plant footprint includes the installation of electrolyser units, each with their respective rectifiers. A safety distance of 5 m is maintained between each unit, and a designated laydown area is provided for maintenance operations. BOP is also included in the total footprint value.
2.1 Biogas, Scen. B, small | Z. Weight of stack is assuming wet conditions, where the contrarily to dry conditions, the weight of the electrolyte contributes to the total stack weight.
2.1 Biogas, Scen. B, small | Z. Weight of stack is assuming wet conditions, where the contrarily to dry conditions, the weight of the electrolyte contributes to the total stack weight.
2.1 Biogas, Scen. B, small | Z. Weight of stack is assuming wet conditions, where the contrarily to dry conditions, the weight of the electrolyte contributes to the total stack weight.
2.1 Biogas, Scen. B, small | Z. Weight of stack is assuming wet conditions, where the contrarily to dry conditions, the weight of the electrolyte contributes to the total stack weight.
2.1 Biogas, Scen. B, large | A. In the uncertainty caluculations, the capacity varies with +/- 10%. This is the biogas plant size for which it is assessed the data can be representative with a similar feedstock input
2.1 Biogas, Scen. B, large | B. The biogas input is based on table 7 in the qualitative description, also inserted in datasheet.
2.1 Biogas, Scen. B, large | C. The uncertainty calculations varies the demand with +/- 25%
2.1 Biogas, Scen. B, large | D. The uncertainty calculations varies the demand with +/- 15%
2.1 Biogas, Scen. B, large | E. The uncertainty calculation varies the lifetime of the plant by 5 years
2.1 Biogas, Scen. B, large | F. The uncertainty calculation varies the construction time of the plant by 1 year
2.1 Biogas, Scen. B, large | G. The forecasted prices are based on a learning curve of 10%, this is further elaborated upon in the qualitative description
2.1 Biogas, Scen. B, large | H. Due to curret supply bottlenecks it is assumed that the price will not develop towards 2025.
2.1 Biogas, Scen. B, large | I. For uncertainty calculations for 2025 the prices varies by 15%
2.1 Biogas, Scen. B, large | J. For uncertainty calculations for 2050 the learning curve for the forecast of prices in 2050 is tested with a 5% learning curve and a 15% learning curve.
2.1 Biogas, Scen. B, large | K. Equipment is estimated to consitute 80% of the total investment while installation constitute 20%
2.1 Biogas, Scen. B, large | L. All costs are without costs for biomass and transport
2.1 Biogas, Scen. B, large | M. HRT=Hydraulic Retention Time. The HRT is between 60 and 100 days in newer Danish plants, depending on the biomass input and the plant’s technical specifications
2.1 Biogas, Scen. B, large | N. DS%=dry solid content in feedstock. It should be noted, that the DM % of the input biomass is higher than the DM % in the reactor due to degradation of part of the DM input.The biogas plants should be operated with a DS content of a max of 13-14% in the reactor.
2.1 Biogas, Scen. B, large | O. Production costs are calculated to be planned in 2020 and put into operation in 2022. In bare-field plants, everything is established simultaneously. Production costs are calculated in 2020 prices.
2.1 Biogas, Scen. B, large | P. Electricity prices in these calculation = 0.06 €/kWh
2.1 Biogas, Scen. B, large | Q. Estimated based construction time for similar plants [e.g. SBS Kliplev]
2.1 Biogas, Scen. B, large | R. The gas output pr feedstock is estimated by The Danish Energy Agency [stated in table 4 ]
2.1 Biogas, Scen. B, large | R. The gas output pr feedstock is estimated by The Danish Energy Agency [stated in table 4 ]
2.1 Biogas, Scen. B, large | J. 50 °C (expected to increase to 70°C, by 2024).
2.1 Biogas, Scen. B, large | K. Based on internal projects and references performed at Ramboll including FEED projects and estimations from clients and from suppliers.
2.1 Biogas, Scen. B, large | L. Values have been rounded to nearest 500.
2.1 Biogas, Scen. B, large | M. It is estimated internally at Ramboll that construction for 1 MW and 10 MW H2 plants will take 0.75-1 year, 100 MW H2 plants will take 1.5-2 years, and 1 GW H2 plants will take >3 years. This estimate includes large electrical components and the plant itself.
2.1 Biogas, Scen. B, large | N. Investment costs for 100 MW of all technologies are based on public CAPEX estimates for 2030 and 2050. 2020 projects at Ramboll have then been used to find the progression by size.
2.1 Biogas, Scen. B, large | O. Values have been rounded to nearest 25.
2.1 Biogas, Scen. B, large | P. To analyze the cost breakdown of a hydrogen plant, the electrolyzer unit and the Balance of the Plant (BOP) are considered as outlined in Figure 1.3.1. Additionally, various other cost factors that are essential for the plant commissioning are taken into account, such as civil work, installati...
2.1 Biogas, Scen. B, large | Q. For each of the component costs, an approximate percentage of projects of similar size has been used to multiply with the specific investment.
2.1 Biogas, Scen. B, large | R. For H2 plants sized 1 MW and 10 MW, estimated cost ratio of equipment to installation is 95:5, and for H2 plants sized 100 MW and 1 GW, the estimated cost ratio of equipment to installation is 90:10.
2.1 Biogas, Scen. B, large | S. Stack replacement costs are not included.
2.1 Biogas, Scen. B, large | T. The price of the input streams (water and electric energy), has not been estimated.
2.1 Biogas, Scen. B, large | U. The values are based on public sources. Approaching 2050 yields is a higher margin of uncertainty.
2.1 Biogas, Scen. B, large | V. The operational flexibility of a system is often determined by its cold start-up time, which represents the most time-consuming step and serves as a crucial distinguishing factor between different technologies.
2.1 Biogas, Scen. B, large | W. The provided degradation rate of the electrolyser stack is an average value. However, it is important to note that this rate is also influenced by the operation profile, such as the frequency of start/stop operations.
2.1 Biogas, Scen. B, large | X. The size of the electrolyser unit is determined based on a multistack configuration, using benchmarking data sourced from Ramboll. For example, the assumptions for 10 MW electrolysis for PEMEC, AEC and SOEC were 2 x 5 MW stacks inside one container, 2 x 2.5 MW stacks inside one container, need...
2.1 Biogas, Scen. B, large | Y. The plant footprint includes the installation of electrolyser units, each with their respective rectifiers. A safety distance of 5 m is maintained between each unit, and a designated laydown area is provided for maintenance operations. BOP is also included in the total footprint value.
2.1 Biogas, Scen. B, large | Z. Weight of stack is assuming wet conditions, where the contrarily to dry conditions, the weight of the electrolyte contributes to the total stack weight.
2.1 Biogas, Scen. B, large | Z. Weight of stack is assuming wet conditions, where the contrarily to dry conditions, the weight of the electrolyte contributes to the total stack weight.
2.1 Biogas, Scen. B, large | Z. Weight of stack is assuming wet conditions, where the contrarily to dry conditions, the weight of the electrolyte contributes to the total stack weight.
2.1 Biogas, Scen. B, large | Z. Weight of stack is assuming wet conditions, where the contrarily to dry conditions, the weight of the electrolyte contributes to the total stack weight.
2.2 Gasif. Fixed Bed, Producer | 5. BioSynergi, telefonkontakt Henrik Houman
2.2 Gasif. Fixed Bed, Producer | A. The stated capacity is the upper range, down scaling is possible.
2.2 Gasif. Fixed Bed, Producer | B. With flue gas condensation, considering lower heating value of biomass fuel.
2.2 Gasif. Fixed Bed, Producer | C. Producer gas primarily consists of the components N2, H2, CO, CO2, CH4, and water. Calorific value 5 - 6 MJ/Nm3. For some references ([3], [4]) the electric efficincy has been used to calculate gasifier efficiencies, assuming an engine efficiency of 42%.
2.2 Gasif. Fixed Bed, Producer | D. Fixed bed gasifiers are usually integrated with an internal combustion gas engine gen-set. Sources are for total project including gas engine and the engine part has been deducted at 1.33 M€/Mwe and 42% efficiency.\nIt is assumed that the accumulated production capacity will increase by 40 % b...
2.2 Gasif. Fixed Bed, Producer | E. The values in [9] have been used (sh. 85) but adjusted to keep overall yearly O&M costs at 3% of investment
2.2 Gasif. Fixed Bed, Producer | F. The values in [9] have been used. Variable O&M for a Staged down draft gasifier (sh. 85) have been subtracted O&M of a gas engine (sh. 06).
2.2 Gasif. Fixed Bed, Producer | G. Efficiencies are expected to improve gradually from presently demonstrated levels, to cold gas efficiencies of 85% in 2050. It is assumed that a total efficiency of 90% can be obtained in 2050.
2.2 Gasif. Fixed Bed, Producer | A. In the uncertainty caluculations, the capacity varies with +/- 10%. This is the biogas plant size for which it is assessed the data can be representative with a similar feedstock input
2.2 Gasif. Fixed Bed, Producer | B. The biogas input is based on table 7 in the qualitative description, also inserted in datasheet.
2.2 Gasif. Fixed Bed, Producer | C. The uncertainty calculations varies the demand with +/- 25%
2.2 Gasif. Fixed Bed, Producer | D. The uncertainty calculations varies the demand with +/- 15%
2.2 Gasif. Fixed Bed, Producer | E. The uncertainty calculation varies the lifetime of the plant by 5 years
2.2 Gasif. Fixed Bed, Producer | F. The uncertainty calculation varies the construction time of the plant by 1 year
2.2 Gasif. Fixed Bed, Producer | G. The forecasted prices are based on a learning curve of 10%, this is further elaborated upon in the qualitative description
2.2 Gasif. Fixed Bed, Producer | H. Due to curret supply bottlenecks it is assumed that the price will not develop towards 2025.
2.2 Gasif. Fixed Bed, Producer | I. For uncertainty calculations for 2025 the prices varies by 15%
2.2 Gasif. Fixed Bed, Producer | J. For uncertainty calculations for 2050 the learning curve for the forecast of prices in 2050 is tested with a 5% learning curve and a 15% learning curve.
2.2 Gasif. Fixed Bed, Producer | K. Equipment is estimated to consitute 80% of the total investment while installation constitute 20%
2.2 Gasif. Fixed Bed, Producer | L. All costs are without costs for biomass and transport
2.2 Gasif. Fixed Bed, Producer | M. HRT=Hydraulic Retention Time. The HRT is between 60 and 100 days in newer Danish plants, depending on the biomass input and the plant’s technical specifications
2.2 Gasif. Fixed Bed, Producer | N. DS%=dry solid content in feedstock. It should be noted, that the DM % of the input biomass is higher than the DM % in the reactor due to degradation of part of the DM input.The biogas plants should be operated with a DS content of a max of 13-14% in the reactor.
2.2 Gasif. Fixed Bed, Producer | O. Production costs are calculated to be planned in 2020 and put into operation in 2022. In bare-field plants, everything is established simultaneously. Production costs are calculated in 2020 prices.
2.2 Gasif. Fixed Bed, Producer | P. Electricity prices in these calculation = 0.06 €/kWh
2.2 Gasif. Fixed Bed, Producer | Q. Estimated based construction time for similar plants (e.g. SBS Kliplev)
2.2 Gasif. Fixed Bed, Producer | R. The gas output pr feedstock is estimated by The Danish Energy Agency (stated in table 4 )
2.2 Gasif. Fixed Bed, Producer | R. The gas output pr feedstock is estimated by The Danish Energy Agency (stated in table 4 )
2.2 Gasif. Fixed Bed, Producer | J. 50 °C (expected to increase to 70°C, by 2024).
2.2 Gasif. Fixed Bed, Producer | K. Based on internal projects and references performed at Ramboll including FEED projects and estimations from clients and from suppliers.
2.2 Gasif. Fixed Bed, Producer | L. Values have been rounded to nearest 500.
2.2 Gasif. Fixed Bed, Producer | M. It is estimated internally at Ramboll that construction for 1 MW and 10 MW H2 plants will take 0.75-1 year, 100 MW H2 plants will take 1.5-2 years, and 1 GW H2 plants will take >3 years. This estimate includes large electrical components and the plant itself.
2.2 Gasif. Fixed Bed, Producer | N. Investment costs for 100 MW of all technologies are based on public CAPEX estimates for 2030 and 2050. 2020 projects at Ramboll have then been used to find the progression by size.
2.2 Gasif. Fixed Bed, Producer | O. Values have been rounded to nearest 25.
2.2 Gasif. Fixed Bed, Producer | P. To analyze the cost breakdown of a hydrogen plant, the electrolyzer unit and the Balance of the Plant (BOP) are considered as outlined in Figure 1.3.1. Additionally, various other cost factors that are essential for the plant commissioning are taken into account, such as civil work, installati...
2.2 Gasif. Fixed Bed, Producer | Q. For each of the component costs, an approximate percentage of projects of similar size has been used to multiply with the specific investment.
2.2 Gasif. Fixed Bed, Producer | R. For H2 plants sized 1 MW and 10 MW, estimated cost ratio of equipment to installation is 95:5, and for H2 plants sized 100 MW and 1 GW, the estimated cost ratio of equipment to installation is 90:10.
2.2 Gasif. Fixed Bed, Producer | S. Stack replacement costs are not included.
2.2 Gasif. Fixed Bed, Producer | T. The price of the input streams (water and electric energy), has not been estimated.
2.2 Gasif. Fixed Bed, Producer | U. The values are based on public sources. Approaching 2050 yields is a higher margin of uncertainty.
2.2 Gasif. Fixed Bed, Producer | V. The operational flexibility of a system is often determined by its cold start-up time, which represents the most time-consuming step and serves as a crucial distinguishing factor between different technologies.
2.2 Gasif. Fixed Bed, Producer | W. The provided degradation rate of the electrolyser stack is an average value. However, it is important to note that this rate is also influenced by the operation profile, such as the frequency of start/stop operations.
2.2 Gasif. Fixed Bed, Producer | X. The size of the electrolyser unit is determined based on a multistack configuration, using benchmarking data sourced from Ramboll. For example, the assumptions for 10 MW electrolysis for PEMEC, AEC and SOEC were 2 x 5 MW stacks inside one container, 2 x 2.5 MW stacks inside one container, need...
2.2 Gasif. Fixed Bed, Producer | Y. The plant footprint includes the installation of electrolyser units, each with their respective rectifiers. A safety distance of 5 m is maintained between each unit, and a designated laydown area is provided for maintenance operations. BOP is also included in the total footprint value.
2.2 Gasif. Fixed Bed, Producer | Z. Weight of stack is assuming wet conditions, where the contrarily to dry conditions, the weight of the electrolyte contributes to the total stack weight.
2.2 Gasif. Fixed Bed, Producer | Z. Weight of stack is assuming wet conditions, where the contrarily to dry conditions, the weight of the electrolyte contributes to the total stack weight.
2.2 Gasif. Fixed Bed, Producer | Z. Weight of stack is assuming wet conditions, where the contrarily to dry conditions, the weight of the electrolyte contributes to the total stack weight.
2.2 Gasif. Fixed Bed, Producer | Z. Weight of stack is assuming wet conditions, where the contrarily to dry conditions, the weight of the electrolyte contributes to the total stack weight.
3.2 Fast Pyrolysis Wood | A. In the uncertainty caluculations, the capacity varies with +/- 10%. This is the biogas plant size for which it is assessed the data can be representative with a similar feedstock input
3.2 Fast Pyrolysis Wood | B. The biogas input is based on table 7 in the qualitative description, also inserted in datasheet.
3.2 Fast Pyrolysis Wood | C. The uncertainty calculations varies the demand with +/- 25%
3.2 Fast Pyrolysis Wood | D. The uncertainty calculations varies the demand with +/- 15%
3.2 Fast Pyrolysis Wood | E. The uncertainty calculation varies the lifetime of the plant by 5 years
3.2 Fast Pyrolysis Wood | F. The uncertainty calculation varies the construction time of the plant by 1 year
3.2 Fast Pyrolysis Wood | G. The forecasted prices are based on a learning curve of 10%, this is further elaborated upon in the qualitative description
3.2 Fast Pyrolysis Wood | H. Due to curret supply bottlenecks it is assumed that the price will not develop towards 2025.
3.2 Fast Pyrolysis Wood | I. For uncertainty calculations for 2025 the prices varies by 15%
3.2 Fast Pyrolysis Wood | J. For uncertainty calculations for 2050 the learning curve for the forecast of prices in 2050 is tested with a 5% learning curve and a 15% learning curve.
3.2 Fast Pyrolysis Wood | K. Equipment is estimated to consitute 80% of the total investment while installation constitute 20%
3.2 Fast Pyrolysis Wood | L. All costs are without costs for biomass and transport
3.2 Fast Pyrolysis Wood | M. HRT=Hydraulic Retention Time. The HRT is between 60 and 100 days in newer Danish plants, depending on the biomass input and the plant’s technical specifications
3.2 Fast Pyrolysis Wood | N. DS%=dry solid content in feedstock. It should be noted, that the DM % of the input biomass is higher than the DM % in the reactor due to degradation of part of the DM input.The biogas plants should be operated with a DS content of a max of 13-14% in the reactor.
3.2 Fast Pyrolysis Wood | O. Production costs are calculated to be planned in 2020 and put into operation in 2022. In bare-field plants, everything is established simultaneously. Production costs are calculated in 2020 prices.
3.2 Fast Pyrolysis Wood | P. Electricity prices in these calculation = 0.06 €/kWh
3.2 Fast Pyrolysis Wood | Q. Estimated based construction time for similar plants [e.g. SBS Kliplev]
3.2 Fast Pyrolysis Wood | R. The gas output pr feedstock is estimated by The Danish Energy Agency [stated in table 4 ]
3.2 Fast Pyrolysis Wood | R. The gas output pr feedstock is estimated by The Danish Energy Agency [stated in table 4 ]
3.2 Fast Pyrolysis Wood | J. 50 °C (expected to increase to 70°C, by 2024).
3.2 Fast Pyrolysis Wood | K. Based on internal projects and references performed at Ramboll including FEED projects and estimations from clients and from suppliers.
3.2 Fast Pyrolysis Wood | L. Values have been rounded to nearest 500.
3.2 Fast Pyrolysis Wood | M. It is estimated internally at Ramboll that construction for 1 MW and 10 MW H2 plants will take 0.75-1 year, 100 MW H2 plants will take 1.5-2 years, and 1 GW H2 plants will take >3 years. This estimate includes large electrical components and the plant itself.
3.2 Fast Pyrolysis Wood | N. Investment costs for 100 MW of all technologies are based on public CAPEX estimates for 2030 and 2050. 2020 projects at Ramboll have then been used to find the progression by size.
3.2 Fast Pyrolysis Wood | O. Values have been rounded to nearest 25.
3.2 Fast Pyrolysis Wood | P. To analyze the cost breakdown of a hydrogen plant, the electrolyzer unit and the Balance of the Plant (BOP) are considered as outlined in Figure 1.3.1. Additionally, various other cost factors that are essential for the plant commissioning are taken into account, such as civil work, installati...
3.2 Fast Pyrolysis Wood | Q. For each of the component costs, an approximate percentage of projects of similar size has been used to multiply with the specific investment.
3.2 Fast Pyrolysis Wood | R. For H2 plants sized 1 MW and 10 MW, estimated cost ratio of equipment to installation is 95:5, and for H2 plants sized 100 MW and 1 GW, the estimated cost ratio of equipment to installation is 90:10.
3.2 Fast Pyrolysis Wood | S. Stack replacement costs are not included.
3.2 Fast Pyrolysis Wood | T. The price of the input streams (water and electric energy), has not been estimated.
3.2 Fast Pyrolysis Wood | U. The values are based on public sources. Approaching 2050 yields is a higher margin of uncertainty.
3.2 Fast Pyrolysis Wood | V. The operational flexibility of a system is often determined by its cold start-up time, which represents the most time-consuming step and serves as a crucial distinguishing factor between different technologies.
3.2 Fast Pyrolysis Wood | W. The provided degradation rate of the electrolyser stack is an average value. However, it is important to note that this rate is also influenced by the operation profile, such as the frequency of start/stop operations.
3.2 Fast Pyrolysis Wood | X. The size of the electrolyser unit is determined based on a multistack configuration, using benchmarking data sourced from Ramboll. For example, the assumptions for 10 MW electrolysis for PEMEC, AEC and SOEC were 2 x 5 MW stacks inside one container, 2 x 2.5 MW stacks inside one container, need...
3.2 Fast Pyrolysis Wood | Y. The plant footprint includes the installation of electrolyser units, each with their respective rectifiers. A safety distance of 5 m is maintained between each unit, and a designated laydown area is provided for maintenance operations. BOP is also included in the total footprint value.
3.2 Fast Pyrolysis Wood | Z. Weight of stack is assuming wet conditions, where the contrarily to dry conditions, the weight of the electrolyte contributes to the total stack weight.
3.2 Fast Pyrolysis Wood | Z. Weight of stack is assuming wet conditions, where the contrarily to dry conditions, the weight of the electrolyte contributes to the total stack weight.
3.2 Fast Pyrolysis Wood | Z. Weight of stack is assuming wet conditions, where the contrarily to dry conditions, the weight of the electrolyte contributes to the total stack weight.
3.2 Fast Pyrolysis Wood | Z. Weight of stack is assuming wet conditions, where the contrarily to dry conditions, the weight of the electrolyte contributes to the total stack weight.
3.2 Fast Pyrolysis Straw | A. The stated capacity is the upper range, down scaling is possible.
3.2 Fast Pyrolysis Straw | B. With flue gas condensation, considering lower heating value of biomass fuel.
3.2 Fast Pyrolysis Straw | C. Producer gas primarily consists of the components N2, H2, CO, CO2, CH4, and water. Calorific value 5 - 6 MJ/Nm3. For some references ([3], [4]) the electric efficincy has been used to calculate gasifier efficiencies, assuming an engine efficiency of 42%.
3.2 Fast Pyrolysis Straw | D. Fixed bed gasifiers are usually integrated with an internal combustion gas engine gen-set. Sources are for total project including gas engine and the engine part has been deducted at 1.33 M€/Mwe and 42% efficiency.\nIt is assumed that the accumulated production capacity will increase by 40 % b...
3.2 Fast Pyrolysis Straw | E. The values in [9] have been used (sh. 85) but adjusted to keep overall yearly O&M costs at 3% of investment
3.2 Fast Pyrolysis Straw | F. The values in [9] have been used. Variable O&M for a Staged down draft gasifier (sh. 85) have been subtracted O&M of a gas engine (sh. 06).
3.2 Fast Pyrolysis Straw | G. Efficiencies are expected to improve gradually from presently demonstrated levels, to cold gas efficiencies of 85% in 2050. It is assumed that a total efficiency of 90% can be obtained in 2050.
3.2 Fast Pyrolysis Straw | A. In the uncertainty caluculations, the capacity varies with +/- 10%. This is the biogas plant size for which it is assessed the data can be representative with a similar feedstock input
3.2 Fast Pyrolysis Straw | B. The biogas input is based on table 7 in the qualitative description, also inserted in datasheet.
3.2 Fast Pyrolysis Straw | C. The uncertainty calculations varies the demand with +/- 25%
3.2 Fast Pyrolysis Straw | D. The uncertainty calculations varies the demand with +/- 15%
3.2 Fast Pyrolysis Straw | E. The uncertainty calculation varies the lifetime of the plant by 5 years
3.2 Fast Pyrolysis Straw | F. The uncertainty calculation varies the construction time of the plant by 1 year
3.2 Fast Pyrolysis Straw | G. The forecasted prices are based on a learning curve of 10%, this is further elaborated upon in the qualitative description
3.2 Fast Pyrolysis Straw | H. Due to curret supply bottlenecks it is assumed that the price will not develop towards 2025.
3.2 Fast Pyrolysis Straw | I. For uncertainty calculations for 2025 the prices varies by 15%
3.2 Fast Pyrolysis Straw | J. For uncertainty calculations for 2050 the learning curve for the forecast of prices in 2050 is tested with a 5% learning curve and a 15% learning curve.
3.2 Fast Pyrolysis Straw | K. Equipment is estimated to consitute 80% of the total investment while installation constitute 20%
3.2 Fast Pyrolysis Straw | L. All costs are without costs for biomass and transport
3.2 Fast Pyrolysis Straw | M. HRT=Hydraulic Retention Time. The HRT is between 60 and 100 days in newer Danish plants, depending on the biomass input and the plant’s technical specifications
3.2 Fast Pyrolysis Straw | N. DS%=dry solid content in feedstock. It should be noted, that the DM % of the input biomass is higher than the DM % in the reactor due to degradation of part of the DM input.The biogas plants should be operated with a DS content of a max of 13-14% in the reactor.
3.2 Fast Pyrolysis Straw | O. Production costs are calculated to be planned in 2020 and put into operation in 2022. In bare-field plants, everything is established simultaneously. Production costs are calculated in 2020 prices.
3.2 Fast Pyrolysis Straw | P. Electricity prices in these calculation = 0.06 €/kWh
3.2 Fast Pyrolysis Straw | Q. Estimated based construction time for similar plants (e.g. SBS Kliplev)
3.2 Fast Pyrolysis Straw | R. The gas output pr feedstock is estimated by The Danish Energy Agency (stated in table 4 )
3.2 Fast Pyrolysis Straw | R. The gas output pr feedstock is estimated by The Danish Energy Agency (stated in table 4 )
3.2 Fast Pyrolysis Straw | J. 50 °C (expected to increase to 70°C, by 2024).
3.2 Fast Pyrolysis Straw | K. Based on internal projects and references performed at Ramboll including FEED projects and estimations from clients and from suppliers.
3.2 Fast Pyrolysis Straw | L. Values have been rounded to nearest 500.
3.2 Fast Pyrolysis Straw | M. It is estimated internally at Ramboll that construction for 1 MW and 10 MW H2 plants will take 0.75-1 year, 100 MW H2 plants will take 1.5-2 years, and 1 GW H2 plants will take >3 years. This estimate includes large electrical components and the plant itself.
3.2 Fast Pyrolysis Straw | N. Investment costs for 100 MW of all technologies are based on public CAPEX estimates for 2030 and 2050. 2020 projects at Ramboll have then been used to find the progression by size.
3.2 Fast Pyrolysis Straw | O. Values have been rounded to nearest 25.
3.2 Fast Pyrolysis Straw | P. To analyze the cost breakdown of a hydrogen plant, the electrolyzer unit and the Balance of the Plant (BOP) are considered as outlined in Figure 1.3.1. Additionally, various other cost factors that are essential for the plant commissioning are taken into account, such as civil work, installati...
3.2 Fast Pyrolysis Straw | Q. For each of the component costs, an approximate percentage of projects of similar size has been used to multiply with the specific investment.
3.2 Fast Pyrolysis Straw | R. For H2 plants sized 1 MW and 10 MW, estimated cost ratio of equipment to installation is 95:5, and for H2 plants sized 100 MW and 1 GW, the estimated cost ratio of equipment to installation is 90:10.
3.2 Fast Pyrolysis Straw | S. Stack replacement costs are not included.
3.2 Fast Pyrolysis Straw | T. The price of the input streams (water and electric energy), has not been estimated.
3.2 Fast Pyrolysis Straw | U. The values are based on public sources. Approaching 2050 yields is a higher margin of uncertainty.
3.2 Fast Pyrolysis Straw | V. The operational flexibility of a system is often determined by its cold start-up time, which represents the most time-consuming step and serves as a crucial distinguishing factor between different technologies.
3.2 Fast Pyrolysis Straw | W. The provided degradation rate of the electrolyser stack is an average value. However, it is important to note that this rate is also influenced by the operation profile, such as the frequency of start/stop operations.
3.2 Fast Pyrolysis Straw | X. The size of the electrolyser unit is determined based on a multistack configuration, using benchmarking data sourced from Ramboll. For example, the assumptions for 10 MW electrolysis for PEMEC, AEC and SOEC were 2 x 5 MW stacks inside one container, 2 x 2.5 MW stacks inside one container, need...
3.2 Fast Pyrolysis Straw | Y. The plant footprint includes the installation of electrolyser units, each with their respective rectifiers. A safety distance of 5 m is maintained between each unit, and a designated laydown area is provided for maintenance operations. BOP is also included in the total footprint value.
3.2 Fast Pyrolysis Straw | Z. Weight of stack is assuming wet conditions, where the contrarily to dry conditions, the weight of the electrolyte contributes to the total stack weight.
3.2 Fast Pyrolysis Straw | Z. Weight of stack is assuming wet conditions, where the contrarily to dry conditions, the weight of the electrolyte contributes to the total stack weight.
3.2 Fast Pyrolysis Straw | Z. Weight of stack is assuming wet conditions, where the contrarily to dry conditions, the weight of the electrolyte contributes to the total stack weight.
3.2 Fast Pyrolysis Straw | Z. Weight of stack is assuming wet conditions, where the contrarily to dry conditions, the weight of the electrolyte contributes to the total stack weight.
3.2 Catalytic Pyrolysis Wood | A. In the uncertainty caluculations, the capacity varies with +/- 10%. This is the biogas plant size for which it is assessed the data can be representative with a similar feedstock input
3.2 Catalytic Pyrolysis Wood | B. The biogas input is based on table 7 in the qualitative description, also inserted in datasheet.
3.2 Catalytic Pyrolysis Wood | C. The uncertainty calculations varies the demand with +/- 25%
3.2 Catalytic Pyrolysis Wood | D. The uncertainty calculations varies the demand with +/- 15%
3.2 Catalytic Pyrolysis Wood | E. The uncertainty calculation varies the lifetime of the plant by 5 years
3.2 Catalytic Pyrolysis Wood | F. The uncertainty calculation varies the construction time of the plant by 1 year
3.2 Catalytic Pyrolysis Wood | G. The forecasted prices are based on a learning curve of 10%, this is further elaborated upon in the qualitative description
3.2 Catalytic Pyrolysis Wood | H. Due to curret supply bottlenecks it is assumed that the price will not develop towards 2025.
3.2 Catalytic Pyrolysis Wood | I. For uncertainty calculations for 2025 the prices varies by 15%
3.2 Catalytic Pyrolysis Wood | J. For uncertainty calculations for 2050 the learning curve for the forecast of prices in 2050 is tested with a 5% learning curve and a 15% learning curve.
3.2 Catalytic Pyrolysis Wood | K. Equipment is estimated to consitute 80% of the total investment while installation constitute 20%
3.2 Catalytic Pyrolysis Wood | L. All costs are without costs for biomass and transport
3.2 Catalytic Pyrolysis Wood | M. HRT=Hydraulic Retention Time. The HRT is between 60 and 100 days in newer Danish plants, depending on the biomass input and the plant’s technical specifications
3.2 Catalytic Pyrolysis Wood | N. DS%=dry solid content in feedstock. It should be noted, that the DM % of the input biomass is higher than the DM % in the reactor due to degradation of part of the DM input.The biogas plants should be operated with a DS content of a max of 13-14% in the reactor.
3.2 Catalytic Pyrolysis Wood | O. Production costs are calculated to be planned in 2020 and put into operation in 2022. In bare-field plants, everything is established simultaneously. Production costs are calculated in 2020 prices.
3.2 Catalytic Pyrolysis Wood | P. Electricity prices in these calculation = 0.06 €/kWh
3.2 Catalytic Pyrolysis Wood | Q. Estimated based construction time for similar plants [e.g. SBS Kliplev]
3.2 Catalytic Pyrolysis Wood | R. The gas output pr feedstock is estimated by The Danish Energy Agency [stated in table 4 ]
3.2 Catalytic Pyrolysis Wood | R. The gas output pr feedstock is estimated by The Danish Energy Agency [stated in table 4 ]
3.2 Catalytic Pyrolysis Wood | J. 50 °C (expected to increase to 70°C, by 2024).
3.2 Catalytic Pyrolysis Wood | K. Based on internal projects and references performed at Ramboll including FEED projects and estimations from clients and from suppliers.
3.2 Catalytic Pyrolysis Wood | L. Values have been rounded to nearest 500.
3.2 Catalytic Pyrolysis Wood | M. It is estimated internally at Ramboll that construction for 1 MW and 10 MW H2 plants will take 0.75-1 year, 100 MW H2 plants will take 1.5-2 years, and 1 GW H2 plants will take >3 years. This estimate includes large electrical components and the plant itself.
3.2 Catalytic Pyrolysis Wood | N. Investment costs for 100 MW of all technologies are based on public CAPEX estimates for 2030 and 2050. 2020 projects at Ramboll have then been used to find the progression by size.
3.2 Catalytic Pyrolysis Wood | O. Values have been rounded to nearest 25.
3.2 Catalytic Pyrolysis Wood | P. To analyze the cost breakdown of a hydrogen plant, the electrolyzer unit and the Balance of the Plant (BOP) are considered as outlined in Figure 1.3.1. Additionally, various other cost factors that are essential for the plant commissioning are taken into account, such as civil work, installati...
3.2 Catalytic Pyrolysis Wood | Q. For each of the component costs, an approximate percentage of projects of similar size has been used to multiply with the specific investment.
3.2 Catalytic Pyrolysis Wood | R. For H2 plants sized 1 MW and 10 MW, estimated cost ratio of equipment to installation is 95:5, and for H2 plants sized 100 MW and 1 GW, the estimated cost ratio of equipment to installation is 90:10.
3.2 Catalytic Pyrolysis Wood | S. Stack replacement costs are not included.
3.2 Catalytic Pyrolysis Wood | T. The price of the input streams (water and electric energy), has not been estimated.
3.2 Catalytic Pyrolysis Wood | U. The values are based on public sources. Approaching 2050 yields is a higher margin of uncertainty.
3.2 Catalytic Pyrolysis Wood | V. The operational flexibility of a system is often determined by its cold start-up time, which represents the most time-consuming step and serves as a crucial distinguishing factor between different technologies.
3.2 Catalytic Pyrolysis Wood | W. The provided degradation rate of the electrolyser stack is an average value. However, it is important to note that this rate is also influenced by the operation profile, such as the frequency of start/stop operations.
3.2 Catalytic Pyrolysis Wood | X. The size of the electrolyser unit is determined based on a multistack configuration, using benchmarking data sourced from Ramboll. For example, the assumptions for 10 MW electrolysis for PEMEC, AEC and SOEC were 2 x 5 MW stacks inside one container, 2 x 2.5 MW stacks inside one container, need...
3.2 Catalytic Pyrolysis Wood | Y. The plant footprint includes the installation of electrolyser units, each with their respective rectifiers. A safety distance of 5 m is maintained between each unit, and a designated laydown area is provided for maintenance operations. BOP is also included in the total footprint value.
3.2 Catalytic Pyrolysis Wood | Z. Weight of stack is assuming wet conditions, where the contrarily to dry conditions, the weight of the electrolyte contributes to the total stack weight.
3.2 Catalytic Pyrolysis Wood | Z. Weight of stack is assuming wet conditions, where the contrarily to dry conditions, the weight of the electrolyte contributes to the total stack weight.
3.2 Catalytic Pyrolysis Wood | Z. Weight of stack is assuming wet conditions, where the contrarily to dry conditions, the weight of the electrolyte contributes to the total stack weight.
3.2 Catalytic Pyrolysis Wood | Z. Weight of stack is assuming wet conditions, where the contrarily to dry conditions, the weight of the electrolyte contributes to the total stack weight.
3.3 Slow Pyrolysis Large Garden | A. The stated capacity is the upper range, down scaling is possible.
3.3 Slow Pyrolysis Large Garden | B. With flue gas condensation, considering lower heating value of biomass fuel.
3.3 Slow Pyrolysis Large Garden | C. Producer gas primarily consists of the components N2, H2, CO, CO2, CH4, and water. Calorific value 5 - 6 MJ/Nm3. For some references ([3], [4]) the electric efficincy has been used to calculate gasifier efficiencies, assuming an engine efficiency of 42%.
3.3 Slow Pyrolysis Large Garden | D. Fixed bed gasifiers are usually integrated with an internal combustion gas engine gen-set. Sources are for total project including gas engine and the engine part has been deducted at 1.33 M€/Mwe and 42% efficiency.\nIt is assumed that the accumulated production capacity will increase by 40 % b...
3.3 Slow Pyrolysis Large Garden | F. The values in [9] have been used. Variable O&M for a Staged down draft gasifier (sh. 85) have been subtracted O&M of a gas engine (sh. 06).
3.3 Slow Pyrolysis Large Garden | G. Efficiencies are expected to improve gradually from presently demonstrated levels, to cold gas efficiencies of 85% in 2050. It is assumed that a total efficiency of 90% can be obtained in 2050.
3.3 Slow Pyrolysis Large Garden | A. In the uncertainty caluculations, the capacity varies with +/- 10%. This is the biogas plant size for which it is assessed the data can be representative with a similar feedstock input
3.3 Slow Pyrolysis Large Garden | B. The biogas input is based on table 7 in the qualitative description, also inserted in datasheet.
3.3 Slow Pyrolysis Large Garden | C. The uncertainty calculations varies the demand with +/- 25%
3.3 Slow Pyrolysis Large Garden | D. The uncertainty calculations varies the demand with +/- 15%
3.3 Slow Pyrolysis Large Garden | E. The uncertainty calculation varies the lifetime of the plant by 5 years
3.3 Slow Pyrolysis Large Garden | F. The uncertainty calculation varies the construction time of the plant by 1 year
3.3 Slow Pyrolysis Large Garden | G. The forecasted prices are based on a learning curve of 10%, this is further elaborated upon in the qualitative description
3.3 Slow Pyrolysis Large Garden | H. Due to curret supply bottlenecks it is assumed that the price will not develop towards 2025.
3.3 Slow Pyrolysis Large Garden | I. For uncertainty calculations for 2025 the prices varies by 15%
3.3 Slow Pyrolysis Large Garden | J. For uncertainty calculations for 2050 the learning curve for the forecast of prices in 2050 is tested with a 5% learning curve and a 15% learning curve.
3.3 Slow Pyrolysis Large Garden | K. Equipment is estimated to consitute 80% of the total investment while installation constitute 20%
3.3 Slow Pyrolysis Large Garden | L. All costs are without costs for biomass and transport
3.3 Slow Pyrolysis Large Garden | M. HRT=Hydraulic Retention Time. The HRT is between 60 and 100 days in newer Danish plants, depending on the biomass input and the plant’s technical specifications
3.3 Slow Pyrolysis Large Garden | N. DS%=dry solid content in feedstock. It should be noted, that the DM % of the input biomass is higher than the DM % in the reactor due to degradation of part of the DM input.The biogas plants should be operated with a DS content of a max of 13-14% in the reactor.
3.3 Slow Pyrolysis Large Garden | O. Production costs are calculated to be planned in 2020 and put into operation in 2022. In bare-field plants, everything is established simultaneously. Production costs are calculated in 2020 prices.
3.3 Slow Pyrolysis Large Garden | P. Electricity prices in these calculation = 0.06 €/kWh
3.3 Slow Pyrolysis Large Garden | Q. Estimated based construction time for similar plants (e.g. SBS Kliplev)
3.3 Slow Pyrolysis Large Garden | R. The gas output pr feedstock is estimated by The Danish Energy Agency (stated in table 4 )
3.3 Slow Pyrolysis Large Garden | R. The gas output pr feedstock is estimated by The Danish Energy Agency (stated in table 4 )
3.3 Slow Pyrolysis Large Garden | J. 50 °C (expected to increase to 70°C, by 2024).
3.3 Slow Pyrolysis Large Garden | K. Based on internal projects and references performed at Ramboll including FEED projects and estimations from clients and from suppliers.
3.3 Slow Pyrolysis Large Garden | L. Values have been rounded to nearest 500.
3.3 Slow Pyrolysis Large Garden | M. It is estimated internally at Ramboll that construction for 1 MW and 10 MW H2 plants will take 0.75-1 year, 100 MW H2 plants will take 1.5-2 years, and 1 GW H2 plants will take >3 years. This estimate includes large electrical components and the plant itself.
3.3 Slow Pyrolysis Large Garden | N. Investment costs for 100 MW of all technologies are based on public CAPEX estimates for 2030 and 2050. 2020 projects at Ramboll have then been used to find the progression by size.
3.3 Slow Pyrolysis Large Garden | O. Values have been rounded to nearest 25.
3.3 Slow Pyrolysis Large Garden | P. To analyze the cost breakdown of a hydrogen plant, the electrolyzer unit and the Balance of the Plant (BOP) are considered as outlined in Figure 1.3.1. Additionally, various other cost factors that are essential for the plant commissioning are taken into account, such as civil work, installati...
3.3 Slow Pyrolysis Large Garden | Q. For each of the component costs, an approximate percentage of projects of similar size has been used to multiply with the specific investment.
3.3 Slow Pyrolysis Large Garden | R. For H2 plants sized 1 MW and 10 MW, estimated cost ratio of equipment to installation is 95:5, and for H2 plants sized 100 MW and 1 GW, the estimated cost ratio of equipment to installation is 90:10.
3.3 Slow Pyrolysis Large Garden | S. Stack replacement costs are not included.
3.3 Slow Pyrolysis Large Garden | T. The price of the input streams (water and electric energy), has not been estimated.
3.3 Slow Pyrolysis Large Garden | U. The values are based on public sources. Approaching 2050 yields is a higher margin of uncertainty.
3.3 Slow Pyrolysis Large Garden | V. The operational flexibility of a system is often determined by its cold start-up time, which represents the most time-consuming step and serves as a crucial distinguishing factor between different technologies.
3.3 Slow Pyrolysis Large Garden | W. The provided degradation rate of the electrolyser stack is an average value. However, it is important to note that this rate is also influenced by the operation profile, such as the frequency of start/stop operations.
3.3 Slow Pyrolysis Large Garden | X. The size of the electrolyser unit is determined based on a multistack configuration, using benchmarking data sourced from Ramboll. For example, the assumptions for 10 MW electrolysis for PEMEC, AEC and SOEC were 2 x 5 MW stacks inside one container, 2 x 2.5 MW stacks inside one container, need...
3.3 Slow Pyrolysis Large Garden | Y. The plant footprint includes the installation of electrolyser units, each with their respective rectifiers. A safety distance of 5 m is maintained between each unit, and a designated laydown area is provided for maintenance operations. BOP is also included in the total footprint value.
3.3 Slow Pyrolysis Large Garden | Z. Weight of stack is assuming wet conditions, where the contrarily to dry conditions, the weight of the electrolyte contributes to the total stack weight.
3.3 Slow Pyrolysis Large Garden | Z. Weight of stack is assuming wet conditions, where the contrarily to dry conditions, the weight of the electrolyte contributes to the total stack weight.
3.3 Slow Pyrolysis Large Garden | Z. Weight of stack is assuming wet conditions, where the contrarily to dry conditions, the weight of the electrolyte contributes to the total stack weight.
3.3 Slow Pyrolysis Large Garden | Z. Weight of stack is assuming wet conditions, where the contrarily to dry conditions, the weight of the electrolyte contributes to the total stack weight.
3.3 Slow Pyrolysis Large Straw | A. In the uncertainty caluculations, the capacity varies with +/- 10%. This is the biogas plant size for which it is assessed the data can be representative with a similar feedstock input
3.3 Slow Pyrolysis Large Straw | B. The biogas input is based on table 7 in the qualitative description, also inserted in datasheet.
3.3 Slow Pyrolysis Large Straw | C. The uncertainty calculations varies the demand with +/- 25%
3.3 Slow Pyrolysis Large Straw | D. The uncertainty calculations varies the demand with +/- 15%
3.3 Slow Pyrolysis Large Straw | E. The uncertainty calculation varies the lifetime of the plant by 5 years
3.3 Slow Pyrolysis Large Straw | F. The uncertainty calculation varies the construction time of the plant by 1 year
3.3 Slow Pyrolysis Large Straw | G. The forecasted prices are based on a learning curve of 10%, this is further elaborated upon in the qualitative description
3.3 Slow Pyrolysis Large Straw | H. Due to curret supply bottlenecks it is assumed that the price will not develop towards 2025.
3.3 Slow Pyrolysis Large Straw | I. For uncertainty calculations for 2025 the prices varies by 15%
3.3 Slow Pyrolysis Large Straw | J. For uncertainty calculations for 2050 the learning curve for the forecast of prices in 2050 is tested with a 5% learning curve and a 15% learning curve.
3.3 Slow Pyrolysis Large Straw | K. Equipment is estimated to consitute 80% of the total investment while installation constitute 20%
3.3 Slow Pyrolysis Large Straw | L. All costs are without costs for biomass and transport
3.3 Slow Pyrolysis Large Straw | M. HRT=Hydraulic Retention Time. The HRT is between 60 and 100 days in newer Danish plants, depending on the biomass input and the plant’s technical specifications
3.3 Slow Pyrolysis Large Straw | N. DS%=dry solid content in feedstock. It should be noted, that the DM % of the input biomass is higher than the DM % in the reactor due to degradation of part of the DM input.The biogas plants should be operated with a DS content of a max of 13-14% in the reactor.
3.3 Slow Pyrolysis Large Straw | O. Production costs are calculated to be planned in 2020 and put into operation in 2022. In bare-field plants, everything is established simultaneously. Production costs are calculated in 2020 prices.
3.3 Slow Pyrolysis Large Straw | P. Electricity prices in these calculation = 0.06 €/kWh
3.3 Slow Pyrolysis Large Straw | Q. Estimated based construction time for similar plants [e.g. SBS Kliplev]
3.3 Slow Pyrolysis Large Straw | R. The gas output pr feedstock is estimated by The Danish Energy Agency [stated in table 4 ]
3.3 Slow Pyrolysis Large Straw | R. The gas output pr feedstock is estimated by The Danish Energy Agency [stated in table 4 ]
3.3 Slow Pyrolysis Large Straw | J. 50 °C (expected to increase to 70°C, by 2024).
3.3 Slow Pyrolysis Large Straw | K. Based on internal projects and references performed at Ramboll including FEED projects and estimations from clients and from suppliers.
3.3 Slow Pyrolysis Large Straw | L. Values have been rounded to nearest 500.
3.3 Slow Pyrolysis Large Straw | M. It is estimated internally at Ramboll that construction for 1 MW and 10 MW H2 plants will take 0.75-1 year, 100 MW H2 plants will take 1.5-2 years, and 1 GW H2 plants will take >3 years. This estimate includes large electrical components and the plant itself.
3.3 Slow Pyrolysis Large Straw | N. Investment costs for 100 MW of all technologies are based on public CAPEX estimates for 2030 and 2050. 2020 projects at Ramboll have then been used to find the progression by size.
3.3 Slow Pyrolysis Large Straw | O. Values have been rounded to nearest 25.
3.3 Slow Pyrolysis Large Straw | P. To analyze the cost breakdown of a hydrogen plant, the electrolyzer unit and the Balance of the Plant (BOP) are considered as outlined in Figure 1.3.1. Additionally, various other cost factors that are essential for the plant commissioning are taken into account, such as civil work, installati...
3.3 Slow Pyrolysis Large Straw | Q. For each of the component costs, an approximate percentage of projects of similar size has been used to multiply with the specific investment.
3.3 Slow Pyrolysis Large Straw | R. For H2 plants sized 1 MW and 10 MW, estimated cost ratio of equipment to installation is 95:5, and for H2 plants sized 100 MW and 1 GW, the estimated cost ratio of equipment to installation is 90:10.
3.3 Slow Pyrolysis Large Straw | S. Stack replacement costs are not included.
3.3 Slow Pyrolysis Large Straw | T. The price of the input streams (water and electric energy), has not been estimated.
3.3 Slow Pyrolysis Large Straw | U. The values are based on public sources. Approaching 2050 yields is a higher margin of uncertainty.
3.3 Slow Pyrolysis Large Straw | V. The operational flexibility of a system is often determined by its cold start-up time, which represents the most time-consuming step and serves as a crucial distinguishing factor between different technologies.
3.3 Slow Pyrolysis Large Straw | W. The provided degradation rate of the electrolyser stack is an average value. However, it is important to note that this rate is also influenced by the operation profile, such as the frequency of start/stop operations.
3.3 Slow Pyrolysis Large Straw | X. The size of the electrolyser unit is determined based on a multistack configuration, using benchmarking data sourced from Ramboll. For example, the assumptions for 10 MW electrolysis for PEMEC, AEC and SOEC were 2 x 5 MW stacks inside one container, 2 x 2.5 MW stacks inside one container, need...
3.3 Slow Pyrolysis Large Straw | Y. The plant footprint includes the installation of electrolyser units, each with their respective rectifiers. A safety distance of 5 m is maintained between each unit, and a designated laydown area is provided for maintenance operations. BOP is also included in the total footprint value.
3.3 Slow Pyrolysis Large Straw | Z. Weight of stack is assuming wet conditions, where the contrarily to dry conditions, the weight of the electrolyte contributes to the total stack weight.
3.3 Slow Pyrolysis Large Straw | Z. Weight of stack is assuming wet conditions, where the contrarily to dry conditions, the weight of the electrolyte contributes to the total stack weight.
3.3 Slow Pyrolysis Large Straw | Z. Weight of stack is assuming wet conditions, where the contrarily to dry conditions, the weight of the electrolyte contributes to the total stack weight.
3.3 Slow Pyrolysis Large Straw | Z. Weight of stack is assuming wet conditions, where the contrarily to dry conditions, the weight of the electrolyte contributes to the total stack weight.
3.3 Slow Pyrolysis Large Digest | A. The stated capacity is the upper range, down scaling is possible.
3.3 Slow Pyrolysis Large Digest | B. With flue gas condensation, considering lower heating value of biomass fuel.
3.3 Slow Pyrolysis Large Digest | C. Producer gas primarily consists of the components N2, H2, CO, CO2, CH4, and water. Calorific value 5 - 6 MJ/Nm3. For some references ([3], [4]) the electric efficincy has been used to calculate gasifier efficiencies, assuming an engine efficiency of 42%.
3.3 Slow Pyrolysis Large Digest | D. Fixed bed gasifiers are usually integrated with an internal combustion gas engine gen-set. Sources are for total project including gas engine and the engine part has been deducted at 1.33 M€/Mwe and 42% efficiency.\nIt is assumed that the accumulated production capacity will increase by 40 % b...
3.3 Slow Pyrolysis Large Digest | G. Efficiencies are expected to improve gradually from presently demonstrated levels, to cold gas efficiencies of 85% in 2050. It is assumed that a total efficiency of 90% can be obtained in 2050.
3.3 Slow Pyrolysis Large Digest | A. In the uncertainty caluculations, the capacity varies with +/- 10%. This is the biogas plant size for which it is assessed the data can be representative with a similar feedstock input
3.3 Slow Pyrolysis Large Digest | B. The biogas input is based on table 7 in the qualitative description, also inserted in datasheet.
3.3 Slow Pyrolysis Large Digest | C. The uncertainty calculations varies the demand with +/- 25%
3.3 Slow Pyrolysis Large Digest | D. The uncertainty calculations varies the demand with +/- 15%
3.3 Slow Pyrolysis Large Digest | E. The uncertainty calculation varies the lifetime of the plant by 5 years
3.3 Slow Pyrolysis Large Digest | F. The uncertainty calculation varies the construction time of the plant by 1 year
3.3 Slow Pyrolysis Large Digest | G. The forecasted prices are based on a learning curve of 10%, this is further elaborated upon in the qualitative description
3.3 Slow Pyrolysis Large Digest | H. Due to curret supply bottlenecks it is assumed that the price will not develop towards 2025.
3.3 Slow Pyrolysis Large Digest | I. For uncertainty calculations for 2025 the prices varies by 15%
3.3 Slow Pyrolysis Large Digest | J. For uncertainty calculations for 2050 the learning curve for the forecast of prices in 2050 is tested with a 5% learning curve and a 15% learning curve.
3.3 Slow Pyrolysis Large Digest | K. Equipment is estimated to consitute 80% of the total investment while installation constitute 20%
3.3 Slow Pyrolysis Large Digest | L. All costs are without costs for biomass and transport
3.3 Slow Pyrolysis Large Digest | M. HRT=Hydraulic Retention Time. The HRT is between 60 and 100 days in newer Danish plants, depending on the biomass input and the plant’s technical specifications
3.3 Slow Pyrolysis Large Digest | N. DS%=dry solid content in feedstock. It should be noted, that the DM % of the input biomass is higher than the DM % in the reactor due to degradation of part of the DM input.The biogas plants should be operated with a DS content of a max of 13-14% in the reactor.
3.3 Slow Pyrolysis Large Digest | O. Production costs are calculated to be planned in 2020 and put into operation in 2022. In bare-field plants, everything is established simultaneously. Production costs are calculated in 2020 prices.
3.3 Slow Pyrolysis Large Digest | P. Electricity prices in these calculation = 0.06 €/kWh
3.3 Slow Pyrolysis Large Digest | Q. Estimated based construction time for similar plants (e.g. SBS Kliplev)
3.3 Slow Pyrolysis Large Digest | R. The gas output pr feedstock is estimated by The Danish Energy Agency (stated in table 4 )
3.3 Slow Pyrolysis Large Digest | R. The gas output pr feedstock is estimated by The Danish Energy Agency (stated in table 4 )
3.3 Slow Pyrolysis Large Digest | J. 50 °C (expected to increase to 70°C, by 2024).
3.3 Slow Pyrolysis Large Digest | K. Based on internal projects and references performed at Ramboll including FEED projects and estimations from clients and from suppliers.
3.3 Slow Pyrolysis Large Digest | L. Values have been rounded to nearest 500.
3.3 Slow Pyrolysis Large Digest | M. It is estimated internally at Ramboll that construction for 1 MW and 10 MW H2 plants will take 0.75-1 year, 100 MW H2 plants will take 1.5-2 years, and 1 GW H2 plants will take >3 years. This estimate includes large electrical components and the plant itself.
3.3 Slow Pyrolysis Large Digest | N. Investment costs for 100 MW of all technologies are based on public CAPEX estimates for 2030 and 2050. 2020 projects at Ramboll have then been used to find the progression by size.
3.3 Slow Pyrolysis Large Digest | O. Values have been rounded to nearest 25.
3.3 Slow Pyrolysis Large Digest | P. To analyze the cost breakdown of a hydrogen plant, the electrolyzer unit and the Balance of the Plant (BOP) are considered as outlined in Figure 1.3.1. Additionally, various other cost factors that are essential for the plant commissioning are taken into account, such as civil work, installati...
3.3 Slow Pyrolysis Large Digest | Q. For each of the component costs, an approximate percentage of projects of similar size has been used to multiply with the specific investment.
3.3 Slow Pyrolysis Large Digest | R. For H2 plants sized 1 MW and 10 MW, estimated cost ratio of equipment to installation is 95:5, and for H2 plants sized 100 MW and 1 GW, the estimated cost ratio of equipment to installation is 90:10.
3.3 Slow Pyrolysis Large Digest | S. Stack replacement costs are not included.
3.3 Slow Pyrolysis Large Digest | T. The price of the input streams (water and electric energy), has not been estimated.
3.3 Slow Pyrolysis Large Digest | U. The values are based on public sources. Approaching 2050 yields is a higher margin of uncertainty.
3.3 Slow Pyrolysis Large Digest | V. The operational flexibility of a system is often determined by its cold start-up time, which represents the most time-consuming step and serves as a crucial distinguishing factor between different technologies.
3.3 Slow Pyrolysis Large Digest | W. The provided degradation rate of the electrolyser stack is an average value. However, it is important to note that this rate is also influenced by the operation profile, such as the frequency of start/stop operations.
3.3 Slow Pyrolysis Large Digest | X. The size of the electrolyser unit is determined based on a multistack configuration, using benchmarking data sourced from Ramboll. For example, the assumptions for 10 MW electrolysis for PEMEC, AEC and SOEC were 2 x 5 MW stacks inside one container, 2 x 2.5 MW stacks inside one container, need...
3.3 Slow Pyrolysis Large Digest | Y. The plant footprint includes the installation of electrolyser units, each with their respective rectifiers. A safety distance of 5 m is maintained between each unit, and a designated laydown area is provided for maintenance operations. BOP is also included in the total footprint value.
3.3 Slow Pyrolysis Large Digest | Z. Weight of stack is assuming wet conditions, where the contrarily to dry conditions, the weight of the electrolyte contributes to the total stack weight.
3.3 Slow Pyrolysis Large Digest | Z. Weight of stack is assuming wet conditions, where the contrarily to dry conditions, the weight of the electrolyte contributes to the total stack weight.
3.3 Slow Pyrolysis Large Digest | Z. Weight of stack is assuming wet conditions, where the contrarily to dry conditions, the weight of the electrolyte contributes to the total stack weight.
3.3 Slow Pyrolysis Large Digest | Z. Weight of stack is assuming wet conditions, where the contrarily to dry conditions, the weight of the electrolyte contributes to the total stack weight.
3.3 Slow Pyrolysis Small Straw | A. In the uncertainty caluculations, the capacity varies with +/- 10%. This is the biogas plant size for which it is assessed the data can be representative with a similar feedstock input
3.3 Slow Pyrolysis Small Straw | B. The biogas input is based on table 7 in the qualitative description, also inserted in datasheet.
3.3 Slow Pyrolysis Small Straw | C. The uncertainty calculations varies the demand with +/- 25%
3.3 Slow Pyrolysis Small Straw | D. The uncertainty calculations varies the demand with +/- 15%
3.3 Slow Pyrolysis Small Straw | E. The uncertainty calculation varies the lifetime of the plant by 5 years
3.3 Slow Pyrolysis Small Straw | F. The uncertainty calculation varies the construction time of the plant by 1 year
3.3 Slow Pyrolysis Small Straw | G. The forecasted prices are based on a learning curve of 10%, this is further elaborated upon in the qualitative description
3.3 Slow Pyrolysis Small Straw | H. Due to curret supply bottlenecks it is assumed that the price will not develop towards 2025.
3.3 Slow Pyrolysis Small Straw | I. For uncertainty calculations for 2025 the prices varies by 15%
3.3 Slow Pyrolysis Small Straw | J. For uncertainty calculations for 2050 the learning curve for the forecast of prices in 2050 is tested with a 5% learning curve and a 15% learning curve.
3.3 Slow Pyrolysis Small Straw | K. Equipment is estimated to consitute 80% of the total investment while installation constitute 20%
3.3 Slow Pyrolysis Small Straw | L. All costs are without costs for biomass and transport
3.3 Slow Pyrolysis Small Straw | M. HRT=Hydraulic Retention Time. The HRT is between 60 and 100 days in newer Danish plants, depending on the biomass input and the plant’s technical specifications
3.3 Slow Pyrolysis Small Straw | N. DS%=dry solid content in feedstock. It should be noted, that the DM % of the input biomass is higher than the DM % in the reactor due to degradation of part of the DM input.The biogas plants should be operated with a DS content of a max of 13-14% in the reactor.
3.3 Slow Pyrolysis Small Straw | O. Production costs are calculated to be planned in 2020 and put into operation in 2022. In bare-field plants, everything is established simultaneously. Production costs are calculated in 2020 prices.
3.3 Slow Pyrolysis Small Straw | P. Electricity prices in these calculation = 0.06 €/kWh
3.3 Slow Pyrolysis Small Straw | Q. Estimated based construction time for similar plants [e.g. SBS Kliplev]
3.3 Slow Pyrolysis Small Straw | R. The gas output pr feedstock is estimated by The Danish Energy Agency [stated in table 4 ]
3.3 Slow Pyrolysis Small Straw | R. The gas output pr feedstock is estimated by The Danish Energy Agency [stated in table 4 ]
3.3 Slow Pyrolysis Small Straw | J. 50 °C (expected to increase to 70°C, by 2024).
3.3 Slow Pyrolysis Small Straw | K. Based on internal projects and references performed at Ramboll including FEED projects and estimations from clients and from suppliers.
3.3 Slow Pyrolysis Small Straw | L. Values have been rounded to nearest 500.
3.3 Slow Pyrolysis Small Straw | M. It is estimated internally at Ramboll that construction for 1 MW and 10 MW H2 plants will take 0.75-1 year, 100 MW H2 plants will take 1.5-2 years, and 1 GW H2 plants will take >3 years. This estimate includes large electrical components and the plant itself.
3.3 Slow Pyrolysis Small Straw | N. Investment costs for 100 MW of all technologies are based on public CAPEX estimates for 2030 and 2050. 2020 projects at Ramboll have then been used to find the progression by size.
3.3 Slow Pyrolysis Small Straw | O. Values have been rounded to nearest 25.
3.3 Slow Pyrolysis Small Straw | P. To analyze the cost breakdown of a hydrogen plant, the electrolyzer unit and the Balance of the Plant (BOP) are considered as outlined in Figure 1.3.1. Additionally, various other cost factors that are essential for the plant commissioning are taken into account, such as civil work, installati...
3.3 Slow Pyrolysis Small Straw | Q. For each of the component costs, an approximate percentage of projects of similar size has been used to multiply with the specific investment.
3.3 Slow Pyrolysis Small Straw | R. For H2 plants sized 1 MW and 10 MW, estimated cost ratio of equipment to installation is 95:5, and for H2 plants sized 100 MW and 1 GW, the estimated cost ratio of equipment to installation is 90:10.
3.3 Slow Pyrolysis Small Straw | S. Stack replacement costs are not included.
3.3 Slow Pyrolysis Small Straw | T. The price of the input streams (water and electric energy), has not been estimated.
3.3 Slow Pyrolysis Small Straw | U. The values are based on public sources. Approaching 2050 yields is a higher margin of uncertainty.
3.3 Slow Pyrolysis Small Straw | V. The operational flexibility of a system is often determined by its cold start-up time, which represents the most time-consuming step and serves as a crucial distinguishing factor between different technologies.
3.3 Slow Pyrolysis Small Straw | W. The provided degradation rate of the electrolyser stack is an average value. However, it is important to note that this rate is also influenced by the operation profile, such as the frequency of start/stop operations.
3.3 Slow Pyrolysis Small Straw | X. The size of the electrolyser unit is determined based on a multistack configuration, using benchmarking data sourced from Ramboll. For example, the assumptions for 10 MW electrolysis for PEMEC, AEC and SOEC were 2 x 5 MW stacks inside one container, 2 x 2.5 MW stacks inside one container, need...
3.3 Slow Pyrolysis Small Straw | Y. The plant footprint includes the installation of electrolyser units, each with their respective rectifiers. A safety distance of 5 m is maintained between each unit, and a designated laydown area is provided for maintenance operations. BOP is also included in the total footprint value.
3.3 Slow Pyrolysis Small Straw | Z. Weight of stack is assuming wet conditions, where the contrarily to dry conditions, the weight of the electrolyte contributes to the total stack weight.
3.3 Slow Pyrolysis Small Straw | Z. Weight of stack is assuming wet conditions, where the contrarily to dry conditions, the weight of the electrolyte contributes to the total stack weight.
3.3 Slow Pyrolysis Small Straw | Z. Weight of stack is assuming wet conditions, where the contrarily to dry conditions, the weight of the electrolyte contributes to the total stack weight.
3.3 Slow Pyrolysis Small Straw | Z. Weight of stack is assuming wet conditions, where the contrarily to dry conditions, the weight of the electrolyte contributes to the total stack weight.
3.3 Slow Pyrolysis Small Digest | B. With flue gas condensation, considering lower heating value of biomass fuel.
3.3 Slow Pyrolysis Small Digest | C. Producer gas primarily consists of the components N2, H2, CO, CO2, CH4, and water. Calorific value 5 - 6 MJ/Nm3. For some references ([3], [4]) the electric efficincy has been used to calculate gasifier efficiencies, assuming an engine efficiency of 42%.
3.3 Slow Pyrolysis Small Digest | D. Fixed bed gasifiers are usually integrated with an internal combustion gas engine gen-set. Sources are for total project including gas engine and the engine part has been deducted at 1.33 M€/Mwe and 42% efficiency.\nIt is assumed that the accumulated production capacity will increase by 40 % b...
3.3 Slow Pyrolysis Small Digest | G. Efficiencies are expected to improve gradually from presently demonstrated levels, to cold gas efficiencies of 85% in 2050. It is assumed that a total efficiency of 90% can be obtained in 2050.
3.3 Slow Pyrolysis Small Digest | A. In the uncertainty caluculations, the capacity varies with +/- 10%. This is the biogas plant size for which it is assessed the data can be representative with a similar feedstock input
3.3 Slow Pyrolysis Small Digest | B. The biogas input is based on table 7 in the qualitative description, also inserted in datasheet.
3.3 Slow Pyrolysis Small Digest | C. The uncertainty calculations varies the demand with +/- 25%
3.3 Slow Pyrolysis Small Digest | D. The uncertainty calculations varies the demand with +/- 15%
3.3 Slow Pyrolysis Small Digest | E. The uncertainty calculation varies the lifetime of the plant by 5 years
3.3 Slow Pyrolysis Small Digest | F. The uncertainty calculation varies the construction time of the plant by 1 year
3.3 Slow Pyrolysis Small Digest | G. The forecasted prices are based on a learning curve of 10%, this is further elaborated upon in the qualitative description
3.3 Slow Pyrolysis Small Digest | H. Due to curret supply bottlenecks it is assumed that the price will not develop towards 2025.
3.3 Slow Pyrolysis Small Digest | I. For uncertainty calculations for 2025 the prices varies by 15%
3.3 Slow Pyrolysis Small Digest | J. For uncertainty calculations for 2050 the learning curve for the forecast of prices in 2050 is tested with a 5% learning curve and a 15% learning curve.
3.3 Slow Pyrolysis Small Digest | K. Equipment is estimated to consitute 80% of the total investment while installation constitute 20%
3.3 Slow Pyrolysis Small Digest | L. All costs are without costs for biomass and transport
3.3 Slow Pyrolysis Small Digest | M. HRT=Hydraulic Retention Time. The HRT is between 60 and 100 days in newer Danish plants, depending on the biomass input and the plant’s technical specifications
3.3 Slow Pyrolysis Small Digest | N. DS%=dry solid content in feedstock. It should be noted, that the DM % of the input biomass is higher than the DM % in the reactor due to degradation of part of the DM input.The biogas plants should be operated with a DS content of a max of 13-14% in the reactor.
3.3 Slow Pyrolysis Small Digest | O. Production costs are calculated to be planned in 2020 and put into operation in 2022. In bare-field plants, everything is established simultaneously. Production costs are calculated in 2020 prices.
3.3 Slow Pyrolysis Small Digest | P. Electricity prices in these calculation = 0.06 €/kWh
3.3 Slow Pyrolysis Small Digest | Q. Estimated based construction time for similar plants (e.g. SBS Kliplev)
3.3 Slow Pyrolysis Small Digest | R. The gas output pr feedstock is estimated by The Danish Energy Agency (stated in table 4 )
3.3 Slow Pyrolysis Small Digest | R. The gas output pr feedstock is estimated by The Danish Energy Agency (stated in table 4 )
3.3 Slow Pyrolysis Small Digest | J. 50 °C (expected to increase to 70°C, by 2024).
3.3 Slow Pyrolysis Small Digest | K. Based on internal projects and references performed at Ramboll including FEED projects and estimations from clients and from suppliers.
3.3 Slow Pyrolysis Small Digest | L. Values have been rounded to nearest 500.
3.3 Slow Pyrolysis Small Digest | M. It is estimated internally at Ramboll that construction for 1 MW and 10 MW H2 plants will take 0.75-1 year, 100 MW H2 plants will take 1.5-2 years, and 1 GW H2 plants will take >3 years. This estimate includes large electrical components and the plant itself.
3.3 Slow Pyrolysis Small Digest | N. Investment costs for 100 MW of all technologies are based on public CAPEX estimates for 2030 and 2050. 2020 projects at Ramboll have then been used to find the progression by size.
3.3 Slow Pyrolysis Small Digest | O. Values have been rounded to nearest 25.
3.3 Slow Pyrolysis Small Digest | P. To analyze the cost breakdown of a hydrogen plant, the electrolyzer unit and the Balance of the Plant (BOP) are considered as outlined in Figure 1.3.1. Additionally, various other cost factors that are essential for the plant commissioning are taken into account, such as civil work, installati...
3.3 Slow Pyrolysis Small Digest | Q. For each of the component costs, an approximate percentage of projects of similar size has been used to multiply with the specific investment.
3.3 Slow Pyrolysis Small Digest | R. For H2 plants sized 1 MW and 10 MW, estimated cost ratio of equipment to installation is 95:5, and for H2 plants sized 100 MW and 1 GW, the estimated cost ratio of equipment to installation is 90:10.
3.3 Slow Pyrolysis Small Digest | S. Stack replacement costs are not included.
3.3 Slow Pyrolysis Small Digest | T. The price of the input streams (water and electric energy), has not been estimated.
3.3 Slow Pyrolysis Small Digest | U. The values are based on public sources. Approaching 2050 yields is a higher margin of uncertainty.
3.3 Slow Pyrolysis Small Digest | V. The operational flexibility of a system is often determined by its cold start-up time, which represents the most time-consuming step and serves as a crucial distinguishing factor between different technologies.
3.3 Slow Pyrolysis Small Digest | W. The provided degradation rate of the electrolyser stack is an average value. However, it is important to note that this rate is also influenced by the operation profile, such as the frequency of start/stop operations.
3.3 Slow Pyrolysis Small Digest | X. The size of the electrolyser unit is determined based on a multistack configuration, using benchmarking data sourced from Ramboll. For example, the assumptions for 10 MW electrolysis for PEMEC, AEC and SOEC were 2 x 5 MW stacks inside one container, 2 x 2.5 MW stacks inside one container, need...
3.3 Slow Pyrolysis Small Digest | Y. The plant footprint includes the installation of electrolyser units, each with their respective rectifiers. A safety distance of 5 m is maintained between each unit, and a designated laydown area is provided for maintenance operations. BOP is also included in the total footprint value.
3.3 Slow Pyrolysis Small Digest | Z. Weight of stack is assuming wet conditions, where the contrarily to dry conditions, the weight of the electrolyte contributes to the total stack weight.
3.3 Slow Pyrolysis Small Digest | Z. Weight of stack is assuming wet conditions, where the contrarily to dry conditions, the weight of the electrolyte contributes to the total stack weight.
3.3 Slow Pyrolysis Small Digest | Z. Weight of stack is assuming wet conditions, where the contrarily to dry conditions, the weight of the electrolyte contributes to the total stack weight.
3.3 Slow Pyrolysis Small Digest | Z. Weight of stack is assuming wet conditions, where the contrarily to dry conditions, the weight of the electrolyte contributes to the total stack weight.
3.5 Hydrothermal liquifaction | A. The plant size range is likely limited by the feedstock availability.
3.5 Hydrothermal liquifaction | A1. This value is the hourly rating and has been calculated as if the unit produces at capacity and was in operations 8,000 h/year.
3.5 Hydrothermal liquifaction | B. The plant size range is typical of the range found in the literature. It is highly uncertain given that there is no commercial demonstration plant in operation yet.
3.5 Hydrothermal liquifaction | C. This is twice the time normally found in process operations.
3.5 Hydrothermal liquifaction | D. Capital costs for nth plant are used for 2050 and earlier costs are estimates.
3.5 Hydrothermal liquifaction | E. These are based on extrapolated pilot plant results.
3.5 Hydrothermal liquifaction | F. Nth plant estimates
3.5 Hydrothermal liquifaction | G. M €/k tonne is million euro per 1,000 tonnes
3.5 Hydrothermal liquifaction | H. 20+ years
3.5 Hydrothermal liquifaction | E. The uncertainty calculation varies the lifetime of the plant by 5 years
3.5 Hydrothermal liquifaction | F. The uncertainty calculation varies the construction time of the plant by 1 year
3.5 Hydrothermal liquifaction | G. The forecasted prices are based on a learning curve of 10%, this is further elaborated upon in the qualitative description
3.5 Hydrothermal liquifaction | H. Due to curret supply bottlenecks it is assumed that the price will not develop towards 2025.
3.5 Hydrothermal liquifaction | I. For uncertainty calculations for 2025 the prices varies by 15%
3.5 Hydrothermal liquifaction | J. For uncertainty calculations for 2050 the learning curve for the forecast of prices in 2050 is tested with a 5% learning curve and a 15% learning curve.
3.5 Hydrothermal liquifaction | K. Equipment is estimated to consitute 80% of the total investment while installation constitute 20%
3.5 Hydrothermal liquifaction | L. All costs are without costs for biomass and transport
3.5 Hydrothermal liquifaction | M. HRT=Hydraulic Retention Time. The HRT is between 60 and 100 days in newer Danish plants, depending on the biomass input and the plant’s technical specifications
3.5 Hydrothermal liquifaction | N. DS%=dry solid content in feedstock. It should be noted, that the DM % of the input biomass is higher than the DM % in the reactor due to degradation of part of the DM input.The biogas plants should be operated with a DS content of a max of 13-14% in the reactor.
3.5 Hydrothermal liquifaction | O. Production costs are calculated to be planned in 2020 and put into operation in 2022. In bare-field plants, everything is established simultaneously. Production costs are calculated in 2020 prices.
3.5 Hydrothermal liquifaction | P. Electricity prices in these calculation = 0.06 €/kWh
3.5 Hydrothermal liquifaction | Q. Estimated based construction time for similar plants [e.g. SBS Kliplev]
3.5 Hydrothermal liquifaction | R. The gas output pr feedstock is estimated by The Danish Energy Agency [stated in table 4 ]
3.5 Hydrothermal liquifaction | R. The gas output pr feedstock is estimated by The Danish Energy Agency [stated in table 4 ]
3.5 Hydrothermal liquifaction | J. 50 °C (expected to increase to 70°C, by 2024).
3.5 Hydrothermal liquifaction | K. Based on internal projects and references performed at Ramboll including FEED projects and estimations from clients and from suppliers.
3.5 Hydrothermal liquifaction | L. Values have been rounded to nearest 500.
3.5 Hydrothermal liquifaction | M. It is estimated internally at Ramboll that construction for 1 MW and 10 MW H2 plants will take 0.75-1 year, 100 MW H2 plants will take 1.5-2 years, and 1 GW H2 plants will take >3 years. This estimate includes large electrical components and the plant itself.
3.5 Hydrothermal liquifaction | N. Investment costs for 100 MW of all technologies are based on public CAPEX estimates for 2030 and 2050. 2020 projects at Ramboll have then been used to find the progression by size.
3.5 Hydrothermal liquifaction | O. Values have been rounded to nearest 25.
3.5 Hydrothermal liquifaction | P. To analyze the cost breakdown of a hydrogen plant, the electrolyzer unit and the Balance of the Plant (BOP) are considered as outlined in Figure 1.3.1. Additionally, various other cost factors that are essential for the plant commissioning are taken into account, such as civil work, installati...
3.5 Hydrothermal liquifaction | Q. For each of the component costs, an approximate percentage of projects of similar size has been used to multiply with the specific investment.
3.5 Hydrothermal liquifaction | R. For H2 plants sized 1 MW and 10 MW, estimated cost ratio of equipment to installation is 95:5, and for H2 plants sized 100 MW and 1 GW, the estimated cost ratio of equipment to installation is 90:10.
3.5 Hydrothermal liquifaction | S. Stack replacement costs are not included.
3.5 Hydrothermal liquifaction | T. The price of the input streams (water and electric energy), has not been estimated.
3.5 Hydrothermal liquifaction | U. The values are based on public sources. Approaching 2050 yields is a higher margin of uncertainty.
3.5 Hydrothermal liquifaction | V. The operational flexibility of a system is often determined by its cold start-up time, which represents the most time-consuming step and serves as a crucial distinguishing factor between different technologies.
3.5 Hydrothermal liquifaction | W. The provided degradation rate of the electrolyser stack is an average value. However, it is important to note that this rate is also influenced by the operation profile, such as the frequency of start/stop operations.
3.5 Hydrothermal liquifaction | X. The size of the electrolyser unit is determined based on a multistack configuration, using benchmarking data sourced from Ramboll. For example, the assumptions for 10 MW electrolysis for PEMEC, AEC and SOEC were 2 x 5 MW stacks inside one container, 2 x 2.5 MW stacks inside one container, need...
3.5 Hydrothermal liquifaction | Y. The plant footprint includes the installation of electrolyser units, each with their respective rectifiers. A safety distance of 5 m is maintained between each unit, and a designated laydown area is provided for maintenance operations. BOP is also included in the total footprint value.
3.5 Hydrothermal liquifaction | Z. Weight of stack is assuming wet conditions, where the contrarily to dry conditions, the weight of the electrolyte contributes to the total stack weight.
3.5 Hydrothermal liquifaction | Z. Weight of stack is assuming wet conditions, where the contrarily to dry conditions, the weight of the electrolyte contributes to the total stack weight.
3.5 Hydrothermal liquifaction | Z. Weight of stack is assuming wet conditions, where the contrarily to dry conditions, the weight of the electrolyte contributes to the total stack weight.
3.5 Hydrothermal liquifaction | Z. Weight of stack is assuming wet conditions, where the contrarily to dry conditions, the weight of the electrolyte contributes to the total stack weight.
4.1 Upgrading 3,000 Nm3 per h | A. The uncertainty calculations varies the demand with +/- 25%
4.1 Upgrading 3,000 Nm3 per h | B. The uncertainty calculations varies the demand with +/- 15%
4.1 Upgrading 3,000 Nm3 per h | C. The uncertainty calculation varies the lifetime of the plant by 5 years
4.1 Upgrading 3,000 Nm3 per h | D. The uncertainty calculation varies the construction time of the plant by 1 year
4.1 Upgrading 3,000 Nm3 per h | E. The forecasted prices are based on a learning curve of 15%, this is further elaborated upon in the qualitative description
4.1 Upgrading 3,000 Nm3 per h | F. For uncertainty calculations for 2025 the prices varies by 15%
4.1 Upgrading 3,000 Nm3 per h | G. For uncertainty calculations for 20250 the learning curve for the forecast of prices in 2050 is tested with a 10% learning curve and a 20% learning curve.
4.1 Upgrading 3,000 Nm3 per h | G. For uncertainty calculations for 20250 the learning curve for the forecast of prices in 2050 is tested with a 10% learning curve and a 20% learning curve.
4.1 Upgrading 3,000 Nm3 per h | D. The uncertainty calculations varies the demand with +/- 15%
4.1 Upgrading 3,000 Nm3 per h | E. The uncertainty calculation varies the lifetime of the plant by 5 years
4.1 Upgrading 3,000 Nm3 per h | F. The uncertainty calculation varies the construction time of the plant by 1 year
4.1 Upgrading 3,000 Nm3 per h | G. The forecasted prices are based on a learning curve of 10%, this is further elaborated upon in the qualitative description
4.1 Upgrading 3,000 Nm3 per h | H. Due to curret supply bottlenecks it is assumed that the price will not develop towards 2025.
4.1 Upgrading 3,000 Nm3 per h | I. For uncertainty calculations for 2025 the prices varies by 15%
4.1 Upgrading 3,000 Nm3 per h | J. For uncertainty calculations for 2050 the learning curve for the forecast of prices in 2050 is tested with a 5% learning curve and a 15% learning curve.
4.1 Upgrading 3,000 Nm3 per h | K. Equipment is estimated to consitute 80% of the total investment while installation constitute 20%
4.1 Upgrading 3,000 Nm3 per h | L. All costs are without costs for biomass and transport
4.1 Upgrading 3,000 Nm3 per h | M. HRT=Hydraulic Retention Time. The HRT is between 60 and 100 days in newer Danish plants, depending on the biomass input and the plant’s technical specifications
4.1 Upgrading 3,000 Nm3 per h | N. DS%=dry solid content in feedstock. It should be noted, that the DM % of the input biomass is higher than the DM % in the reactor due to degradation of part of the DM input.The biogas plants should be operated with a DS content of a max of 13-14% in the reactor.
4.1 Upgrading 3,000 Nm3 per h | O. Production costs are calculated to be planned in 2020 and put into operation in 2022. In bare-field plants, everything is established simultaneously. Production costs are calculated in 2020 prices.
4.1 Upgrading 3,000 Nm3 per h | P. Electricity prices in these calculation = 0.06 €/kWh
4.1 Upgrading 3,000 Nm3 per h | Q. Estimated based construction time for similar plants (e.g. SBS Kliplev)
4.1 Upgrading 3,000 Nm3 per h | R. The gas output pr feedstock is estimated by The Danish Energy Agency (stated in table 4 )
4.1 Upgrading 3,000 Nm3 per h | R. The gas output pr feedstock is estimated by The Danish Energy Agency (stated in table 4 )
4.1 Upgrading 3,000 Nm3 per h | J. 50 °C (expected to increase to 70°C, by 2024).
4.1 Upgrading 3,000 Nm3 per h | K. Based on internal projects and references performed at Ramboll including FEED projects and estimations from clients and from suppliers.
4.1 Upgrading 3,000 Nm3 per h | L. Values have been rounded to nearest 500.
4.1 Upgrading 3,000 Nm3 per h | M. It is estimated internally at Ramboll that construction for 1 MW and 10 MW H2 plants will take 0.75-1 year, 100 MW H2 plants will take 1.5-2 years, and 1 GW H2 plants will take >3 years. This estimate includes large electrical components and the plant itself.
4.1 Upgrading 3,000 Nm3 per h | N. Investment costs for 100 MW of all technologies are based on public CAPEX estimates for 2030 and 2050. 2020 projects at Ramboll have then been used to find the progression by size.
4.1 Upgrading 3,000 Nm3 per h | O. Values have been rounded to nearest 25.
4.1 Upgrading 3,000 Nm3 per h | P. To analyze the cost breakdown of a hydrogen plant, the electrolyzer unit and the Balance of the Plant (BOP) are considered as outlined in Figure 1.3.1. Additionally, various other cost factors that are essential for the plant commissioning are taken into account, such as civil work, installati...
4.1 Upgrading 3,000 Nm3 per h | Q. For each of the component costs, an approximate percentage of projects of similar size has been used to multiply with the specific investment.
4.1 Upgrading 3,000 Nm3 per h | R. For H2 plants sized 1 MW and 10 MW, estimated cost ratio of equipment to installation is 95:5, and for H2 plants sized 100 MW and 1 GW, the estimated cost ratio of equipment to installation is 90:10.
4.1 Upgrading 3,000 Nm3 per h | S. Stack replacement costs are not included.
4.1 Upgrading 3,000 Nm3 per h | T. The price of the input streams (water and electric energy), has not been estimated.
4.1 Upgrading 3,000 Nm3 per h | U. The values are based on public sources. Approaching 2050 yields is a higher margin of uncertainty.
4.1 Upgrading 3,000 Nm3 per h | V. The operational flexibility of a system is often determined by its cold start-up time, which represents the most time-consuming step and serves as a crucial distinguishing factor between different technologies.
4.1 Upgrading 3,000 Nm3 per h | W. The provided degradation rate of the electrolyser stack is an average value. However, it is important to note that this rate is also influenced by the operation profile, such as the frequency of start/stop operations.
4.1 Upgrading 3,000 Nm3 per h | X. The size of the electrolyser unit is determined based on a multistack configuration, using benchmarking data sourced from Ramboll. For example, the assumptions for 10 MW electrolysis for PEMEC, AEC and SOEC were 2 x 5 MW stacks inside one container, 2 x 2.5 MW stacks inside one container, need...
4.1 Upgrading 3,000 Nm3 per h | Y. The plant footprint includes the installation of electrolyser units, each with their respective rectifiers. A safety distance of 5 m is maintained between each unit, and a designated laydown area is provided for maintenance operations. BOP is also included in the total footprint value.
4.1 Upgrading 3,000 Nm3 per h | Z. Weight of stack is assuming wet conditions, where the contrarily to dry conditions, the weight of the electrolyte contributes to the total stack weight.
4.1 Upgrading 3,000 Nm3 per h | Z. Weight of stack is assuming wet conditions, where the contrarily to dry conditions, the weight of the electrolyte contributes to the total stack weight.
4.1 Upgrading 3,000 Nm3 per h | Z. Weight of stack is assuming wet conditions, where the contrarily to dry conditions, the weight of the electrolyte contributes to the total stack weight.
4.1 Upgrading 3,000 Nm3 per h | Z. Weight of stack is assuming wet conditions, where the contrarily to dry conditions, the weight of the electrolyte contributes to the total stack weight.
4.1 Upgrading 6,000 Nm3 per h | A. The uncertainty calculations varies the demand with +/- 25%
4.1 Upgrading 6,000 Nm3 per h | B. The uncertainty calculations varies the demand with +/- 15%
4.1 Upgrading 6,000 Nm3 per h | C. The uncertainty calculation varies the lifetime of the plant by 5 years
4.1 Upgrading 6,000 Nm3 per h | D. The uncertainty calculation varies the construction time of the plant by 1 year
4.1 Upgrading 6,000 Nm3 per h | E. The forecasted prices are based on a learning curve of 15%, this is further elaborated upon in the qualitative description
4.1 Upgrading 6,000 Nm3 per h | F. For uncertainty calculations for 2025 the prices varies by 15%
4.1 Upgrading 6,000 Nm3 per h | G. For uncertainty calculations for 20250 the learning curve for the forecast of prices in 2050 is tested with a 10% learning curve and a 20% learning curve.
4.1 Upgrading 6,000 Nm3 per h | G. For uncertainty calculations for 20250 the learning curve for the forecast of prices in 2050 is tested with a 10% learning curve and a 20% learning curve.
4.1 Upgrading 6,000 Nm3 per h | H. 20+ years
4.1 Upgrading 6,000 Nm3 per h | E. The uncertainty calculation varies the lifetime of the plant by 5 years
4.1 Upgrading 6,000 Nm3 per h | F. The uncertainty calculation varies the construction time of the plant by 1 year
4.1 Upgrading 6,000 Nm3 per h | G. The forecasted prices are based on a learning curve of 10%, this is further elaborated upon in the qualitative description
4.1 Upgrading 6,000 Nm3 per h | H. Due to curret supply bottlenecks it is assumed that the price will not develop towards 2025.
4.1 Upgrading 6,000 Nm3 per h | I. For uncertainty calculations for 2025 the prices varies by 15%
4.1 Upgrading 6,000 Nm3 per h | J. For uncertainty calculations for 2050 the learning curve for the forecast of prices in 2050 is tested with a 5% learning curve and a 15% learning curve.
4.1 Upgrading 6,000 Nm3 per h | K. Equipment is estimated to consitute 80% of the total investment while installation constitute 20%
4.1 Upgrading 6,000 Nm3 per h | L. All costs are without costs for biomass and transport
4.1 Upgrading 6,000 Nm3 per h | M. HRT=Hydraulic Retention Time. The HRT is between 60 and 100 days in newer Danish plants, depending on the biomass input and the plant’s technical specifications
4.1 Upgrading 6,000 Nm3 per h | N. DS%=dry solid content in feedstock. It should be noted, that the DM % of the input biomass is higher than the DM % in the reactor due to degradation of part of the DM input.The biogas plants should be operated with a DS content of a max of 13-14% in the reactor.
4.1 Upgrading 6,000 Nm3 per h | O. Production costs are calculated to be planned in 2020 and put into operation in 2022. In bare-field plants, everything is established simultaneously. Production costs are calculated in 2020 prices.
4.1 Upgrading 6,000 Nm3 per h | P. Electricity prices in these calculation = 0.06 €/kWh
4.1 Upgrading 6,000 Nm3 per h | Q. Estimated based construction time for similar plants [e.g. SBS Kliplev]
4.1 Upgrading 6,000 Nm3 per h | R. The gas output pr feedstock is estimated by The Danish Energy Agency [stated in table 4 ]
4.1 Upgrading 6,000 Nm3 per h | R. The gas output pr feedstock is estimated by The Danish Energy Agency [stated in table 4 ]
4.1 Upgrading 6,000 Nm3 per h | J. 50 °C (expected to increase to 70°C, by 2024).
4.1 Upgrading 6,000 Nm3 per h | K. Based on internal projects and references performed at Ramboll including FEED projects and estimations from clients and from suppliers.
4.1 Upgrading 6,000 Nm3 per h | L. Values have been rounded to nearest 500.
4.1 Upgrading 6,000 Nm3 per h | M. It is estimated internally at Ramboll that construction for 1 MW and 10 MW H2 plants will take 0.75-1 year, 100 MW H2 plants will take 1.5-2 years, and 1 GW H2 plants will take >3 years. This estimate includes large electrical components and the plant itself.
4.1 Upgrading 6,000 Nm3 per h | N. Investment costs for 100 MW of all technologies are based on public CAPEX estimates for 2030 and 2050. 2020 projects at Ramboll have then been used to find the progression by size.
4.1 Upgrading 6,000 Nm3 per h | O. Values have been rounded to nearest 25.
4.1 Upgrading 6,000 Nm3 per h | P. To analyze the cost breakdown of a hydrogen plant, the electrolyzer unit and the Balance of the Plant (BOP) are considered as outlined in Figure 1.3.1. Additionally, various other cost factors that are essential for the plant commissioning are taken into account, such as civil work, installati...
4.1 Upgrading 6,000 Nm3 per h | Q. For each of the component costs, an approximate percentage of projects of similar size has been used to multiply with the specific investment.
4.1 Upgrading 6,000 Nm3 per h | R. For H2 plants sized 1 MW and 10 MW, estimated cost ratio of equipment to installation is 95:5, and for H2 plants sized 100 MW and 1 GW, the estimated cost ratio of equipment to installation is 90:10.
4.1 Upgrading 6,000 Nm3 per h | S. Stack replacement costs are not included.
4.1 Upgrading 6,000 Nm3 per h | T. The price of the input streams (water and electric energy), has not been estimated.
4.1 Upgrading 6,000 Nm3 per h | U. The values are based on public sources. Approaching 2050 yields is a higher margin of uncertainty.
4.1 Upgrading 6,000 Nm3 per h | V. The operational flexibility of a system is often determined by its cold start-up time, which represents the most time-consuming step and serves as a crucial distinguishing factor between different technologies.
4.1 Upgrading 6,000 Nm3 per h | W. The provided degradation rate of the electrolyser stack is an average value. However, it is important to note that this rate is also influenced by the operation profile, such as the frequency of start/stop operations.
4.1 Upgrading 6,000 Nm3 per h | X. The size of the electrolyser unit is determined based on a multistack configuration, using benchmarking data sourced from Ramboll. For example, the assumptions for 10 MW electrolysis for PEMEC, AEC and SOEC were 2 x 5 MW stacks inside one container, 2 x 2.5 MW stacks inside one container, need...
4.1 Upgrading 6,000 Nm3 per h | Y. The plant footprint includes the installation of electrolyser units, each with their respective rectifiers. A safety distance of 5 m is maintained between each unit, and a designated laydown area is provided for maintenance operations. BOP is also included in the total footprint value.
4.1 Upgrading 6,000 Nm3 per h | Z. Weight of stack is assuming wet conditions, where the contrarily to dry conditions, the weight of the electrolyte contributes to the total stack weight.
4.1 Upgrading 6,000 Nm3 per h | Z. Weight of stack is assuming wet conditions, where the contrarily to dry conditions, the weight of the electrolyte contributes to the total stack weight.
4.1 Upgrading 6,000 Nm3 per h | Z. Weight of stack is assuming wet conditions, where the contrarily to dry conditions, the weight of the electrolyte contributes to the total stack weight.
4.1 Upgrading 6,000 Nm3 per h | Z. Weight of stack is assuming wet conditions, where the contrarily to dry conditions, the weight of the electrolyte contributes to the total stack weight.
4.2 SNG from methan. of biogas | A. The plant size range is likely limited by the biogas availability.
4.2 SNG from methan. of biogas | B. A1. This value is the hourly rating and has been calculated as if the unit produces at capacity and was in operations 8,000 h/year.
4.2 SNG from methan. of biogas | C. Plant size progression is based on moving from small biogas system to large systems as the technology is proven.
4.2 SNG from methan. of biogas | D. There are variations in the process that will have some impact on the overall efficiency. It is not yet clear what might become the industry standard.
4.2 SNG from methan. of biogas | E. This is the power for the system excluding the electrolyzer.
4.2 SNG from methan. of biogas | F. The methanation step does not lend itself to intermittent operation. The concept of intermittent power to SNG is not practical without intermediate storage for hydrogen that would allow the methanation plant to operate continuously. This would have a significant capital cost impact.
4.2 SNG from methan. of biogas | G. Some recoverable waste heat is available from the process.
4.2 SNG from methan. of biogas | H. There is a significant range in the capital cost estimates.
4.2 SNG from methan. of biogas | I. Assumes that the biogas is 65% methane.
4.2 SNG from methan. of biogas | I. Assumes that the biogas is 65% methane.
4.2 SNG from methan. of biogas | F. The uncertainty calculation varies the construction time of the plant by 1 year
4.2 SNG from methan. of biogas | G. The forecasted prices are based on a learning curve of 10%, this is further elaborated upon in the qualitative description
4.2 SNG from methan. of biogas | H. Due to curret supply bottlenecks it is assumed that the price will not develop towards 2025.
4.2 SNG from methan. of biogas | I. For uncertainty calculations for 2025 the prices varies by 15%
4.2 SNG from methan. of biogas | J. For uncertainty calculations for 2050 the learning curve for the forecast of prices in 2050 is tested with a 5% learning curve and a 15% learning curve.
4.2 SNG from methan. of biogas | K. Equipment is estimated to consitute 80% of the total investment while installation constitute 20%
4.2 SNG from methan. of biogas | L. All costs are without costs for biomass and transport
4.2 SNG from methan. of biogas | M. HRT=Hydraulic Retention Time. The HRT is between 60 and 100 days in newer Danish plants, depending on the biomass input and the plant’s technical specifications
4.2 SNG from methan. of biogas | N. DS%=dry solid content in feedstock. It should be noted, that the DM % of the input biomass is higher than the DM % in the reactor due to degradation of part of the DM input.The biogas plants should be operated with a DS content of a max of 13-14% in the reactor.
4.2 SNG from methan. of biogas | O. Production costs are calculated to be planned in 2020 and put into operation in 2022. In bare-field plants, everything is established simultaneously. Production costs are calculated in 2020 prices.
4.2 SNG from methan. of biogas | P. Electricity prices in these calculation = 0.06 €/kWh
4.2 SNG from methan. of biogas | Q. Estimated based construction time for similar plants (e.g. SBS Kliplev)
4.2 SNG from methan. of biogas | R. The gas output pr feedstock is estimated by The Danish Energy Agency (stated in table 4 )
4.2 SNG from methan. of biogas | R. The gas output pr feedstock is estimated by The Danish Energy Agency (stated in table 4 )
4.2 SNG from methan. of biogas | J. 50 °C (expected to increase to 70°C, by 2024).
4.2 SNG from methan. of biogas | K. Based on internal projects and references performed at Ramboll including FEED projects and estimations from clients and from suppliers.
4.2 SNG from methan. of biogas | L. Values have been rounded to nearest 500.
4.2 SNG from methan. of biogas | M. It is estimated internally at Ramboll that construction for 1 MW and 10 MW H2 plants will take 0.75-1 year, 100 MW H2 plants will take 1.5-2 years, and 1 GW H2 plants will take >3 years. This estimate includes large electrical components and the plant itself.
4.2 SNG from methan. of biogas | N. Investment costs for 100 MW of all technologies are based on public CAPEX estimates for 2030 and 2050. 2020 projects at Ramboll have then been used to find the progression by size.
4.2 SNG from methan. of biogas | O. Values have been rounded to nearest 25.
4.2 SNG from methan. of biogas | P. To analyze the cost breakdown of a hydrogen plant, the electrolyzer unit and the Balance of the Plant (BOP) are considered as outlined in Figure 1.3.1. Additionally, various other cost factors that are essential for the plant commissioning are taken into account, such as civil work, installati...
4.2 SNG from methan. of biogas | Q. For each of the component costs, an approximate percentage of projects of similar size has been used to multiply with the specific investment.
4.2 SNG from methan. of biogas | R. For H2 plants sized 1 MW and 10 MW, estimated cost ratio of equipment to installation is 95:5, and for H2 plants sized 100 MW and 1 GW, the estimated cost ratio of equipment to installation is 90:10.
4.2 SNG from methan. of biogas | S. Stack replacement costs are not included.
4.2 SNG from methan. of biogas | T. The price of the input streams (water and electric energy), has not been estimated.
4.2 SNG from methan. of biogas | U. The values are based on public sources. Approaching 2050 yields is a higher margin of uncertainty.
4.2 SNG from methan. of biogas | V. The operational flexibility of a system is often determined by its cold start-up time, which represents the most time-consuming step and serves as a crucial distinguishing factor between different technologies.
4.2 SNG from methan. of biogas | W. The provided degradation rate of the electrolyser stack is an average value. However, it is important to note that this rate is also influenced by the operation profile, such as the frequency of start/stop operations.
4.2 SNG from methan. of biogas | X. The size of the electrolyser unit is determined based on a multistack configuration, using benchmarking data sourced from Ramboll. For example, the assumptions for 10 MW electrolysis for PEMEC, AEC and SOEC were 2 x 5 MW stacks inside one container, 2 x 2.5 MW stacks inside one container, need...
4.2 SNG from methan. of biogas | Y. The plant footprint includes the installation of electrolyser units, each with their respective rectifiers. A safety distance of 5 m is maintained between each unit, and a designated laydown area is provided for maintenance operations. BOP is also included in the total footprint value.
4.2 SNG from methan. of biogas | Z. Weight of stack is assuming wet conditions, where the contrarily to dry conditions, the weight of the electrolyte contributes to the total stack weight.
4.2 SNG from methan. of biogas | Z. Weight of stack is assuming wet conditions, where the contrarily to dry conditions, the weight of the electrolyte contributes to the total stack weight.
4.2 SNG from methan. of biogas | Z. Weight of stack is assuming wet conditions, where the contrarily to dry conditions, the weight of the electrolyte contributes to the total stack weight.
4.2 SNG from methan. of biogas | Z. Weight of stack is assuming wet conditions, where the contrarily to dry conditions, the weight of the electrolyte contributes to the total stack weight.
4.3 Biomethanation of biogas | A. The specified power relates to the lower heating value of methane generated in biomethanation process
4.3 Biomethanation of biogas | B. Assumed specification for biogas: 58% CH4, 42% CO2, 0,5% mol O2, 2500 ppm H2S
4.3 Biomethanation of biogas | C. Supplied at a pressure of around 1 bar and temperature of around 50 °C
4.3 Biomethanation of biogas | D. Nutrient mix is supplier specific
4.3 Biomethanation of biogas | E. Includes only methane produced in the biomethanation unit
4.3 Biomethanation of biogas | F. Methane concentration out of reactor 95% ±5%, polishing unit can be included for higher purity
4.3 Biomethanation of biogas | G. At atmospheric pressure and 50-60°C
4.3 Biomethanation of biogas | H. At around 50-60°C. Utilization for district heating thereby requires a heat pump
4.3 Biomethanation of biogas | I. Net water outlet. Some suppliers add water to the feed
4.3 Biomethanation of biogas | J. ≤ 5 % of total hours of the year
4.3 Biomethanation of biogas | K. Note that the technology was still in demonstration scale in 2020, resulting in high investment costs.
4.3 Biomethanation of biogas | L. Costs for nutrients. Nutrient type is supplier specific with variable costs.
4.3 Biomethanation of biogas | M. Cost of heat for start-up. Based on five start-ups per year.
4.3 Biomethanation of biogas | I. For uncertainty calculations for 2025 the prices varies by 15%
4.3 Biomethanation of biogas | J. For uncertainty calculations for 2050 the learning curve for the forecast of prices in 2050 is tested with a 5% learning curve and a 15% learning curve.
4.3 Biomethanation of biogas | K. Equipment is estimated to consitute 80% of the total investment while installation constitute 20%
4.3 Biomethanation of biogas | L. All costs are without costs for biomass and transport
4.3 Biomethanation of biogas | M. HRT=Hydraulic Retention Time. The HRT is between 60 and 100 days in newer Danish plants, depending on the biomass input and the plant’s technical specifications
4.3 Biomethanation of biogas | N. DS%=dry solid content in feedstock. It should be noted, that the DM % of the input biomass is higher than the DM % in the reactor due to degradation of part of the DM input.The biogas plants should be operated with a DS content of a max of 13-14% in the reactor.
4.3 Biomethanation of biogas | O. Production costs are calculated to be planned in 2020 and put into operation in 2022. In bare-field plants, everything is established simultaneously. Production costs are calculated in 2020 prices.
4.3 Biomethanation of biogas | P. Electricity prices in these calculation = 0.06 €/kWh
4.3 Biomethanation of biogas | Q. Estimated based construction time for similar plants [e.g. SBS Kliplev]
4.3 Biomethanation of biogas | R. The gas output pr feedstock is estimated by The Danish Energy Agency [stated in table 4 ]
4.3 Biomethanation of biogas | R. The gas output pr feedstock is estimated by The Danish Energy Agency [stated in table 4 ]
4.3 Biomethanation of biogas | J. 50 °C (expected to increase to 70°C, by 2024).
4.3 Biomethanation of biogas | K. Based on internal projects and references performed at Ramboll including FEED projects and estimations from clients and from suppliers.
4.3 Biomethanation of biogas | L. Values have been rounded to nearest 500.
4.3 Biomethanation of biogas | M. It is estimated internally at Ramboll that construction for 1 MW and 10 MW H2 plants will take 0.75-1 year, 100 MW H2 plants will take 1.5-2 years, and 1 GW H2 plants will take >3 years. This estimate includes large electrical components and the plant itself.
4.3 Biomethanation of biogas | N. Investment costs for 100 MW of all technologies are based on public CAPEX estimates for 2030 and 2050. 2020 projects at Ramboll have then been used to find the progression by size.
4.3 Biomethanation of biogas | O. Values have been rounded to nearest 25.
4.3 Biomethanation of biogas | P. To analyze the cost breakdown of a hydrogen plant, the electrolyzer unit and the Balance of the Plant (BOP) are considered as outlined in Figure 1.3.1. Additionally, various other cost factors that are essential for the plant commissioning are taken into account, such as civil work, installati...
4.3 Biomethanation of biogas | Q. For each of the component costs, an approximate percentage of projects of similar size has been used to multiply with the specific investment.
4.3 Biomethanation of biogas | R. For H2 plants sized 1 MW and 10 MW, estimated cost ratio of equipment to installation is 95:5, and for H2 plants sized 100 MW and 1 GW, the estimated cost ratio of equipment to installation is 90:10.
4.3 Biomethanation of biogas | S. Stack replacement costs are not included.
4.3 Biomethanation of biogas | T. The price of the input streams (water and electric energy), has not been estimated.
4.3 Biomethanation of biogas | U. The values are based on public sources. Approaching 2050 yields is a higher margin of uncertainty.
4.3 Biomethanation of biogas | V. The operational flexibility of a system is often determined by its cold start-up time, which represents the most time-consuming step and serves as a crucial distinguishing factor between different technologies.
4.3 Biomethanation of biogas | W. The provided degradation rate of the electrolyser stack is an average value. However, it is important to note that this rate is also influenced by the operation profile, such as the frequency of start/stop operations.
4.3 Biomethanation of biogas | X. The size of the electrolyser unit is determined based on a multistack configuration, using benchmarking data sourced from Ramboll. For example, the assumptions for 10 MW electrolysis for PEMEC, AEC and SOEC were 2 x 5 MW stacks inside one container, 2 x 2.5 MW stacks inside one container, need...
4.3 Biomethanation of biogas | Y. The plant footprint includes the installation of electrolyser units, each with their respective rectifiers. A safety distance of 5 m is maintained between each unit, and a designated laydown area is provided for maintenance operations. BOP is also included in the total footprint value.
4.3 Biomethanation of biogas | Z. Weight of stack is assuming wet conditions, where the contrarily to dry conditions, the weight of the electrolyte contributes to the total stack weight.
4.3 Biomethanation of biogas | Z. Weight of stack is assuming wet conditions, where the contrarily to dry conditions, the weight of the electrolyte contributes to the total stack weight.
4.3 Biomethanation of biogas | Z. Weight of stack is assuming wet conditions, where the contrarily to dry conditions, the weight of the electrolyte contributes to the total stack weight.
4.3 Biomethanation of biogas | Z. Weight of stack is assuming wet conditions, where the contrarily to dry conditions, the weight of the electrolyte contributes to the total stack weight.
4.4 Gasif. CFB, Bio-SNG | A. The plant size range is likely limited by the biogas availability.
4.4 Gasif. CFB, Bio-SNG | B. A1. This value is the hourly rating and has been calculated as if the unit produces at capacity and was in operations 8,000 h/year.
4.4 Gasif. CFB, Bio-SNG | C. Plant size progression is based on moving from small biogas system to large systems as the technology is proven.
4.4 Gasif. CFB, Bio-SNG | D. There are variations in the process that will have some impact on the overall efficiency. It is not yet clear what might become the industry standard.
4.4 Gasif. CFB, Bio-SNG | E. This is the power for the system excluding the electrolyzer.
4.4 Gasif. CFB, Bio-SNG | A. With flue gas condensation
4.4 Gasif. CFB, Bio-SNG | B. Generally the plants' electricity generation is assumed to balance the consumption
4.4 Gasif. CFB, Bio-SNG | C. Assumed to be in the same magnitude as a coal fired power plant
4.4 Gasif. CFB, Bio-SNG | D. 2015 data for NOX and N2O origin from [23]. Other values are assumed to be in the same magnitude as a biomass fired PF power plant (pellets)
4.4 Gasif. CFB, Bio-SNG | E. For 2015, values reflect the 20 MWgas Swedish GoBiGas Phase 1 demonstration project. A proportionality factor of 0.7 is assumed to apply when going from 2015 to 2020 based on the anticipated upscaling from 20 MWgas to 100 MWgas [21]. For 2030, the figure is an average of a value from theoretic...
4.4 Gasif. CFB, Bio-SNG | F. Assumed that the total O&M costs splits in 1/3 variable, 2/3 fixed costs, 8000 h/year
4.4 Gasif. CFB, Bio-SNG | G. Efficiencies are expected to improve gradually from presently demonstrated level, to values corresponding to various studies for large plants in 2030, and gradual increase to 2050. It is assumed that a total efficiency of 90% can be obtained.
4.4 Gasif. CFB, Bio-SNG | H. Heat at normal district heating temprature set 80/50 deg. Additional low temperature heat for heat pumps is possible. For uncertainty values, a higher heat output can be expected at low gas output and vice versa.
4.4 Gasif. CFB, Bio-SNG | J. For uncertainty calculations for 2050 the learning curve for the forecast of prices in 2050 is tested with a 5% learning curve and a 15% learning curve.
4.4 Gasif. CFB, Bio-SNG | K. Equipment is estimated to consitute 80% of the total investment while installation constitute 20%
4.4 Gasif. CFB, Bio-SNG | L. All costs are without costs for biomass and transport
4.4 Gasif. CFB, Bio-SNG | M. HRT=Hydraulic Retention Time. The HRT is between 60 and 100 days in newer Danish plants, depending on the biomass input and the plant’s technical specifications
4.4 Gasif. CFB, Bio-SNG | N. DS%=dry solid content in feedstock. It should be noted, that the DM % of the input biomass is higher than the DM % in the reactor due to degradation of part of the DM input.The biogas plants should be operated with a DS content of a max of 13-14% in the reactor.
4.4 Gasif. CFB, Bio-SNG | O. Production costs are calculated to be planned in 2020 and put into operation in 2022. In bare-field plants, everything is established simultaneously. Production costs are calculated in 2020 prices.
4.4 Gasif. CFB, Bio-SNG | P. Electricity prices in these calculation = 0.06 €/kWh
4.4 Gasif. CFB, Bio-SNG | Q. Estimated based construction time for similar plants (e.g. SBS Kliplev)
4.4 Gasif. CFB, Bio-SNG | R. The gas output pr feedstock is estimated by The Danish Energy Agency (stated in table 4 )
4.4 Gasif. CFB, Bio-SNG | R. The gas output pr feedstock is estimated by The Danish Energy Agency (stated in table 4 )
4.4 Gasif. CFB, Bio-SNG | J. 50 °C (expected to increase to 70°C, by 2024).
4.4 Gasif. CFB, Bio-SNG | K. Based on internal projects and references performed at Ramboll including FEED projects and estimations from clients and from suppliers.
4.4 Gasif. CFB, Bio-SNG | L. Values have been rounded to nearest 500.
4.4 Gasif. CFB, Bio-SNG | M. It is estimated internally at Ramboll that construction for 1 MW and 10 MW H2 plants will take 0.75-1 year, 100 MW H2 plants will take 1.5-2 years, and 1 GW H2 plants will take >3 years. This estimate includes large electrical components and the plant itself.
4.4 Gasif. CFB, Bio-SNG | N. Investment costs for 100 MW of all technologies are based on public CAPEX estimates for 2030 and 2050. 2020 projects at Ramboll have then been used to find the progression by size.
4.4 Gasif. CFB, Bio-SNG | O. Values have been rounded to nearest 25.
4.4 Gasif. CFB, Bio-SNG | P. To analyze the cost breakdown of a hydrogen plant, the electrolyzer unit and the Balance of the Plant (BOP) are considered as outlined in Figure 1.3.1. Additionally, various other cost factors that are essential for the plant commissioning are taken into account, such as civil work, installati...
4.4 Gasif. CFB, Bio-SNG | Q. For each of the component costs, an approximate percentage of projects of similar size has been used to multiply with the specific investment.
4.4 Gasif. CFB, Bio-SNG | R. For H2 plants sized 1 MW and 10 MW, estimated cost ratio of equipment to installation is 95:5, and for H2 plants sized 100 MW and 1 GW, the estimated cost ratio of equipment to installation is 90:10.
4.4 Gasif. CFB, Bio-SNG | S. Stack replacement costs are not included.
4.4 Gasif. CFB, Bio-SNG | T. The price of the input streams (water and electric energy), has not been estimated.
4.4 Gasif. CFB, Bio-SNG | U. The values are based on public sources. Approaching 2050 yields is a higher margin of uncertainty.
4.4 Gasif. CFB, Bio-SNG | V. The operational flexibility of a system is often determined by its cold start-up time, which represents the most time-consuming step and serves as a crucial distinguishing factor between different technologies.
4.4 Gasif. CFB, Bio-SNG | W. The provided degradation rate of the electrolyser stack is an average value. However, it is important to note that this rate is also influenced by the operation profile, such as the frequency of start/stop operations.
4.4 Gasif. CFB, Bio-SNG | X. The size of the electrolyser unit is determined based on a multistack configuration, using benchmarking data sourced from Ramboll. For example, the assumptions for 10 MW electrolysis for PEMEC, AEC and SOEC were 2 x 5 MW stacks inside one container, 2 x 2.5 MW stacks inside one container, need...
4.4 Gasif. CFB, Bio-SNG | Y. The plant footprint includes the installation of electrolyser units, each with their respective rectifiers. A safety distance of 5 m is maintained between each unit, and a designated laydown area is provided for maintenance operations. BOP is also included in the total footprint value.
4.4 Gasif. CFB, Bio-SNG | Z. Weight of stack is assuming wet conditions, where the contrarily to dry conditions, the weight of the electrolyte contributes to the total stack weight.
4.4 Gasif. CFB, Bio-SNG | Z. Weight of stack is assuming wet conditions, where the contrarily to dry conditions, the weight of the electrolyte contributes to the total stack weight.
4.4 Gasif. CFB, Bio-SNG | Z. Weight of stack is assuming wet conditions, where the contrarily to dry conditions, the weight of the electrolyte contributes to the total stack weight.
4.4 Gasif. CFB, Bio-SNG | Z. Weight of stack is assuming wet conditions, where the contrarily to dry conditions, the weight of the electrolyte contributes to the total stack weight.
5.1 Methanol biomass gasif. | A. The plant size range is assumed based on the proposed Värmlands plant and the NREL nth plant.
5.1 Methanol biomass gasif. | A1. This value is the hourly rating and has been calculated as if the unit produces at capacity and was in operations 8,000 h/year.
5.1 Methanol biomass gasif. | B. Feedstock availability is likely to determine the maximum plant size.
5.1 Methanol biomass gasif. | C. Some plants may produce their own power and have no power imports.
5.1 Methanol biomass gasif. | D. Plants that produce their own power will have much lower heat available to district heat.
5.1 Methanol biomass gasif. | E. Assumed a 25/75 split on fixed to variable operating costs.
5.1 Methanol biomass gasif. | F. M €/k tonne is million euro per 1,000 tonnes
5.1 Methanol biomass gasif. | F. M €/k tonne is million euro per 1,000 tonnes
5.1 Methanol biomass gasif. | G. At atmospheric pressure and 50-60°C
5.1 Methanol biomass gasif. | H. At around 50-60°C. Utilization for district heating thereby requires a heat pump
5.1 Methanol biomass gasif. | I. Net water outlet. Some suppliers add water to the feed
5.1 Methanol biomass gasif. | J. ≤ 5 % of total hours of the year
5.1 Methanol biomass gasif. | K. Note that the technology was still in demonstration scale in 2020, resulting in high investment costs.
5.1 Methanol biomass gasif. | L. Costs for nutrients. Nutrient type is supplier specific with variable costs.
5.1 Methanol biomass gasif. | M. Cost of heat for start-up. Based on five start-ups per year.
5.1 Methanol biomass gasif. | I. For uncertainty calculations for 2025 the prices varies by 15%
5.1 Methanol biomass gasif. | J. For uncertainty calculations for 2050 the learning curve for the forecast of prices in 2050 is tested with a 5% learning curve and a 15% learning curve.
5.1 Methanol biomass gasif. | K. Equipment is estimated to consitute 80% of the total investment while installation constitute 20%
5.1 Methanol biomass gasif. | L. All costs are without costs for biomass and transport
5.1 Methanol biomass gasif. | M. HRT=Hydraulic Retention Time. The HRT is between 60 and 100 days in newer Danish plants, depending on the biomass input and the plant’s technical specifications
5.1 Methanol biomass gasif. | N. DS%=dry solid content in feedstock. It should be noted, that the DM % of the input biomass is higher than the DM % in the reactor due to degradation of part of the DM input.The biogas plants should be operated with a DS content of a max of 13-14% in the reactor.
5.1 Methanol biomass gasif. | O. Production costs are calculated to be planned in 2020 and put into operation in 2022. In bare-field plants, everything is established simultaneously. Production costs are calculated in 2020 prices.
5.1 Methanol biomass gasif. | P. Electricity prices in these calculation = 0.06 €/kWh
5.1 Methanol biomass gasif. | Q. Estimated based construction time for similar plants [e.g. SBS Kliplev]
5.1 Methanol biomass gasif. | R. The gas output pr feedstock is estimated by The Danish Energy Agency [stated in table 4 ]
5.1 Methanol biomass gasif. | R. The gas output pr feedstock is estimated by The Danish Energy Agency [stated in table 4 ]
5.1 Methanol biomass gasif. | J. 50 °C (expected to increase to 70°C, by 2024).
5.1 Methanol biomass gasif. | K. Based on internal projects and references performed at Ramboll including FEED projects and estimations from clients and from suppliers.
5.1 Methanol biomass gasif. | L. Values have been rounded to nearest 500.
5.1 Methanol biomass gasif. | M. It is estimated internally at Ramboll that construction for 1 MW and 10 MW H2 plants will take 0.75-1 year, 100 MW H2 plants will take 1.5-2 years, and 1 GW H2 plants will take >3 years. This estimate includes large electrical components and the plant itself.
5.1 Methanol biomass gasif. | N. Investment costs for 100 MW of all technologies are based on public CAPEX estimates for 2030 and 2050. 2020 projects at Ramboll have then been used to find the progression by size.
5.1 Methanol biomass gasif. | O. Values have been rounded to nearest 25.
5.1 Methanol biomass gasif. | P. To analyze the cost breakdown of a hydrogen plant, the electrolyzer unit and the Balance of the Plant (BOP) are considered as outlined in Figure 1.3.1. Additionally, various other cost factors that are essential for the plant commissioning are taken into account, such as civil work, installati...
5.1 Methanol biomass gasif. | Q. For each of the component costs, an approximate percentage of projects of similar size has been used to multiply with the specific investment.
5.1 Methanol biomass gasif. | R. For H2 plants sized 1 MW and 10 MW, estimated cost ratio of equipment to installation is 95:5, and for H2 plants sized 100 MW and 1 GW, the estimated cost ratio of equipment to installation is 90:10.
5.1 Methanol biomass gasif. | S. Stack replacement costs are not included.
5.1 Methanol biomass gasif. | T. The price of the input streams (water and electric energy), has not been estimated.
5.1 Methanol biomass gasif. | U. The values are based on public sources. Approaching 2050 yields is a higher margin of uncertainty.
5.1 Methanol biomass gasif. | V. The operational flexibility of a system is often determined by its cold start-up time, which represents the most time-consuming step and serves as a crucial distinguishing factor between different technologies.
5.1 Methanol biomass gasif. | W. The provided degradation rate of the electrolyser stack is an average value. However, it is important to note that this rate is also influenced by the operation profile, such as the frequency of start/stop operations.
5.1 Methanol biomass gasif. | X. The size of the electrolyser unit is determined based on a multistack configuration, using benchmarking data sourced from Ramboll. For example, the assumptions for 10 MW electrolysis for PEMEC, AEC and SOEC were 2 x 5 MW stacks inside one container, 2 x 2.5 MW stacks inside one container, need...
5.1 Methanol biomass gasif. | Y. The plant footprint includes the installation of electrolyser units, each with their respective rectifiers. A safety distance of 5 m is maintained between each unit, and a designated laydown area is provided for maintenance operations. BOP is also included in the total footprint value.
5.1 Methanol biomass gasif. | Z. Weight of stack is assuming wet conditions, where the contrarily to dry conditions, the weight of the electrolyte contributes to the total stack weight.
5.1 Methanol biomass gasif. | Z. Weight of stack is assuming wet conditions, where the contrarily to dry conditions, the weight of the electrolyte contributes to the total stack weight.
5.1 Methanol biomass gasif. | Z. Weight of stack is assuming wet conditions, where the contrarily to dry conditions, the weight of the electrolyte contributes to the total stack weight.
5.1 Methanol biomass gasif. | Z. Weight of stack is assuming wet conditions, where the contrarily to dry conditions, the weight of the electrolyte contributes to the total stack weight.
5.2 Methanol from hydrogen | A. The plant size range is likely limited by the biogas availability.
5.2 Methanol from hydrogen | B. A1. This value is the hourly rating and has been calculated as if the unit produces at capacity and was in operations 8,000 h/year.
5.2 Methanol from hydrogen | C. Plant size progression is based on moving from small biogas system to large systems as the technology is proven.
5.2 Methanol from hydrogen | D. There are variations in the process that will have some impact on the overall efficiency. It is not yet clear what might become the industry standard.
5.2 Methanol from hydrogen | A. In the period 2020-2030 the plant size is governed by the available carbon resource. Towards 2050, direct air capture is expected to play a role resulting in increased plant sizes.
5.2 Methanol from hydrogen | B. The value is slightly higher than stoichiometric reaction due to the formation of organic by-products
5.2 Methanol from hydrogen | C. Calculated based on 2,130 Nm3-H2/ton-methanol and 0,09 kg-H2/Nm3-H2
5.2 Methanol from hydrogen | D. Converted based on a lower heating value for hydrogen of 33,3 kWh/kg
5.2 Methanol from hydrogen | E. Haldor Topsøe [5] states a value of 500 kWh/ton-methanol, which includes compression of H2 and CO2. The figure provided in the table covers electricity demand for auxiliary equipment excl. compressors and is assumed to be 20 % of the value provided by Haldor Top søe
5.2 Methanol from hydrogen | F. Steam produced in the methanol reactor is reused for heating purposes in the distillation section. The value provided states the net import steam.
5.2 Methanol from hydrogen | G. Calculated based on a lower heating value for methanol of 19,9 GJ/ton
5.2 Methanol from hydrogen | H. Based on assumption that warm streams can be cooled to 50 °C
5.2 Methanol from hydrogen | I. Includes heat loss to ambient and cooling at temperatures below 50 °C
5.2 Methanol from hydrogen | J. Based on stoichiometry of the chemical reaction. The waste water includes traces of organic byproducts from the methanol synthesis, and can be handled in conventional central waste water facilities or treated on site
5.2 Methanol from hydrogen | K. Construction time from order placement to start of commercial operation. Methanol reactor is a long lead item which is a governing factor for the construction time
5.2 Methanol from hydrogen | L. According to battery limits as described in the text. Reduction in specific investment over time is due to economy of scale and not due to technological development.
5.2 Methanol from hydrogen | M. Estimated to be 3 % of CAPEX
5.2 Methanol from hydrogen | M. Estimated to be 3 % of CAPEX
5.2 Methanol from hydrogen | M. Estimated to be 3 % of CAPEX
5.2 Methanol from hydrogen | P. Electricity prices in these calculation = 0.06 €/kWh
5.2 Methanol from hydrogen | Q. Estimated based construction time for similar plants (e.g. SBS Kliplev)
5.2 Methanol from hydrogen | R. The gas output pr feedstock is estimated by The Danish Energy Agency (stated in table 4 )
5.2 Methanol from hydrogen | R. The gas output pr feedstock is estimated by The Danish Energy Agency (stated in table 4 )
5.2 Methanol from hydrogen | J. 50 °C (expected to increase to 70°C, by 2024).
5.2 Methanol from hydrogen | K. Based on internal projects and references performed at Ramboll including FEED projects and estimations from clients and from suppliers.
5.2 Methanol from hydrogen | L. Values have been rounded to nearest 500.
5.2 Methanol from hydrogen | M. It is estimated internally at Ramboll that construction for 1 MW and 10 MW H2 plants will take 0.75-1 year, 100 MW H2 plants will take 1.5-2 years, and 1 GW H2 plants will take >3 years. This estimate includes large electrical components and the plant itself.
5.2 Methanol from hydrogen | N. Investment costs for 100 MW of all technologies are based on public CAPEX estimates for 2030 and 2050. 2020 projects at Ramboll have then been used to find the progression by size.
5.2 Methanol from hydrogen | O. Values have been rounded to nearest 25.
5.2 Methanol from hydrogen | P. To analyze the cost breakdown of a hydrogen plant, the electrolyzer unit and the Balance of the Plant (BOP) are considered as outlined in Figure 1.3.1. Additionally, various other cost factors that are essential for the plant commissioning are taken into account, such as civil work, installati...
5.2 Methanol from hydrogen | Q. For each of the component costs, an approximate percentage of projects of similar size has been used to multiply with the specific investment.
5.2 Methanol from hydrogen | R. For H2 plants sized 1 MW and 10 MW, estimated cost ratio of equipment to installation is 95:5, and for H2 plants sized 100 MW and 1 GW, the estimated cost ratio of equipment to installation is 90:10.
5.2 Methanol from hydrogen | S. Stack replacement costs are not included.
5.2 Methanol from hydrogen | T. The price of the input streams (water and electric energy), has not been estimated.
5.2 Methanol from hydrogen | U. The values are based on public sources. Approaching 2050 yields is a higher margin of uncertainty.
5.2 Methanol from hydrogen | V. The operational flexibility of a system is often determined by its cold start-up time, which represents the most time-consuming step and serves as a crucial distinguishing factor between different technologies.
5.2 Methanol from hydrogen | W. The provided degradation rate of the electrolyser stack is an average value. However, it is important to note that this rate is also influenced by the operation profile, such as the frequency of start/stop operations.
5.2 Methanol from hydrogen | X. The size of the electrolyser unit is determined based on a multistack configuration, using benchmarking data sourced from Ramboll. For example, the assumptions for 10 MW electrolysis for PEMEC, AEC and SOEC were 2 x 5 MW stacks inside one container, 2 x 2.5 MW stacks inside one container, need...
5.2 Methanol from hydrogen | Y. The plant footprint includes the installation of electrolyser units, each with their respective rectifiers. A safety distance of 5 m is maintained between each unit, and a designated laydown area is provided for maintenance operations. BOP is also included in the total footprint value.
5.2 Methanol from hydrogen | Z. Weight of stack is assuming wet conditions, where the contrarily to dry conditions, the weight of the electrolyte contributes to the total stack weight.
5.2 Methanol from hydrogen | Z. Weight of stack is assuming wet conditions, where the contrarily to dry conditions, the weight of the electrolyte contributes to the total stack weight.
5.2 Methanol from hydrogen | Z. Weight of stack is assuming wet conditions, where the contrarily to dry conditions, the weight of the electrolyte contributes to the total stack weight.
5.2 Methanol from hydrogen | Z. Weight of stack is assuming wet conditions, where the contrarily to dry conditions, the weight of the electrolyte contributes to the total stack weight.
5.3 Methanol from biogas & H2 | A. The plant size range is assumed based on the proposed Värmlands plant and the NREL nth plant.
5.3 Methanol from biogas & H2 | A1. This value is the hourly rating and has been calculated as if the unit produces at capacity and was in operations 8,000 h/year.
5.3 Methanol from biogas & H2 | B. Feedstock availability is likely to determine the maximum plant size.
5.3 Methanol from biogas & H2 | C. Some plants may produce their own power and have no power imports.
5.3 Methanol from biogas & H2 | D. Plants that produce their own power will have much lower heat available to district heat.
5.3 Methanol from biogas & H2 | E. Assumed a 25/75 split on fixed to variable operating costs.
5.3 Methanol from biogas & H2 | F. M €/k tonne is million euro per 1,000 tonnes
5.3 Methanol from biogas & H2 | F. M €/k tonne is million euro per 1,000 tonnes
5.3 Methanol from biogas & H2 | G. At atmospheric pressure and 50-60°C
5.3 Methanol from biogas & H2 | H. At around 50-60°C. Utilization for district heating thereby requires a heat pump
5.3 Methanol from biogas & H2 | A. Biogas and Hydrogen to methanol plants operate at lab or pilot scale in 2024. The capacity is increased to large scale demonstration plant/small biogas plant (900 Nm3 biogas/h) in 2030 and to a typical biogas plant (5000 Nm3 biogas/h) in 2040 and 2050. Low technology readiness level means that...
5.3 Methanol from biogas & H2 | B. It is assumed that the input biogas is clean with no harmful substances for the reformation and methanol synthesis processes.
5.3 Methanol from biogas & H2 | C. Hydrogen energy is based on the lower heating value.
5.3 Methanol from biogas & H2 | D. FiW states an electricity consumption of 0.34 MWh/ton, which does not include electricity for electrolysis.
5.3 Methanol from biogas & H2 | E. The net steam consumption covers synthesis gas preheating before methanol syntheiss and separation of products (primarily methanol and water) in distillation.
5.3 Methanol from biogas & H2 | F. Technology developments may slightly improve the methanol output.
5.3 Methanol from biogas & H2 | G. Heat is reused in the process streams leaving 50°C as waste heat, which is considered ususable as heat source for heat pumps in district heating but direct use in district heating. Developments can result in minor amounts of heat directly usuable for district heating.
5.3 Methanol from biogas & H2 | H. Effluent gas is purged to prevent build up of undesired sideproducts etc. Effluents contain energy that is not used in the methanol synthesis.
5.3 Methanol from biogas & H2 | I. The reported heat loss is heat loss during process steps. Technology advancements can slightly reduce the heat loss.
5.3 Methanol from biogas & H2 | J. Based on numbers from FiW. For CAPEX additional 20-25% to account for civil work, installation, hookup and storage. For CAPEX or "specific investment" (M€/MW-methanol and M€/TPD) notice significant uncertainty due to process/technology at low TRL.
5.3 Methanol from biogas & H2 | K. 4% af CAPEX is assumed as fixed O&M including salaries, maintenance, servicing etc.
5.3 Methanol from biogas & H2 | L. Variable OPEX is estimated to 1.5% of CAPEX
5.3 Methanol from biogas & H2 | Q. Estimated based construction time for similar plants [e.g. SBS Kliplev]
5.3 Methanol from biogas & H2 | R. The gas output pr feedstock is estimated by The Danish Energy Agency [stated in table 4 ]
5.3 Methanol from biogas & H2 | R. The gas output pr feedstock is estimated by The Danish Energy Agency [stated in table 4 ]
5.3 Methanol from biogas & H2 | J. 50 °C (expected to increase to 70°C, by 2024).
5.3 Methanol from biogas & H2 | K. Based on internal projects and references performed at Ramboll including FEED projects and estimations from clients and from suppliers.
5.3 Methanol from biogas & H2 | L. Values have been rounded to nearest 500.
5.3 Methanol from biogas & H2 | M. It is estimated internally at Ramboll that construction for 1 MW and 10 MW H2 plants will take 0.75-1 year, 100 MW H2 plants will take 1.5-2 years, and 1 GW H2 plants will take >3 years. This estimate includes large electrical components and the plant itself.
5.3 Methanol from biogas & H2 | N. Investment costs for 100 MW of all technologies are based on public CAPEX estimates for 2030 and 2050. 2020 projects at Ramboll have then been used to find the progression by size.
5.3 Methanol from biogas & H2 | O. Values have been rounded to nearest 25.
5.3 Methanol from biogas & H2 | P. To analyze the cost breakdown of a hydrogen plant, the electrolyzer unit and the Balance of the Plant (BOP) are considered as outlined in Figure 1.3.1. Additionally, various other cost factors that are essential for the plant commissioning are taken into account, such as civil work, installati...
5.3 Methanol from biogas & H2 | Q. For each of the component costs, an approximate percentage of projects of similar size has been used to multiply with the specific investment.
5.3 Methanol from biogas & H2 | R. For H2 plants sized 1 MW and 10 MW, estimated cost ratio of equipment to installation is 95:5, and for H2 plants sized 100 MW and 1 GW, the estimated cost ratio of equipment to installation is 90:10.
5.3 Methanol from biogas & H2 | S. Stack replacement costs are not included.
5.3 Methanol from biogas & H2 | T. The price of the input streams (water and electric energy), has not been estimated.
5.3 Methanol from biogas & H2 | U. The values are based on public sources. Approaching 2050 yields is a higher margin of uncertainty.
5.3 Methanol from biogas & H2 | V. The operational flexibility of a system is often determined by its cold start-up time, which represents the most time-consuming step and serves as a crucial distinguishing factor between different technologies.
5.3 Methanol from biogas & H2 | W. The provided degradation rate of the electrolyser stack is an average value. However, it is important to note that this rate is also influenced by the operation profile, such as the frequency of start/stop operations.
5.3 Methanol from biogas & H2 | X. The size of the electrolyser unit is determined based on a multistack configuration, using benchmarking data sourced from Ramboll. For example, the assumptions for 10 MW electrolysis for PEMEC, AEC and SOEC were 2 x 5 MW stacks inside one container, 2 x 2.5 MW stacks inside one container, need...
5.3 Methanol from biogas & H2 | Y. The plant footprint includes the installation of electrolyser units, each with their respective rectifiers. A safety distance of 5 m is maintained between each unit, and a designated laydown area is provided for maintenance operations. BOP is also included in the total footprint value.
5.3 Methanol from biogas & H2 | Z. Weight of stack is assuming wet conditions, where the contrarily to dry conditions, the weight of the electrolyte contributes to the total stack weight.
5.3 Methanol from biogas & H2 | Z. Weight of stack is assuming wet conditions, where the contrarily to dry conditions, the weight of the electrolyte contributes to the total stack weight.
5.3 Methanol from biogas & H2 | Z. Weight of stack is assuming wet conditions, where the contrarily to dry conditions, the weight of the electrolyte contributes to the total stack weight.
5.3 Methanol from biogas & H2 | Z. Weight of stack is assuming wet conditions, where the contrarily to dry conditions, the weight of the electrolyte contributes to the total stack weight.
5.4 Hydrogen to Ammonia | A. The plant size range is likely limited by the biogas availability.
5.4 Hydrogen to Ammonia | B. A1. This value is the hourly rating and has been calculated as if the unit produces at capacity and was in operations 8,000 h/year.
5.4 Hydrogen to Ammonia | A: Typical NH₃ plant size based on H2 supply from 100 MWe electrolyzer for 2020.
5.4 Hydrogen to Ammonia | C: Assumption of higher pressure electrolysis available in the future, requiring lower compression power. A green ammonia plant that contains a dedicated ASU for nitrogen production will have additional power requirements, cf. chapter 3.3
5.4 Hydrogen to Ammonia | E: Heat available at 30-60°C and requires heat pump for use for district heating.
5.4 Hydrogen to Ammonia | F: Specific investment of green NH₃ plant (excl. electrolysis, excl. ASU, NH₃ storage and utilities) is estimated as 54% of conventional NH₃ plant based on NG. Cost is decreasing with time mainly because of scale effect (increasing plant size). To add the cost of an ASU a multiplication factor of...
5.4 Hydrogen to Ammonia | H: Variable O&M estimated as cost for catalyst replacement and misc. consumables
5.4 Hydrogen to Ammonia | J: Cost projection is considering economy of scale only and does not consider further technical development, due to the maturity of ammonia synthesis. In case capacities are expected for other years than shown in the datasheet, one should use the corresponding cost data of the respective capacity...
5.4 Hydrogen to Ammonia | J: Cost projection is considering economy of scale only and does not consider further technical development, due to the maturity of ammonia synthesis. In case capacities are expected for other years than shown in the datasheet, one should use the corresponding cost data of the respective capacity...
5.4 Hydrogen to Ammonia | J. Based on stoichiometry of the chemical reaction. The waste water includes traces of organic byproducts from the methanol synthesis, and can be handled in conventional central waste water facilities or treated on site
5.4 Hydrogen to Ammonia | K. Construction time from order placement to start of commercial operation. Methanol reactor is a long lead item which is a governing factor for the construction time
5.4 Hydrogen to Ammonia | L. According to battery limits as described in the text. Reduction in specific investment over time is due to economy of scale and not due to technological development.
5.4 Hydrogen to Ammonia | M. Estimated to be 3 % of CAPEX
5.4 Hydrogen to Ammonia | M. Estimated to be 3 % of CAPEX
5.4 Hydrogen to Ammonia | M. Estimated to be 3 % of CAPEX
5.4 Hydrogen to Ammonia | P. Electricity prices in these calculation = 0.06 €/kWh
5.4 Hydrogen to Ammonia | Q. Estimated based construction time for similar plants (e.g. SBS Kliplev)
5.4 Hydrogen to Ammonia | R. The gas output pr feedstock is estimated by The Danish Energy Agency (stated in table 4 )
5.4 Hydrogen to Ammonia | R. The gas output pr feedstock is estimated by The Danish Energy Agency (stated in table 4 )
5.4 Hydrogen to Ammonia | J. 50 °C (expected to increase to 70°C, by 2024).
5.4 Hydrogen to Ammonia | K. Based on internal projects and references performed at Ramboll including FEED projects and estimations from clients and from suppliers.
5.4 Hydrogen to Ammonia | L. Values have been rounded to nearest 500.
5.4 Hydrogen to Ammonia | M. It is estimated internally at Ramboll that construction for 1 MW and 10 MW H2 plants will take 0.75-1 year, 100 MW H2 plants will take 1.5-2 years, and 1 GW H2 plants will take >3 years. This estimate includes large electrical components and the plant itself.
5.4 Hydrogen to Ammonia | N. Investment costs for 100 MW of all technologies are based on public CAPEX estimates for 2030 and 2050. 2020 projects at Ramboll have then been used to find the progression by size.
5.4 Hydrogen to Ammonia | O. Values have been rounded to nearest 25.
5.4 Hydrogen to Ammonia | P. To analyze the cost breakdown of a hydrogen plant, the electrolyzer unit and the Balance of the Plant (BOP) are considered as outlined in Figure 1.3.1. Additionally, various other cost factors that are essential for the plant commissioning are taken into account, such as civil work, installati...
5.4 Hydrogen to Ammonia | Q. For each of the component costs, an approximate percentage of projects of similar size has been used to multiply with the specific investment.
5.4 Hydrogen to Ammonia | R. For H2 plants sized 1 MW and 10 MW, estimated cost ratio of equipment to installation is 95:5, and for H2 plants sized 100 MW and 1 GW, the estimated cost ratio of equipment to installation is 90:10.
5.4 Hydrogen to Ammonia | S. Stack replacement costs are not included.
5.4 Hydrogen to Ammonia | T. The price of the input streams (water and electric energy), has not been estimated.
5.4 Hydrogen to Ammonia | U. The values are based on public sources. Approaching 2050 yields is a higher margin of uncertainty.
5.4 Hydrogen to Ammonia | V. The operational flexibility of a system is often determined by its cold start-up time, which represents the most time-consuming step and serves as a crucial distinguishing factor between different technologies.
5.4 Hydrogen to Ammonia | W. The provided degradation rate of the electrolyser stack is an average value. However, it is important to note that this rate is also influenced by the operation profile, such as the frequency of start/stop operations.
5.4 Hydrogen to Ammonia | X. The size of the electrolyser unit is determined based on a multistack configuration, using benchmarking data sourced from Ramboll. For example, the assumptions for 10 MW electrolysis for PEMEC, AEC and SOEC were 2 x 5 MW stacks inside one container, 2 x 2.5 MW stacks inside one container, need...
5.4 Hydrogen to Ammonia | Y. The plant footprint includes the installation of electrolyser units, each with their respective rectifiers. A safety distance of 5 m is maintained between each unit, and a designated laydown area is provided for maintenance operations. BOP is also included in the total footprint value.
5.4 Hydrogen to Ammonia | Z. Weight of stack is assuming wet conditions, where the contrarily to dry conditions, the weight of the electrolyte contributes to the total stack weight.
5.4 Hydrogen to Ammonia | Z. Weight of stack is assuming wet conditions, where the contrarily to dry conditions, the weight of the electrolyte contributes to the total stack weight.
5.4 Hydrogen to Ammonia | Z. Weight of stack is assuming wet conditions, where the contrarily to dry conditions, the weight of the electrolyte contributes to the total stack weight.
5.4 Hydrogen to Ammonia | Z. Weight of stack is assuming wet conditions, where the contrarily to dry conditions, the weight of the electrolyte contributes to the total stack weight.
5.5 Gasif.Ent. Flow FT, liq fu | A. The plant size range is assumed based on the proposed Värmlands plant and the NREL nth plant.
5.5 Gasif.Ent. Flow FT, liq fu | A1. This value is the hourly rating and has been calculated as if the unit produces at capacity and was in operations 8,000 h/year.
5.5 Gasif.Ent. Flow FT, liq fu | A. The plant size is assumed based on the proposed Velocys plant and the NREL nth plant.
5.5 Gasif.Ent. Flow FT, liq fu | A1. This value is the hourly rating and has been calculated as if the unit produces at capacity and was in operations 8,000 h/year
5.5 Gasif.Ent. Flow FT, liq fu | B. Feedstock availability is likely to determine the maximum plant size.
5.5 Gasif.Ent. Flow FT, liq fu | C. The feedstock requirements could vary with efforts to improve the desired product selectivity.
5.5 Gasif.Ent. Flow FT, liq fu | D. Over time the power available for export may increase due to improve thermal management in the plant.
5.5 Gasif.Ent. Flow FT, liq fu | E. There is a wide range of reported capital costs for the existing plants and a wide range in the cost of future plants.
5.5 Gasif.Ent. Flow FT, liq fu | F. Start-up costs are included in the operating costs.
5.5 Gasif.Ent. Flow FT, liq fu | B. It is assumed that the input biogas is clean with no harmful substances for the reformation and methanol synthesis processes.
5.5 Gasif.Ent. Flow FT, liq fu | C. Hydrogen energy is based on the lower heating value.
5.5 Gasif.Ent. Flow FT, liq fu | D. FiW states an electricity consumption of 0.34 MWh/ton, which does not include electricity for electrolysis.
5.5 Gasif.Ent. Flow FT, liq fu | E. The net steam consumption covers synthesis gas preheating before methanol syntheiss and separation of products (primarily methanol and water) in distillation.
5.5 Gasif.Ent. Flow FT, liq fu | F. Technology developments may slightly improve the methanol output.
5.5 Gasif.Ent. Flow FT, liq fu | G. Heat is reused in the process streams leaving 50°C as waste heat, which is considered ususable as heat source for heat pumps in district heating but direct use in district heating. Developments can result in minor amounts of heat directly usuable for district heating.
5.5 Gasif.Ent. Flow FT, liq fu | H. Effluent gas is purged to prevent build up of undesired sideproducts etc. Effluents contain energy that is not used in the methanol synthesis.
5.5 Gasif.Ent. Flow FT, liq fu | I. The reported heat loss is heat loss during process steps. Technology advancements can slightly reduce the heat loss.
5.5 Gasif.Ent. Flow FT, liq fu | J. Based on numbers from FiW. For CAPEX additional 20-25% to account for civil work, installation, hookup and storage. For CAPEX or "specific investment" (M€/MW-methanol and M€/TPD) notice significant uncertainty due to process/technology at low TRL.
5.5 Gasif.Ent. Flow FT, liq fu | K. 4% af CAPEX is assumed as fixed O&M including salaries, maintenance, servicing etc.
5.5 Gasif.Ent. Flow FT, liq fu | L. Variable OPEX is estimated to 1.5% of CAPEX
5.5 Gasif.Ent. Flow FT, liq fu | Q. Estimated based construction time for similar plants [e.g. SBS Kliplev]
5.5 Gasif.Ent. Flow FT, liq fu | R. The gas output pr feedstock is estimated by The Danish Energy Agency [stated in table 4 ]
5.5 Gasif.Ent. Flow FT, liq fu | R. The gas output pr feedstock is estimated by The Danish Energy Agency [stated in table 4 ]
5.5 Gasif.Ent. Flow FT, liq fu | J. 50 °C (expected to increase to 70°C, by 2024).
5.5 Gasif.Ent. Flow FT, liq fu | K. Based on internal projects and references performed at Ramboll including FEED projects and estimations from clients and from suppliers.
5.5 Gasif.Ent. Flow FT, liq fu | L. Values have been rounded to nearest 500.
5.5 Gasif.Ent. Flow FT, liq fu | M. It is estimated internally at Ramboll that construction for 1 MW and 10 MW H2 plants will take 0.75-1 year, 100 MW H2 plants will take 1.5-2 years, and 1 GW H2 plants will take >3 years. This estimate includes large electrical components and the plant itself.
5.5 Gasif.Ent. Flow FT, liq fu | N. Investment costs for 100 MW of all technologies are based on public CAPEX estimates for 2030 and 2050. 2020 projects at Ramboll have then been used to find the progression by size.
5.5 Gasif.Ent. Flow FT, liq fu | O. Values have been rounded to nearest 25.
5.5 Gasif.Ent. Flow FT, liq fu | P. To analyze the cost breakdown of a hydrogen plant, the electrolyzer unit and the Balance of the Plant (BOP) are considered as outlined in Figure 1.3.1. Additionally, various other cost factors that are essential for the plant commissioning are taken into account, such as civil work, installati...
5.5 Gasif.Ent. Flow FT, liq fu | Q. For each of the component costs, an approximate percentage of projects of similar size has been used to multiply with the specific investment.
5.5 Gasif.Ent. Flow FT, liq fu | R. For H2 plants sized 1 MW and 10 MW, estimated cost ratio of equipment to installation is 95:5, and for H2 plants sized 100 MW and 1 GW, the estimated cost ratio of equipment to installation is 90:10.
5.5 Gasif.Ent. Flow FT, liq fu | S. Stack replacement costs are not included.
5.5 Gasif.Ent. Flow FT, liq fu | T. The price of the input streams (water and electric energy), has not been estimated.
5.5 Gasif.Ent. Flow FT, liq fu | U. The values are based on public sources. Approaching 2050 yields is a higher margin of uncertainty.
5.5 Gasif.Ent. Flow FT, liq fu | V. The operational flexibility of a system is often determined by its cold start-up time, which represents the most time-consuming step and serves as a crucial distinguishing factor between different technologies.
5.5 Gasif.Ent. Flow FT, liq fu | W. The provided degradation rate of the electrolyser stack is an average value. However, it is important to note that this rate is also influenced by the operation profile, such as the frequency of start/stop operations.
5.5 Gasif.Ent. Flow FT, liq fu | X. The size of the electrolyser unit is determined based on a multistack configuration, using benchmarking data sourced from Ramboll. For example, the assumptions for 10 MW electrolysis for PEMEC, AEC and SOEC were 2 x 5 MW stacks inside one container, 2 x 2.5 MW stacks inside one container, need...
5.5 Gasif.Ent. Flow FT, liq fu | Y. The plant footprint includes the installation of electrolyser units, each with their respective rectifiers. A safety distance of 5 m is maintained between each unit, and a designated laydown area is provided for maintenance operations. BOP is also included in the total footprint value.
5.5 Gasif.Ent. Flow FT, liq fu | Z. Weight of stack is assuming wet conditions, where the contrarily to dry conditions, the weight of the electrolyte contributes to the total stack weight.
5.5 Gasif.Ent. Flow FT, liq fu | Z. Weight of stack is assuming wet conditions, where the contrarily to dry conditions, the weight of the electrolyte contributes to the total stack weight.
5.5 Gasif.Ent. Flow FT, liq fu | Z. Weight of stack is assuming wet conditions, where the contrarily to dry conditions, the weight of the electrolyte contributes to the total stack weight.
5.5 Gasif.Ent. Flow FT, liq fu | Z. Weight of stack is assuming wet conditions, where the contrarily to dry conditions, the weight of the electrolyte contributes to the total stack weight.
5.6 Hydrogen to Jet | A. The plant size range is based on the Schmidt and Mortensen reports and other analysis in the literature. Scale up is our assumption.
5.6 Hydrogen to Jet | B. CO2 availability is likely to determine the maximum plant size.
5.6 Hydrogen to Jet | C. Conversion to MW is based on 8,000 operating hours per year and the energy output in all liquid fuels. The conversion is rounded. Some reports are based on only 4,000 hours of operation. Figure 1-2 utilizes the 2050 estimates.
5.6 Hydrogen to Jet | D. Carbon efficiency in the literature ranges from 75 to 95%. Assuming that the early plants have low carbon efficiency and increase over time.
5.6 Hydrogen to Jet | E. Denominator of FT liquids is the total liquid fuel output.
5.6 Hydrogen to Jet | F. Hydrogen and power are the only energy input. Power will be required for pumping, compression, and utilities in addition to hydrogen production. Power estimated based on typical electric demand in petroleum refineries.
5.6 Hydrogen to Jet | G. FT Liquids efficiency increases as hydrogen production efficiency increases with adoption of more efficient technologies. 2020 and 2030 assume alkaline electrolysis, 2040 is based on PEM systems, and 2050 assumes SOEC. Limited improvement in FT synthesis assumed, although jet fuel selectivit...
5.6 Hydrogen to Jet | H. Own calculations.
5.6 Hydrogen to Jet | I. Some heat is lost in the process to drive the RWGS reaction. Assumes that total losses and internal consumption is 10% of the input. The quality of the district heat will depend on the electrolysis technology employed. The FT portion of the process will have excess steam available. The qu...
5.6 Hydrogen to Jet | J. This will depend on the level of hydrogen storage and the frequency of low surplus electricity periods that are outside of the range used for the calculation of the required hydrogen storage.
5.6 Hydrogen to Jet | K. The capital costs drop as plant size increases and through technological learning. Hydrogen storage costs are included (10% of capital costs) but not sized in the reference. No CO2 storage is assumed.
5.6 Hydrogen to Jet | L. Own Assumption
5.6 Hydrogen to Jet | M. Based on 5% of capital cost.
5.6 Hydrogen to Jet | N. Based on 1.5% of capital cost. Excludes cost of power and carbon dioxide.
5.6 Hydrogen to Jet | O. A reasonable distribution of the FT fuels might be 60% jet fuel, 20% gasoline, and 20% lighter products (LPG and fuel gas), but the distribution of outputs could be very different depending on the plant design, catalyst and the operating conditions.
5.6 Hydrogen to Jet | O. A reasonable distribution of the FT fuels might be 60% jet fuel, 20% gasoline, and 20% lighter products (LPG and fuel gas), but the distribution of outputs could be very different depending on the plant design, catalyst and the operating conditions.
5.6 Hydrogen to Jet | K. Construction time from order placement to start of commercial operation. Methanol reactor is a long lead item which is a governing factor for the construction time
5.6 Hydrogen to Jet | L. According to battery limits as described in the text. Reduction in specific investment over time is due to economy of scale and not due to technological development.
5.6 Hydrogen to Jet | M. Estimated to be 3 % of CAPEX
5.6 Hydrogen to Jet | M. Estimated to be 3 % of CAPEX
5.6 Hydrogen to Jet | M. Estimated to be 3 % of CAPEX
5.6 Hydrogen to Jet | P. Electricity prices in these calculation = 0.06 €/kWh
5.6 Hydrogen to Jet | Q. Estimated based construction time for similar plants (e.g. SBS Kliplev)
5.6 Hydrogen to Jet | R. The gas output pr feedstock is estimated by The Danish Energy Agency (stated in table 4 )
5.6 Hydrogen to Jet | R. The gas output pr feedstock is estimated by The Danish Energy Agency (stated in table 4 )
5.6 Hydrogen to Jet | J. 50 °C (expected to increase to 70°C, by 2024).
5.6 Hydrogen to Jet | K. Based on internal projects and references performed at Ramboll including FEED projects and estimations from clients and from suppliers.
5.6 Hydrogen to Jet | L. Values have been rounded to nearest 500.
5.6 Hydrogen to Jet | M. It is estimated internally at Ramboll that construction for 1 MW and 10 MW H2 plants will take 0.75-1 year, 100 MW H2 plants will take 1.5-2 years, and 1 GW H2 plants will take >3 years. This estimate includes large electrical components and the plant itself.
5.6 Hydrogen to Jet | N. Investment costs for 100 MW of all technologies are based on public CAPEX estimates for 2030 and 2050. 2020 projects at Ramboll have then been used to find the progression by size.
5.6 Hydrogen to Jet | O. Values have been rounded to nearest 25.
5.6 Hydrogen to Jet | P. To analyze the cost breakdown of a hydrogen plant, the electrolyzer unit and the Balance of the Plant (BOP) are considered as outlined in Figure 1.3.1. Additionally, various other cost factors that are essential for the plant commissioning are taken into account, such as civil work, installati...
5.6 Hydrogen to Jet | Q. For each of the component costs, an approximate percentage of projects of similar size has been used to multiply with the specific investment.
5.6 Hydrogen to Jet | R. For H2 plants sized 1 MW and 10 MW, estimated cost ratio of equipment to installation is 95:5, and for H2 plants sized 100 MW and 1 GW, the estimated cost ratio of equipment to installation is 90:10.
5.6 Hydrogen to Jet | S. Stack replacement costs are not included.
5.6 Hydrogen to Jet | T. The price of the input streams (water and electric energy), has not been estimated.
5.6 Hydrogen to Jet | U. The values are based on public sources. Approaching 2050 yields is a higher margin of uncertainty.
5.6 Hydrogen to Jet | V. The operational flexibility of a system is often determined by its cold start-up time, which represents the most time-consuming step and serves as a crucial distinguishing factor between different technologies.
5.6 Hydrogen to Jet | W. The provided degradation rate of the electrolyser stack is an average value. However, it is important to note that this rate is also influenced by the operation profile, such as the frequency of start/stop operations.
5.6 Hydrogen to Jet | X. The size of the electrolyser unit is determined based on a multistack configuration, using benchmarking data sourced from Ramboll. For example, the assumptions for 10 MW electrolysis for PEMEC, AEC and SOEC were 2 x 5 MW stacks inside one container, 2 x 2.5 MW stacks inside one container, need...
5.6 Hydrogen to Jet | Y. The plant footprint includes the installation of electrolyser units, each with their respective rectifiers. A safety distance of 5 m is maintained between each unit, and a designated laydown area is provided for maintenance operations. BOP is also included in the total footprint value.
5.6 Hydrogen to Jet | Z. Weight of stack is assuming wet conditions, where the contrarily to dry conditions, the weight of the electrolyte contributes to the total stack weight.
5.6 Hydrogen to Jet | Z. Weight of stack is assuming wet conditions, where the contrarily to dry conditions, the weight of the electrolyte contributes to the total stack weight.
5.6 Hydrogen to Jet | Z. Weight of stack is assuming wet conditions, where the contrarily to dry conditions, the weight of the electrolyte contributes to the total stack weight.
5.6 Hydrogen to Jet | Z. Weight of stack is assuming wet conditions, where the contrarily to dry conditions, the weight of the electrolyte contributes to the total stack weight.
5.6 Power to Jet | A. The plant size range is based on the Schmidt and Mortensen reports and other analysis in the literature. Scale up is our assumption.
5.6 Power to Jet | B. CO2 availability is likely to determine the maximum plant size.
5.6 Power to Jet | C. Conversion to MW is based on 8,000 operating hours per year and the energy output in all liquid fuels. The conversion is rounded. Some reports are based on only 4,000 hours of operation. Figure 1-2 utilizes the 2050 estimates.
5.6 Power to Jet | D. Carbon efficiency in the literature ranges from 75 to 95%. Assuming that the early plants have low carbon efficiency and increase over time.
5.6 Power to Jet | E. Denominator of FT liquids is the total liquid fuel output.
5.6 Power to Jet | F. Power is the only energy input. Power will be required for pumping, compression, and utilities in addition to hydrogen production.
5.6 Power to Jet | G. FT Liquids efficiency increases as hydrogen production efficiency increases with adoption of more efficient technologies. 2020 and 2030 assume alkaline electrolysis, 2040 is based on PEM systems, and 2050 assumes SOEC. Limited improvement in FT synthesis assumed, although jet fuel selecti...
5.6 Power to Jet | H. Own calculations.
5.6 Power to Jet | I. Some heat is lost in the process to drive the RWGS reaction. Assumes that total losses and internal consumption is 20% of the input. The quality of the district heat will depend on the electrolysis technology employed. The FT portion of the process will have excess steam available. The...
5.6 Power to Jet | J. This will depend on the level of hydrogen storage and the frequency of low surplus electricity periods that are outside of the range used for the calculation of the required hydrogen storage.
5.6 Power to Jet | K. The capital costs drop as plant size increases and through technological learning. Hydrogen storage costs are included (10% of capital costs) but not sized in the reference. No CO2 storage is assumed.
5.6 Power to Jet | L. Own Assumption
5.6 Power to Jet | M. Based on 5% of capital cost.
5.6 Power to Jet | N. Based on 1.5% of capital cost. Excludes cost of power and carbon dioxide.
5.6 Power to Jet | O. A reasonable distribution of the FT fuels might be 60% jet fuel, 20% gasoline, and 20% lighter products (LPG and fuel gas), but the distribution of outputs could be very different depending on the plant design, catalyst and the operating conditions.
5.6 Power to Jet | O. A reasonable distribution of the FT fuels might be 60% jet fuel, 20% gasoline, and 20% lighter products (LPG and fuel gas), but the distribution of outputs could be very different depending on the plant design, catalyst and the operating conditions.
5.6 Power to Jet | F. Technology developments may slightly improve the methanol output.
5.6 Power to Jet | G. Heat is reused in the process streams leaving 50°C as waste heat, which is considered ususable as heat source for heat pumps in district heating but direct use in district heating. Developments can result in minor amounts of heat directly usuable for district heating.
5.6 Power to Jet | H. Effluent gas is purged to prevent build up of undesired sideproducts etc. Effluents contain energy that is not used in the methanol synthesis.
5.6 Power to Jet | I. The reported heat loss is heat loss during process steps. Technology advancements can slightly reduce the heat loss.
5.6 Power to Jet | J. Based on numbers from FiW. For CAPEX additional 20-25% to account for civil work, installation, hookup and storage. For CAPEX or "specific investment" (M€/MW-methanol and M€/TPD) notice significant uncertainty due to process/technology at low TRL.
5.6 Power to Jet | K. 4% af CAPEX is assumed as fixed O&M including salaries, maintenance, servicing etc.
5.6 Power to Jet | L. Variable OPEX is estimated to 1.5% of CAPEX
5.6 Power to Jet | Q. Estimated based construction time for similar plants [e.g. SBS Kliplev]
5.6 Power to Jet | R. The gas output pr feedstock is estimated by The Danish Energy Agency [stated in table 4 ]
5.6 Power to Jet | R. The gas output pr feedstock is estimated by The Danish Energy Agency [stated in table 4 ]
5.6 Power to Jet | J. 50 °C (expected to increase to 70°C, by 2024).
5.6 Power to Jet | K. Based on internal projects and references performed at Ramboll including FEED projects and estimations from clients and from suppliers.
5.6 Power to Jet | L. Values have been rounded to nearest 500.
5.6 Power to Jet | M. It is estimated internally at Ramboll that construction for 1 MW and 10 MW H2 plants will take 0.75-1 year, 100 MW H2 plants will take 1.5-2 years, and 1 GW H2 plants will take >3 years. This estimate includes large electrical components and the plant itself.
5.6 Power to Jet | N. Investment costs for 100 MW of all technologies are based on public CAPEX estimates for 2030 and 2050. 2020 projects at Ramboll have then been used to find the progression by size.
5.6 Power to Jet | O. Values have been rounded to nearest 25.
5.6 Power to Jet | P. To analyze the cost breakdown of a hydrogen plant, the electrolyzer unit and the Balance of the Plant (BOP) are considered as outlined in Figure 1.3.1. Additionally, various other cost factors that are essential for the plant commissioning are taken into account, such as civil work, installati...
5.6 Power to Jet | Q. For each of the component costs, an approximate percentage of projects of similar size has been used to multiply with the specific investment.
5.6 Power to Jet | R. For H2 plants sized 1 MW and 10 MW, estimated cost ratio of equipment to installation is 95:5, and for H2 plants sized 100 MW and 1 GW, the estimated cost ratio of equipment to installation is 90:10.
5.6 Power to Jet | S. Stack replacement costs are not included.
5.6 Power to Jet | T. The price of the input streams (water and electric energy), has not been estimated.
5.6 Power to Jet | U. The values are based on public sources. Approaching 2050 yields is a higher margin of uncertainty.
5.6 Power to Jet | V. The operational flexibility of a system is often determined by its cold start-up time, which represents the most time-consuming step and serves as a crucial distinguishing factor between different technologies.
5.6 Power to Jet | W. The provided degradation rate of the electrolyser stack is an average value. However, it is important to note that this rate is also influenced by the operation profile, such as the frequency of start/stop operations.
5.6 Power to Jet | X. The size of the electrolyser unit is determined based on a multistack configuration, using benchmarking data sourced from Ramboll. For example, the assumptions for 10 MW electrolysis for PEMEC, AEC and SOEC were 2 x 5 MW stacks inside one container, 2 x 2.5 MW stacks inside one container, need...
5.6 Power to Jet | Y. The plant footprint includes the installation of electrolyser units, each with their respective rectifiers. A safety distance of 5 m is maintained between each unit, and a designated laydown area is provided for maintenance operations. BOP is also included in the total footprint value.
5.6 Power to Jet | Z. Weight of stack is assuming wet conditions, where the contrarily to dry conditions, the weight of the electrolyte contributes to the total stack weight.
5.6 Power to Jet | Z. Weight of stack is assuming wet conditions, where the contrarily to dry conditions, the weight of the electrolyte contributes to the total stack weight.
5.6 Power to Jet | Z. Weight of stack is assuming wet conditions, where the contrarily to dry conditions, the weight of the electrolyte contributes to the total stack weight.
5.6 Power to Jet | Z. Weight of stack is assuming wet conditions, where the contrarily to dry conditions, the weight of the electrolyte contributes to the total stack weight.
5.7 Vegetable oil FAME | A. The plant size range is based on the Schmidt and Mortensen reports and other analysis in the literature. Scale up is our assumption.
5.7 Vegetable oil FAME | A. The plant size is assumed based on the plants sizes of existing vegetable oil based bio-diesel plants in EU.
5.7 Vegetable oil FAME | A1. This value is the hourly rating and has been calculated as if the unit produces 100,000 t/year and was in operations 8,000 h/year.
5.7 Vegetable oil FAME | B. Energy input from supporting chemicals of minor amounts is not considered.
5.7 Vegetable oil FAME | C. The total capital cost include total installed cost (total direct costs) and all indirect costs such as engineering, construction, contractor’s fee, contingency and working capital.
5.7 Vegetable oil FAME | D. O&M costs, costs for main raw materials are not included
5.7 Vegetable oil FAME | E. 2050 values are based on industry best plant in 2015. 2020 and 2030 values interpolated between 2015 and 2050 values.
5.7 Vegetable oil FAME | F. Total output excludes the heat loss.
5.7 Vegetable oil FAME | G. Estimated from Iowa State biodiesel profitability file.
5.7 Vegetable oil FAME | H. Best plants operate at greater than 95% of capacity.
5.7 Vegetable oil FAME | I. The uncertainty is one standard deviation from the average from the NBB survey.
5.7 Vegetable oil FAME | J. Range of capital cost is +/- 25% of mean.
5.7 Vegetable oil FAME | K. Operating cost is +/- 10% of mean.
5.7 Vegetable oil FAME | L. M €/k tonne is million euro per 1,000 tonnes
5.7 Vegetable oil FAME | L. M €/k tonne is million euro per 1,000 tonnes
5.7 Vegetable oil FAME | K. Construction time from order placement to start of commercial operation. Methanol reactor is a long lead item which is a governing factor for the construction time
5.7 Vegetable oil FAME | L. According to battery limits as described in the text. Reduction in specific investment over time is due to economy of scale and not due to technological development.
5.7 Vegetable oil FAME | M. Estimated to be 3 % of CAPEX
5.7 Vegetable oil FAME | M. Estimated to be 3 % of CAPEX
5.7 Vegetable oil FAME | M. Estimated to be 3 % of CAPEX
5.7 Vegetable oil FAME | P. Electricity prices in these calculation = 0.06 €/kWh
5.7 Vegetable oil FAME | Q. Estimated based construction time for similar plants (e.g. SBS Kliplev)
5.7 Vegetable oil FAME | R. The gas output pr feedstock is estimated by The Danish Energy Agency (stated in table 4 )
5.7 Vegetable oil FAME | R. The gas output pr feedstock is estimated by The Danish Energy Agency (stated in table 4 )
5.7 Vegetable oil FAME | J. 50 °C (expected to increase to 70°C, by 2024).
5.7 Vegetable oil FAME | K. Based on internal projects and references performed at Ramboll including FEED projects and estimations from clients and from suppliers.
5.7 Vegetable oil FAME | L. Values have been rounded to nearest 500.
5.7 Vegetable oil FAME | M. It is estimated internally at Ramboll that construction for 1 MW and 10 MW H2 plants will take 0.75-1 year, 100 MW H2 plants will take 1.5-2 years, and 1 GW H2 plants will take >3 years. This estimate includes large electrical components and the plant itself.
5.7 Vegetable oil FAME | N. Investment costs for 100 MW of all technologies are based on public CAPEX estimates for 2030 and 2050. 2020 projects at Ramboll have then been used to find the progression by size.
5.7 Vegetable oil FAME | O. Values have been rounded to nearest 25.
5.7 Vegetable oil FAME | P. To analyze the cost breakdown of a hydrogen plant, the electrolyzer unit and the Balance of the Plant (BOP) are considered as outlined in Figure 1.3.1. Additionally, various other cost factors that are essential for the plant commissioning are taken into account, such as civil work, installati...
5.7 Vegetable oil FAME | Q. For each of the component costs, an approximate percentage of projects of similar size has been used to multiply with the specific investment.
5.7 Vegetable oil FAME | R. For H2 plants sized 1 MW and 10 MW, estimated cost ratio of equipment to installation is 95:5, and for H2 plants sized 100 MW and 1 GW, the estimated cost ratio of equipment to installation is 90:10.
5.7 Vegetable oil FAME | S. Stack replacement costs are not included.
5.7 Vegetable oil FAME | T. The price of the input streams (water and electric energy), has not been estimated.
5.7 Vegetable oil FAME | U. The values are based on public sources. Approaching 2050 yields is a higher margin of uncertainty.
5.7 Vegetable oil FAME | V. The operational flexibility of a system is often determined by its cold start-up time, which represents the most time-consuming step and serves as a crucial distinguishing factor between different technologies.
5.7 Vegetable oil FAME | W. The provided degradation rate of the electrolyser stack is an average value. However, it is important to note that this rate is also influenced by the operation profile, such as the frequency of start/stop operations.
5.7 Vegetable oil FAME | X. The size of the electrolyser unit is determined based on a multistack configuration, using benchmarking data sourced from Ramboll. For example, the assumptions for 10 MW electrolysis for PEMEC, AEC and SOEC were 2 x 5 MW stacks inside one container, 2 x 2.5 MW stacks inside one container, need...
5.7 Vegetable oil FAME | Y. The plant footprint includes the installation of electrolyser units, each with their respective rectifiers. A safety distance of 5 m is maintained between each unit, and a designated laydown area is provided for maintenance operations. BOP is also included in the total footprint value.
5.7 Vegetable oil FAME | Z. Weight of stack is assuming wet conditions, where the contrarily to dry conditions, the weight of the electrolyte contributes to the total stack weight.
5.7 Vegetable oil FAME | Z. Weight of stack is assuming wet conditions, where the contrarily to dry conditions, the weight of the electrolyte contributes to the total stack weight.
5.7 Vegetable oil FAME | Z. Weight of stack is assuming wet conditions, where the contrarily to dry conditions, the weight of the electrolyte contributes to the total stack weight.
5.7 Vegetable oil FAME | Z. Weight of stack is assuming wet conditions, where the contrarily to dry conditions, the weight of the electrolyte contributes to the total stack weight.
5.8 UCO & animal fat FAME | A. The plant size range is based on the Schmidt and Mortensen reports and other analysis in the literature. Scale up is our assumption.
5.8 UCO & animal fat FAME | B. CO2 availability is likely to determine the maximum plant size.
5.8 UCO & animal fat FAME | A. The plant size is assumed based on the plants sizes of existing vegetable oil based bio-diesel plants in EU.
5.8 UCO & animal fat FAME | A1. This value is the hourly rating and has been calculated as if the unit produces 100,000 t/year and was in operations 8,000 h/year.
5.8 UCO & animal fat FAME | B. Energy input from supporting chemicals of minor amounts is not considered.
5.8 UCO & animal fat FAME | C. The total capital cost include total installed cost (total direct costs) and all indirect costs such as engineering, construction, contractor’s fee, contingency and working capital.
5.8 UCO & animal fat FAME | D. O&M costs, costs for main raw materials are not included
5.8 UCO & animal fat FAME | E. 2050 values are based on industry best plant in 2015. 2020 and 2030 values interpolated between 2015 and 2050 values.
5.8 UCO & animal fat FAME | F. Total output excludes the heat loss.
5.8 UCO & animal fat FAME | G. Estimated from Iowa State biodiesel profitability file.
5.8 UCO & animal fat FAME | H. Best plants operate at greater than 95% of capacity.
5.8 UCO & animal fat FAME | I. The uncertainty is one standard deviation from the average from the NBB survey.
5.8 UCO & animal fat FAME | J. Range of capital cost is +/- 25% of mean.
5.8 UCO & animal fat FAME | K. Operating cost is +/- 10% of mean.
5.8 UCO & animal fat FAME | L. M €/k tonne is million euro per 1,000 tonnes
5.8 UCO & animal fat FAME | L. M €/k tonne is million euro per 1,000 tonnes
5.8 UCO & animal fat FAME | G. Heat is reused in the process streams leaving 50°C as waste heat, which is considered ususable as heat source for heat pumps in district heating but direct use in district heating. Developments can result in minor amounts of heat directly usuable for district heating.
5.8 UCO & animal fat FAME | H. Effluent gas is purged to prevent build up of undesired sideproducts etc. Effluents contain energy that is not used in the methanol synthesis.
5.8 UCO & animal fat FAME | I. The reported heat loss is heat loss during process steps. Technology advancements can slightly reduce the heat loss.
5.8 UCO & animal fat FAME | J. Based on numbers from FiW. For CAPEX additional 20-25% to account for civil work, installation, hookup and storage. For CAPEX or "specific investment" (M€/MW-methanol and M€/TPD) notice significant uncertainty due to process/technology at low TRL.
5.8 UCO & animal fat FAME | K. 4% af CAPEX is assumed as fixed O&M including salaries, maintenance, servicing etc.
5.8 UCO & animal fat FAME | L. Variable OPEX is estimated to 1.5% of CAPEX
5.8 UCO & animal fat FAME | Q. Estimated based construction time for similar plants [e.g. SBS Kliplev]
5.8 UCO & animal fat FAME | R. The gas output pr feedstock is estimated by The Danish Energy Agency [stated in table 4 ]
5.8 UCO & animal fat FAME | R. The gas output pr feedstock is estimated by The Danish Energy Agency [stated in table 4 ]
5.8 UCO & animal fat FAME | J. 50 °C (expected to increase to 70°C, by 2024).
5.8 UCO & animal fat FAME | K. Based on internal projects and references performed at Ramboll including FEED projects and estimations from clients and from suppliers.
5.8 UCO & animal fat FAME | L. Values have been rounded to nearest 500.
5.8 UCO & animal fat FAME | M. It is estimated internally at Ramboll that construction for 1 MW and 10 MW H2 plants will take 0.75-1 year, 100 MW H2 plants will take 1.5-2 years, and 1 GW H2 plants will take >3 years. This estimate includes large electrical components and the plant itself.
5.8 UCO & animal fat FAME | N. Investment costs for 100 MW of all technologies are based on public CAPEX estimates for 2030 and 2050. 2020 projects at Ramboll have then been used to find the progression by size.
5.8 UCO & animal fat FAME | O. Values have been rounded to nearest 25.
5.8 UCO & animal fat FAME | P. To analyze the cost breakdown of a hydrogen plant, the electrolyzer unit and the Balance of the Plant (BOP) are considered as outlined in Figure 1.3.1. Additionally, various other cost factors that are essential for the plant commissioning are taken into account, such as civil work, installati...
5.8 UCO & animal fat FAME | Q. For each of the component costs, an approximate percentage of projects of similar size has been used to multiply with the specific investment.
5.8 UCO & animal fat FAME | R. For H2 plants sized 1 MW and 10 MW, estimated cost ratio of equipment to installation is 95:5, and for H2 plants sized 100 MW and 1 GW, the estimated cost ratio of equipment to installation is 90:10.
5.8 UCO & animal fat FAME | S. Stack replacement costs are not included.
5.8 UCO & animal fat FAME | T. The price of the input streams (water and electric energy), has not been estimated.
5.8 UCO & animal fat FAME | U. The values are based on public sources. Approaching 2050 yields is a higher margin of uncertainty.
5.8 UCO & animal fat FAME | V. The operational flexibility of a system is often determined by its cold start-up time, which represents the most time-consuming step and serves as a crucial distinguishing factor between different technologies.
5.8 UCO & animal fat FAME | W. The provided degradation rate of the electrolyser stack is an average value. However, it is important to note that this rate is also influenced by the operation profile, such as the frequency of start/stop operations.
5.8 UCO & animal fat FAME | X. The size of the electrolyser unit is determined based on a multistack configuration, using benchmarking data sourced from Ramboll. For example, the assumptions for 10 MW electrolysis for PEMEC, AEC and SOEC were 2 x 5 MW stacks inside one container, 2 x 2.5 MW stacks inside one container, need...
5.8 UCO & animal fat FAME | Y. The plant footprint includes the installation of electrolyser units, each with their respective rectifiers. A safety distance of 5 m is maintained between each unit, and a designated laydown area is provided for maintenance operations. BOP is also included in the total footprint value.
5.8 UCO & animal fat FAME | Z. Weight of stack is assuming wet conditions, where the contrarily to dry conditions, the weight of the electrolyte contributes to the total stack weight.
5.8 UCO & animal fat FAME | Z. Weight of stack is assuming wet conditions, where the contrarily to dry conditions, the weight of the electrolyte contributes to the total stack weight.
5.8 UCO & animal fat FAME | Z. Weight of stack is assuming wet conditions, where the contrarily to dry conditions, the weight of the electrolyte contributes to the total stack weight.
5.8 UCO & animal fat FAME | Z. Weight of stack is assuming wet conditions, where the contrarily to dry conditions, the weight of the electrolyte contributes to the total stack weight.
5.9 HVO jet fuel | A. The plant size range is based on the Schmidt and Mortensen reports and other analysis in the literature. Scale up is our assumption.
5.9 HVO jet fuel | A. The plant size is assumed based on the plants sizes of existing vegetable oil based bio-diesel plants in EU.
5.9 HVO jet fuel | A1. This value is the hourly rating and has been calculated as if the unit produces 100,000 t/year and was in operations 8,000 h/year.
5.9 HVO jet fuel | B. Energy input from supporting chemicals of minor amounts is not considered.
5.9 HVO jet fuel | A. The plant size is assumed based on the plants sizes of existing HVO plants. Jet production is 80% of HVO diesel production with the other 20% representing increased co-products.
5.9 HVO jet fuel | A1. This value is the hourly rating and has been calculated as if the unit produces at capacity and was in operations 8,000 h/year.
5.9 HVO jet fuel | B. The plant size uncertainty represents the current range in the market.
5.9 HVO jet fuel | C. Performance is typical based similar performance to HVO diesel but with less primary product and more co-products.
5.9 HVO jet fuel | D. Hydrogen consumption is also a function of the feedstock to a small degree.
5.9 HVO jet fuel | E. The total capital cost include total installed cost (total direct costs) and all indirect costs such as engineering, construction, contractor’s fee, contingency and working capital.
5.9 HVO jet fuel | F. O&M costs, costs for main raw materials are not included.
5.9 HVO jet fuel | G. There is limited potential for process improvements.
5.9 HVO jet fuel | H. Total output excludes the heat loss.
5.9 HVO jet fuel | I. Best plants operate at greater than 95% of capacity.
5.9 HVO jet fuel | J. Range of capital cost is +/- 25% of mean.
5.9 HVO jet fuel | K. Operating cost uncertainty is +/- 10% of mean.
5.9 HVO jet fuel | L. M €/k tonne is million euro per 1,000 tonnes.
5.9 HVO jet fuel | L. M €/k tonne is million euro per 1,000 tonnes.
5.9 HVO jet fuel | M. Estimated to be 3 % of CAPEX
5.9 HVO jet fuel | P. Electricity prices in these calculation = 0.06 €/kWh
5.9 HVO jet fuel | Q. Estimated based construction time for similar plants (e.g. SBS Kliplev)
5.9 HVO jet fuel | R. The gas output pr feedstock is estimated by The Danish Energy Agency (stated in table 4 )
5.9 HVO jet fuel | R. The gas output pr feedstock is estimated by The Danish Energy Agency (stated in table 4 )
5.9 HVO jet fuel | J. 50 °C (expected to increase to 70°C, by 2024).
5.9 HVO jet fuel | K. Based on internal projects and references performed at Ramboll including FEED projects and estimations from clients and from suppliers.
5.9 HVO jet fuel | L. Values have been rounded to nearest 500.
5.9 HVO jet fuel | M. It is estimated internally at Ramboll that construction for 1 MW and 10 MW H2 plants will take 0.75-1 year, 100 MW H2 plants will take 1.5-2 years, and 1 GW H2 plants will take >3 years. This estimate includes large electrical components and the plant itself.
5.9 HVO jet fuel | N. Investment costs for 100 MW of all technologies are based on public CAPEX estimates for 2030 and 2050. 2020 projects at Ramboll have then been used to find the progression by size.
5.9 HVO jet fuel | O. Values have been rounded to nearest 25.
5.9 HVO jet fuel | P. To analyze the cost breakdown of a hydrogen plant, the electrolyzer unit and the Balance of the Plant (BOP) are considered as outlined in Figure 1.3.1. Additionally, various other cost factors that are essential for the plant commissioning are taken into account, such as civil work, installati...
5.9 HVO jet fuel | Q. For each of the component costs, an approximate percentage of projects of similar size has been used to multiply with the specific investment.
5.9 HVO jet fuel | R. For H2 plants sized 1 MW and 10 MW, estimated cost ratio of equipment to installation is 95:5, and for H2 plants sized 100 MW and 1 GW, the estimated cost ratio of equipment to installation is 90:10.
5.9 HVO jet fuel | S. Stack replacement costs are not included.
5.9 HVO jet fuel | T. The price of the input streams (water and electric energy), has not been estimated.
5.9 HVO jet fuel | U. The values are based on public sources. Approaching 2050 yields is a higher margin of uncertainty.
5.9 HVO jet fuel | V. The operational flexibility of a system is often determined by its cold start-up time, which represents the most time-consuming step and serves as a crucial distinguishing factor between different technologies.
5.9 HVO jet fuel | W. The provided degradation rate of the electrolyser stack is an average value. However, it is important to note that this rate is also influenced by the operation profile, such as the frequency of start/stop operations.
5.9 HVO jet fuel | X. The size of the electrolyser unit is determined based on a multistack configuration, using benchmarking data sourced from Ramboll. For example, the assumptions for 10 MW electrolysis for PEMEC, AEC and SOEC were 2 x 5 MW stacks inside one container, 2 x 2.5 MW stacks inside one container, need...
5.9 HVO jet fuel | Y. The plant footprint includes the installation of electrolyser units, each with their respective rectifiers. A safety distance of 5 m is maintained between each unit, and a designated laydown area is provided for maintenance operations. BOP is also included in the total footprint value.
5.9 HVO jet fuel | Z. Weight of stack is assuming wet conditions, where the contrarily to dry conditions, the weight of the electrolyte contributes to the total stack weight.
5.9 HVO jet fuel | Z. Weight of stack is assuming wet conditions, where the contrarily to dry conditions, the weight of the electrolyte contributes to the total stack weight.
5.9 HVO jet fuel | Z. Weight of stack is assuming wet conditions, where the contrarily to dry conditions, the weight of the electrolyte contributes to the total stack weight.
5.9 HVO jet fuel | Z. Weight of stack is assuming wet conditions, where the contrarily to dry conditions, the weight of the electrolyte contributes to the total stack weight.
5.10 Hydrogenated veg oil | A. The plant size range is based on the Schmidt and Mortensen reports and other analysis in the literature. Scale up is our assumption.
5.10 Hydrogenated veg oil | B. CO2 availability is likely to determine the maximum plant size.
5.10 Hydrogenated veg oil | A. The plant size is assumed based on the plants sizes of existing vegetable oil based bio-diesel plants in EU.
5.10 Hydrogenated veg oil | A1. This value is the hourly rating and has been calculated as if the unit produces 100,000 t/year and was in operations 8,000 h/year.
5.10 Hydrogenated veg oil | B. Energy input from supporting chemicals of minor amounts is not considered.
5.10 Hydrogenated veg oil | A. The plant size is assumed based on the plants sizes of existing HVO plants.
5.10 Hydrogenated veg oil | A1. This value is the hourly rating and has been calculated as if the unit produces at capacity and was in operations 8,000 h/year.
5.10 Hydrogenated veg oil | B. The plant size uncertainty represents the current range in the market.
5.10 Hydrogenated veg oil | C. Performance is typical based on public data and confidential data reviewed by [S&T)2 Consultants Inc.
5.10 Hydrogenated veg oil | D. Hydrogen consumption is also a function of the feedstock to a small degree.
5.10 Hydrogenated veg oil | E. The total capital cost include total installed cost (total direct costs) and all indirect costs such as engineering, construction, contractor’s fee, contingency and working capital.
5.10 Hydrogenated veg oil | F. O&M costs, costs for main raw materials are not included.
5.10 Hydrogenated veg oil | G. There is limited potential for process improvements.
5.10 Hydrogenated veg oil | H. Total output excludes the heat loss.
5.10 Hydrogenated veg oil | I. Best plants operate at greater than 95% of capacity.
5.10 Hydrogenated veg oil | J. Range of capital cost is +/- 25% of mean.
5.10 Hydrogenated veg oil | K. Operating cost uncertainty is +/- 10% of mean.
5.10 Hydrogenated veg oil | L. M €/k tonne is million euro per 1,000 tonnes
5.10 Hydrogenated veg oil | L. M €/k tonne is million euro per 1,000 tonnes
5.10 Hydrogenated veg oil | K. 4% af CAPEX is assumed as fixed O&M including salaries, maintenance, servicing etc.
5.10 Hydrogenated veg oil | L. Variable OPEX is estimated to 1.5% of CAPEX
5.10 Hydrogenated veg oil | Q. Estimated based construction time for similar plants [e.g. SBS Kliplev]
5.10 Hydrogenated veg oil | R. The gas output pr feedstock is estimated by The Danish Energy Agency [stated in table 4 ]
5.10 Hydrogenated veg oil | R. The gas output pr feedstock is estimated by The Danish Energy Agency [stated in table 4 ]
5.10 Hydrogenated veg oil | J. 50 °C (expected to increase to 70°C, by 2024).
5.10 Hydrogenated veg oil | K. Based on internal projects and references performed at Ramboll including FEED projects and estimations from clients and from suppliers.
5.10 Hydrogenated veg oil | L. Values have been rounded to nearest 500.
5.10 Hydrogenated veg oil | M. It is estimated internally at Ramboll that construction for 1 MW and 10 MW H2 plants will take 0.75-1 year, 100 MW H2 plants will take 1.5-2 years, and 1 GW H2 plants will take >3 years. This estimate includes large electrical components and the plant itself.
5.10 Hydrogenated veg oil | N. Investment costs for 100 MW of all technologies are based on public CAPEX estimates for 2030 and 2050. 2020 projects at Ramboll have then been used to find the progression by size.
5.10 Hydrogenated veg oil | O. Values have been rounded to nearest 25.
5.10 Hydrogenated veg oil | P. To analyze the cost breakdown of a hydrogen plant, the electrolyzer unit and the Balance of the Plant (BOP) are considered as outlined in Figure 1.3.1. Additionally, various other cost factors that are essential for the plant commissioning are taken into account, such as civil work, installati...
5.10 Hydrogenated veg oil | Q. For each of the component costs, an approximate percentage of projects of similar size has been used to multiply with the specific investment.
5.10 Hydrogenated veg oil | R. For H2 plants sized 1 MW and 10 MW, estimated cost ratio of equipment to installation is 95:5, and for H2 plants sized 100 MW and 1 GW, the estimated cost ratio of equipment to installation is 90:10.
5.10 Hydrogenated veg oil | S. Stack replacement costs are not included.
5.10 Hydrogenated veg oil | T. The price of the input streams (water and electric energy), has not been estimated.
5.10 Hydrogenated veg oil | U. The values are based on public sources. Approaching 2050 yields is a higher margin of uncertainty.
5.10 Hydrogenated veg oil | V. The operational flexibility of a system is often determined by its cold start-up time, which represents the most time-consuming step and serves as a crucial distinguishing factor between different technologies.
5.10 Hydrogenated veg oil | W. The provided degradation rate of the electrolyser stack is an average value. However, it is important to note that this rate is also influenced by the operation profile, such as the frequency of start/stop operations.
5.10 Hydrogenated veg oil | X. The size of the electrolyser unit is determined based on a multistack configuration, using benchmarking data sourced from Ramboll. For example, the assumptions for 10 MW electrolysis for PEMEC, AEC and SOEC were 2 x 5 MW stacks inside one container, 2 x 2.5 MW stacks inside one container, need...
5.10 Hydrogenated veg oil | Y. The plant footprint includes the installation of electrolyser units, each with their respective rectifiers. A safety distance of 5 m is maintained between each unit, and a designated laydown area is provided for maintenance operations. BOP is also included in the total footprint value.
5.10 Hydrogenated veg oil | Z. Weight of stack is assuming wet conditions, where the contrarily to dry conditions, the weight of the electrolyte contributes to the total stack weight.
5.10 Hydrogenated veg oil | Z. Weight of stack is assuming wet conditions, where the contrarily to dry conditions, the weight of the electrolyte contributes to the total stack weight.
5.10 Hydrogenated veg oil | Z. Weight of stack is assuming wet conditions, where the contrarily to dry conditions, the weight of the electrolyte contributes to the total stack weight.
5.10 Hydrogenated veg oil | Z. Weight of stack is assuming wet conditions, where the contrarily to dry conditions, the weight of the electrolyte contributes to the total stack weight.
5.11 1st generation ethanol | A. The plant size range is based on the Schmidt and Mortensen reports and other analysis in the literature. Scale up is our assumption.
5.11 1st generation ethanol | A. The plant size is assumed based on the plants sizes of existing ethanol plants.
5.11 1st generation ethanol | A1. This value is the hourly rating and has been calculated as if the unit produces at capacity and was in operations 8,000 h/year.
5.11 1st generation ethanol | B. The plant size uncertainty represents the current range in the market.
5.11 1st generation ethanol | C. The feedstock starch content impacts the yield. Ethanol yields in the United States have been slowly increasing from a combination of improved conversion efficiency and higher starch content of the feedstock.
5.11 1st generation ethanol | D. The upper and lower values are representative of the range between individual plants.
5.11 1st generation ethanol | E. Output excludes the low quality waste heat.
5.11 1st generation ethanol | F. Change over time is a function of increased ethanol yield, which also results in lower DDG yield as the mass must be conserved.
5.11 1st generation ethanol | G. Variable costs are reduced from improved energy efficiency.
5.11 1st generation ethanol | H. Start-up costs are included on variable costs.
5.11 1st generation ethanol | I. Capital costs can be site specific and process technology supplier dependent. The costs provided for in the table are from a technology developer with a reputation for low capital costs.
5.11 1st generation ethanol | J. M €/k tonne is million euro per 1,000 tonnes
5.11 1st generation ethanol | J. M €/k tonne is million euro per 1,000 tonnes
5.11 1st generation ethanol | H. Total output excludes the heat loss.
5.11 1st generation ethanol | I. Best plants operate at greater than 95% of capacity.
5.11 1st generation ethanol | J. Range of capital cost is +/- 25% of mean.
5.11 1st generation ethanol | K. Operating cost uncertainty is +/- 10% of mean.
5.11 1st generation ethanol | L. M €/k tonne is million euro per 1,000 tonnes.
5.11 1st generation ethanol | L. M €/k tonne is million euro per 1,000 tonnes.
5.11 1st generation ethanol | M. Estimated to be 3 % of CAPEX
5.11 1st generation ethanol | P. Electricity prices in these calculation = 0.06 €/kWh
5.11 1st generation ethanol | Q. Estimated based construction time for similar plants (e.g. SBS Kliplev)
5.11 1st generation ethanol | R. The gas output pr feedstock is estimated by The Danish Energy Agency (stated in table 4 )
5.11 1st generation ethanol | R. The gas output pr feedstock is estimated by The Danish Energy Agency (stated in table 4 )
5.11 1st generation ethanol | J. 50 °C (expected to increase to 70°C, by 2024).
5.11 1st generation ethanol | K. Based on internal projects and references performed at Ramboll including FEED projects and estimations from clients and from suppliers.
5.11 1st generation ethanol | L. Values have been rounded to nearest 500.
5.11 1st generation ethanol | M. It is estimated internally at Ramboll that construction for 1 MW and 10 MW H2 plants will take 0.75-1 year, 100 MW H2 plants will take 1.5-2 years, and 1 GW H2 plants will take >3 years. This estimate includes large electrical components and the plant itself.
5.11 1st generation ethanol | N. Investment costs for 100 MW of all technologies are based on public CAPEX estimates for 2030 and 2050. 2020 projects at Ramboll have then been used to find the progression by size.
5.11 1st generation ethanol | O. Values have been rounded to nearest 25.
5.11 1st generation ethanol | P. To analyze the cost breakdown of a hydrogen plant, the electrolyzer unit and the Balance of the Plant (BOP) are considered as outlined in Figure 1.3.1. Additionally, various other cost factors that are essential for the plant commissioning are taken into account, such as civil work, installati...
5.11 1st generation ethanol | Q. For each of the component costs, an approximate percentage of projects of similar size has been used to multiply with the specific investment.
5.11 1st generation ethanol | R. For H2 plants sized 1 MW and 10 MW, estimated cost ratio of equipment to installation is 95:5, and for H2 plants sized 100 MW and 1 GW, the estimated cost ratio of equipment to installation is 90:10.
5.11 1st generation ethanol | S. Stack replacement costs are not included.
5.11 1st generation ethanol | T. The price of the input streams (water and electric energy), has not been estimated.
5.11 1st generation ethanol | U. The values are based on public sources. Approaching 2050 yields is a higher margin of uncertainty.
5.11 1st generation ethanol | V. The operational flexibility of a system is often determined by its cold start-up time, which represents the most time-consuming step and serves as a crucial distinguishing factor between different technologies.
5.11 1st generation ethanol | W. The provided degradation rate of the electrolyser stack is an average value. However, it is important to note that this rate is also influenced by the operation profile, such as the frequency of start/stop operations.
5.11 1st generation ethanol | X. The size of the electrolyser unit is determined based on a multistack configuration, using benchmarking data sourced from Ramboll. For example, the assumptions for 10 MW electrolysis for PEMEC, AEC and SOEC were 2 x 5 MW stacks inside one container, 2 x 2.5 MW stacks inside one container, need...
5.11 1st generation ethanol | Y. The plant footprint includes the installation of electrolyser units, each with their respective rectifiers. A safety distance of 5 m is maintained between each unit, and a designated laydown area is provided for maintenance operations. BOP is also included in the total footprint value.
5.11 1st generation ethanol | Z. Weight of stack is assuming wet conditions, where the contrarily to dry conditions, the weight of the electrolyte contributes to the total stack weight.
5.11 1st generation ethanol | Z. Weight of stack is assuming wet conditions, where the contrarily to dry conditions, the weight of the electrolyte contributes to the total stack weight.
5.11 1st generation ethanol | Z. Weight of stack is assuming wet conditions, where the contrarily to dry conditions, the weight of the electrolyte contributes to the total stack weight.
5.11 1st generation ethanol | Z. Weight of stack is assuming wet conditions, where the contrarily to dry conditions, the weight of the electrolyte contributes to the total stack weight.
5.12 Cellulosic ethanol | A. The plant size is assumed based on the plants sizes of existing ethanol plants.
5.12 Cellulosic ethanol | A1. This value is the hourly rating and has been calculated as if the unit produces at capacity and was in operations 8,000 h/year.
5.12 Cellulosic ethanol | B. The plant size uncertainty represents the current range in the market.
5.12 Cellulosic ethanol | C. Not all process developers are attempting to maximize ethanol output; this can result in higher feedstock consumption but lower chemical use. Co-product production is higher if the ethanol yield is low.
5.12 Cellulosic ethanol | D. There is a wide range of reported capital costs for the existing plants and a wide range in the cost of future plants.
5.12 Cellulosic ethanol | E. Start-up costs are included in the operating costs.
5.12 Cellulosic ethanol | F. O&M costs are based on the nth plant. There are no public estimates for the costs from current plants. It has been estimated that they are twice the values for the nth plants. This may be optimistic unless the on line performance can be improved.
5.12 Cellulosic ethanol | G. M €/k tonne is million euro per 1,000 tonnes
5.12 Cellulosic ethanol | G. M €/k tonne is million euro per 1,000 tonnes
5.12 Cellulosic ethanol | C. Performance is typical based on public data and confidential data reviewed by [S&T)2 Consultants Inc.
5.12 Cellulosic ethanol | D. Hydrogen consumption is also a function of the feedstock to a small degree.
5.12 Cellulosic ethanol | E. The total capital cost include total installed cost (total direct costs) and all indirect costs such as engineering, construction, contractor’s fee, contingency and working capital.
5.12 Cellulosic ethanol | F. O&M costs, costs for main raw materials are not included.
5.12 Cellulosic ethanol | G. There is limited potential for process improvements.
5.12 Cellulosic ethanol | H. Total output excludes the heat loss.
5.12 Cellulosic ethanol | I. Best plants operate at greater than 95% of capacity.
5.12 Cellulosic ethanol | J. Range of capital cost is +/- 25% of mean.
5.12 Cellulosic ethanol | K. Operating cost uncertainty is +/- 10% of mean.
5.12 Cellulosic ethanol | L. M €/k tonne is million euro per 1,000 tonnes
5.12 Cellulosic ethanol | L. M €/k tonne is million euro per 1,000 tonnes
5.12 Cellulosic ethanol | K. 4% af CAPEX is assumed as fixed O&M including salaries, maintenance, servicing etc.
5.12 Cellulosic ethanol | L. Variable OPEX is estimated to 1.5% of CAPEX
5.12 Cellulosic ethanol | Q. Estimated based construction time for similar plants [e.g. SBS Kliplev]
5.12 Cellulosic ethanol | R. The gas output pr feedstock is estimated by The Danish Energy Agency [stated in table 4 ]
5.12 Cellulosic ethanol | R. The gas output pr feedstock is estimated by The Danish Energy Agency [stated in table 4 ]
5.12 Cellulosic ethanol | J. 50 °C (expected to increase to 70°C, by 2024).
5.12 Cellulosic ethanol | K. Based on internal projects and references performed at Ramboll including FEED projects and estimations from clients and from suppliers.
5.12 Cellulosic ethanol | L. Values have been rounded to nearest 500.
5.12 Cellulosic ethanol | M. It is estimated internally at Ramboll that construction for 1 MW and 10 MW H2 plants will take 0.75-1 year, 100 MW H2 plants will take 1.5-2 years, and 1 GW H2 plants will take >3 years. This estimate includes large electrical components and the plant itself.
5.12 Cellulosic ethanol | N. Investment costs for 100 MW of all technologies are based on public CAPEX estimates for 2030 and 2050. 2020 projects at Ramboll have then been used to find the progression by size.
5.12 Cellulosic ethanol | O. Values have been rounded to nearest 25.
5.12 Cellulosic ethanol | P. To analyze the cost breakdown of a hydrogen plant, the electrolyzer unit and the Balance of the Plant (BOP) are considered as outlined in Figure 1.3.1. Additionally, various other cost factors that are essential for the plant commissioning are taken into account, such as civil work, installati...
5.12 Cellulosic ethanol | Q. For each of the component costs, an approximate percentage of projects of similar size has been used to multiply with the specific investment.
5.12 Cellulosic ethanol | R. For H2 plants sized 1 MW and 10 MW, estimated cost ratio of equipment to installation is 95:5, and for H2 plants sized 100 MW and 1 GW, the estimated cost ratio of equipment to installation is 90:10.
5.12 Cellulosic ethanol | S. Stack replacement costs are not included.
5.12 Cellulosic ethanol | T. The price of the input streams (water and electric energy), has not been estimated.
5.12 Cellulosic ethanol | U. The values are based on public sources. Approaching 2050 yields is a higher margin of uncertainty.
5.12 Cellulosic ethanol | V. The operational flexibility of a system is often determined by its cold start-up time, which represents the most time-consuming step and serves as a crucial distinguishing factor between different technologies.
5.12 Cellulosic ethanol | W. The provided degradation rate of the electrolyser stack is an average value. However, it is important to note that this rate is also influenced by the operation profile, such as the frequency of start/stop operations.
5.12 Cellulosic ethanol | X. The size of the electrolyser unit is determined based on a multistack configuration, using benchmarking data sourced from Ramboll. For example, the assumptions for 10 MW electrolysis for PEMEC, AEC and SOEC were 2 x 5 MW stacks inside one container, 2 x 2.5 MW stacks inside one container, need...
5.12 Cellulosic ethanol | Y. The plant footprint includes the installation of electrolyser units, each with their respective rectifiers. A safety distance of 5 m is maintained between each unit, and a designated laydown area is provided for maintenance operations. BOP is also included in the total footprint value.
5.12 Cellulosic ethanol | Z. Weight of stack is assuming wet conditions, where the contrarily to dry conditions, the weight of the electrolyte contributes to the total stack weight.
5.12 Cellulosic ethanol | Z. Weight of stack is assuming wet conditions, where the contrarily to dry conditions, the weight of the electrolyte contributes to the total stack weight.
5.12 Cellulosic ethanol | Z. Weight of stack is assuming wet conditions, where the contrarily to dry conditions, the weight of the electrolyte contributes to the total stack weight.
5.12 Cellulosic ethanol | Z. Weight of stack is assuming wet conditions, where the contrarily to dry conditions, the weight of the electrolyte contributes to the total stack weight.

## Ref
ws | description
2.1 Biogas, Basic plant, small | [1]. DGC & PlanEnergi, "Kortlægning af produktionskæde for opgraderet biogas - EUDP-j.nr. 64018-0512", DGC, Hørshol, 2020.
2.1 Biogas, Basic plant, small | [2]. F. Rosager and Biogas Danmark, Interviewees, Tlf. interview. [Interview]. 30 10 2022.
2.1 Biogas, Basic plant, small | [3]. The Danish Energy Agency, ”Biomasseopgørelsen [2021-22]”. [Forthcoming; Online, https://ens.dk]
2.1 Biogas, Basic plant, small | [4]. Rambøll, “Målrettet indsats for at mindske metantab fra danske biogasanlæg”, Energistyrelsen, 2021.\n Feedstock in biogasplant. OBS: the costs in the spreadsheet does not include cost of biomass\n Biomass\n Cattle slurry\n Pig slurry\n Deep litter\n Energy crops\n Straw\n Industrial waste\n ...
2.1 Biogas, Basic plant, large | [1]. DGC & PlanEnergi, "Kortlægning af produktionskæde for opgraderet biogas - EUDP-j.nr. 64018-0512", DGC, Hørshol, 2020.
2.1 Biogas, Basic plant, large | [2]. F. Rosager and Biogas Danmark, Interviewees, Tlf. interview. [Interview]. 30 10 2022.
2.1 Biogas, Basic plant, large | [3]. The Danish Energy Agency, ”Biomasseopgørelsen [2021-22]”. [Forthcoming; Online, https://ens.dk]
2.1 Biogas, Basic plant, large | [4]. Rambøll, “Målrettet indsats for at mindske metantab fra danske biogasanlæg”, Energistyrelsen, 2021.\n Feedstock in biogasplant. OBS: the costs in the spreadsheet does not include cost of biomass\n Biomass\n Cattle slurry\n Pig slurry\n Deep litter\n Energy crops\n Straw\n Industrial waste\n ...
2.1 Biogas, Scen. A, small | [1]. DGC & PlanEnergi, "Kortlægning af produktionskæde for opgraderet biogas - EUDP-j.nr. 64018-0512", DGC, Hørshol, 2020.
2.1 Biogas, Scen. A, small | [2]. F. Rosager and Biogas Danmark, Interviewees, Tlf. interview. [Interview]. 30 10 2022.
2.1 Biogas, Scen. A, small | [3]. The Danish Energy Agency, ”Biomasseopgørelsen (2021-22)”. [Forthcoming; Online, https://ens.dk]
2.1 Biogas, Scen. A, small | [4]. Rambøll, “Målrettet indsats for at mindske metantab fra danske biogasanlæg”, Energistyrelsen, 2021.\n Feedstock in biogasplant. OBS: the costs in the spreadsheet does not include cost of biomass\n Biomass\n Cattle slurry\n Pig slurry\n Deep litter\n Energy crops\n Straw\n Industrial waste\n ...
2.1 Biogas, Scen. A, large | [1]. DGC & PlanEnergi, "Kortlægning af produktionskæde for opgraderet biogas - EUDP-j.nr. 64018-0512", DGC, Hørshol, 2020.
2.1 Biogas, Scen. A, large | [2]. F. Rosager and Biogas Danmark, Interviewees, Tlf. interview. [Interview]. 30 10 2022.
2.1 Biogas, Scen. A, large | [3]. The Danish Energy Agency, ”Biomasseopgørelsen [2021-22]”. [Forthcoming; Online, https://ens.dk]
2.1 Biogas, Scen. A, large | [4]. Rambøll, “Målrettet indsats for at mindske metantab fra danske biogasanlæg”, Energistyrelsen, 2021.\n Feedstock in biogasplant. OBS: the costs in the spreadsheet does not include cost of biomass\n Biomass\n Cattle slurry\n Pig slurry\n Deep litter\n Energy crops\n Straw\n Industrial waste\n ...
2.1 Biogas, Scen. B, small | [1]. DGC & PlanEnergi, "Kortlægning af produktionskæde for opgraderet biogas - EUDP-j.nr. 64018-0512", DGC, Hørshol, 2020.
2.1 Biogas, Scen. B, small | [2]. F. Rosager and Biogas Danmark, Interviewees, Tlf. interview. [Interview]. 30 10 2022.
2.1 Biogas, Scen. B, small | [3]. The Danish Energy Agency, ”Biomasseopgørelsen (2021-22)”. [Forthcoming; Online, https://ens.dk]
2.1 Biogas, Scen. B, small | [4]. Rambøll, “Målrettet indsats for at mindske metantab fra danske biogasanlæg”, Energistyrelsen, 2021.\n Feedstock in biogasplant. OBS: the costs in the spreadsheet does not include cost of biomass\n Biomass\n Cattle slurry\n Pig slurry\n Deep litter\n Energy crops\n Straw\n Industrial waste\n ...
2.1 Biogas, Scen. B, large | [1]. DGC & PlanEnergi, "Kortlægning af produktionskæde for opgraderet biogas - EUDP-j.nr. 64018-0512", DGC, Hørshol, 2020.
2.1 Biogas, Scen. B, large | [2]. F. Rosager and Biogas Danmark, Interviewees, Tlf. interview. [Interview]. 30 10 2022.
2.1 Biogas, Scen. B, large | [3]. The Danish Energy Agency, ”Biomasseopgørelsen [2021-22]”. [Forthcoming; Online, https://ens.dk]
2.1 Biogas, Scen. B, large | [4]. Rambøll, “Målrettet indsats for at mindske metantab fra danske biogasanlæg”, Energistyrelsen, 2021.\n Feedstock in biogasplant. OBS: the costs in the spreadsheet does not include cost of biomass\n Biomass\n Cattle slurry\n Pig slurry\n Deep litter\n Energy crops\n Straw\n Industrial waste\n ...
2.2 Gasif. Fixed Bed, Producer | [18]. “Handbook Biomass Gasification”, Edited by H.A.M. Knoef, BTG biomass technology group, 2005.
2.2 Gasif. Fixed Bed, Producer | 3. IEA Task 32, Workshop State of the art technologies for small biomass co-generation, 2010
2.2 Gasif. Fixed Bed, Producer | 4. http://www.volund.dk/Biomass_energy/Technologies/Gasification_of_biomass
2.2 Gasif. Fixed Bed, Producer | 5. BioSynergi, telefonkontakt Henrik Houman
3.5 Hydrothermal liquifaction | [1] Steeper Energy Announces Eur 50.6 M (Dkk 377 M) Advanced Biofuel Project With Norwegian-Swedish Joint Venture Silva Green Fuel In Licensing Deal. 2017. http://steeperenergy.com/2017/12/15/steeper-energy-announces-eur-50-6-m-dkk-377-m-advanced-biofuel-project-with-norwegian-swedish-joint-v...
3.5 Hydrothermal liquifaction | [2] Jensen, C.U., Rodriguez Guerrero, J.K., Karatzos, S. et al. 2017. Fundamentals of Hydrofaction™: Renewable crude oil from woody biomass. Biomass Conv. Bioref. (2017) 7: 495. https://doi.org/10.1007/s13399-017-0248-8
3.5 Hydrothermal liquifaction | [3] Environment Canada. 1999. Bunker C Fuel Oil. www.etc-cte.ec.gc.ca/databases/oilproperties/pdf/web_bunker_c_fuel_oil.pdf
3.5 Hydrothermal liquifaction | [4] Fracking Biomass. Biofuels Digest. Feb 2, 2017. http://www.biofuelsdigest.com/bdigest/2017/02/02/fracking-biomass-steeper-energy-and-the-pursuit-of-renewable-hydrocarbons/
3.5 Hydrothermal liquifaction | [5] Jensen, C.U., Rodriguez Guerrero, J.K., Karatzos, S. et al. Biomass Conv. Bioref. (2017) 7: 495. https://doi.org/10.1007/s13399-017-0248-8
3.5 Hydrothermal liquifaction | [6] Toms, P. 2017. Hydrofaction™ Oil: A Solution for Decarbonizing Long-haul Transport. https://www.bio.org/sites/default/files/0830AM-Perry%20Toms.pdf
3.5 Hydrothermal liquifaction | [7] Zhu, Y., Biddy, M., Jones, S., Elliott, D., Schmidt, A. 2014. Techno-economic analysis of liquid fuel production from woody biomass via hydrothermal liquefaction (HTL) and upgrading, In Applied Energy, Volume 129, 2014, Pages 384-394, ISSN 0306-2619, https://doi.org/10.1016/j.apenergy.201...
3.5 Hydrothermal liquifaction | [8] Licella. 2016. Licella Canfor Joint Venture at the forefront of global bioenergy. http://www.licella.com.au/news/licella-canfor-joint-venture-at-the-forefront-of-global-bioenergy/
3.5 Hydrothermal liquifaction | [9] C.U. Jensen, J.K.R. Guerrero, S. Karatzos, G. Olofsson and S.B. Iversen, 10 - Hydrofaction™ of forestry residues to drop-in renewable transportation fuels, In Direct Thermochemical Liquefaction for Energy Applications, edited by Lasse Rosendahl,, Woodhead Publishing, 2018, Pages 319-345, ...
3.5 Hydrothermal liquifaction | [10] Harris Group. 2013. Production of Advanced Biofuels via Liquefaction Hydrothermal Liquefaction Reactor Design. NREL/SR-5100-60642. http://www.ourenergypolicy.org/wp-content/uploads/2015/08/60462.pdf
3.5 Hydrothermal liquifaction | [11] Magdeldin, M., Kohl, T., Järvinen, M. 2018. Techno-economic Assessment of Integrated Hydrothermal Liquefaction and Combined Heat and Power Production from Lignocellulose Residues, J. sustain. dev. energy water environ. syst., 6(1), pp 89-113, 2018. https://doi.org/10.13044/j.sdewes.d5.0177
3.5 Hydrothermal liquifaction | [12] Pedersen, T. H., Hansen, N. H., Pérez, O. M., Cabezas, D. E. and Rosendahl, L. A. 2018. Renewable hydrocarbon fuels from hydrothermal liquefaction: A techno‐economic analysis. Biofuels, Bioprod. Bioref., 12: 213-223. doi:10.1002/bbb.1831
4.1 Upgrading 3,000 Nm3 per h | [1]. DGC & PlanEnergi, "Kortlægning af produktionskæde for opgraderet biogas - EUDP-j.nr. 64018-0512", DGC, Hørshol, 2020.
4.1 Upgrading 3,000 Nm3 per h | [2]. T. Hernø, "Potentiale for optimering af biogasopgradering", DGC, 2020.
4.1 Upgrading 3,000 Nm3 per h | [3]. D. E. Agency, "Technology Data for Carbon Capture, Transport and Storage", Danish Energy Agency, ;, 2021.
4.1 Upgrading 3,000 Nm3 per h | [4]. Rambøll, “Målrettet indsats for at mindske metantab fra danske biogasanlæg”, Energistyrelsen, 2021.
4.1 Upgrading 6,000 Nm3 per h | [1]. DGC & PlanEnergi, "Kortlægning af produktionskæde for opgraderet biogas - EUDP-j.nr. 64018-0512", DGC, Hørshol, 2020.
4.1 Upgrading 6,000 Nm3 per h | [2]. T. Hernø, "Potentiale for optimering af biogasopgradering", DGC, 2020.
4.1 Upgrading 6,000 Nm3 per h | [3]. D. E. Agency, "Technology Data for Carbon Capture, Transport and Storage", Danish Energy Agency, ;, 2021.
4.1 Upgrading 6,000 Nm3 per h | [4]. Rambøll, “Målrettet indsats for at mindske metantab fra danske biogasanlæg”, Energistyrelsen, 2021.
4.2 SNG from methan. of biogas | [1] Manuel Götz, Jonathan Lefebvre, Friedemann Mörs, Amy McDaniel Koch, Frank Graf, Siegfried Bajohr, Rainer Reimert, Thomas Kolb, Renewable Power-to-Gas: A technological and economic review, In Renewable Energy, Volume 85, 2016, Pages 1371-1390, ISSN 0960-1481, https://doi.org/10.1016/j.rene...
4.2 SNG from methan. of biogas | [2] Swiss Federal Office of Energy SFOE. 2017. Direct Methanation of Biogas. https://www.aramis.admin.ch/Default.aspx?DocumentID=45656&Load=true
4.2 SNG from methan. of biogas | [3] gwf gas + energy. 2014. Das e-gas-Projekt am Biogasanlagen-standort in Werlte. https://www.di-verlag.de/media/content/gwf-GE/gwf_Gas_5_14/gwf-GE_05_2014_FB_Kurt.pdf?xaf26a=7841c984ef837209544e
4.2 SNG from methan. of biogas | [4] Rauch, R., Hrbek, J. and Hofbauer, H. 2014. Biomass gasification for synthesis gas production and applications of the syngas. WIREs Energy Environ, 3: 343–362. https://doi.org/10.1002/wene.97
4.2 SNG from methan. of biogas | [5] Combination of Power-to-Gas with Biogas Plant. Vienna University of Technology. https://www.tuwien.ac.at/fileadmin/t/tuwien/fotos/pa/download/2015/HM2015/Flyer_Power_to_Bio--Gas_EN.pdf
4.2 SNG from methan. of biogas | [6] Hitachi Zosen Corporation and Hitachi Zosen Inova to Build First Joint Power-To-Gas Plant. Dec 2017. http://www.hz-inova.com/cms/en/home?p=6276
4.2 SNG from methan. of biogas | [7] Hansen, J., Holstebroe, M., Jensen, M., Rass-Hansen, J., Heiredal-Clausen, T. 2016. SOEC Enabled Biogas Upgrading. 12th European SOFC & SOE Forum.
4.2 SNG from methan. of biogas | [8] Udvikling og effektivisering af biogasproduktionen I Danmark – Delrapport 1 og 2, Danish Energy Agency Biogas Taskforce 2015.
4.4 Gasif. CFB, Bio-SNG | 12
4.4 Gasif. CFB, Bio-SNG | 13
4.4 Gasif. CFB, Bio-SNG | 17
4.4 Gasif. CFB, Bio-SNG | 19
4.4 Gasif. CFB, Bio-SNG | 21
4.4 Gasif. CFB, Bio-SNG | 23
4.4 Gasif. CFB, Bio-SNG | 29
5.1 Methanol biomass gasif. | [1] Andersson, J.,Lundgren, J., and Marklund, M. 2014. Methanol production via pressurized entrained flow biomass gasification – Techno-economic comparison of integrated vs. stand-alone production, In Biomass and Bioenergy, Volume 64, 2014, Pages 256-268, ISSN 0961-9534, https://doi.org/10.10...
5.1 Methanol biomass gasif. | [2] Danish Technology Institute. 2011. GreenSynFuels. EUDP project journal number: 64010-0011. http://serenergy.com/wp-content/uploads/2015/11/GreenSynFuels_report_final.pdf
5.1 Methanol biomass gasif. | [3] Clausen, L. 2014. Integrated torrefaction vs. external torrefaction – A thermodynamic analysis for the case of a thermochemical biorefinery. Energy, Volume 77, Pages 597-607. https://doi.org/10.1016/j.energy.2014.09.042.
5.1 Methanol biomass gasif. | [4] IEA Bioenergy Task 39. 2016. IEA-Bioenergy-Task-39-Newsletter-Issue-42-April-2016. http://task39.sites.olt.ubc.ca/files/2012/01/IEA-Bioenergy-Task-39-Newsletter-Issue-42-April-2016.pdf
5.1 Methanol biomass gasif. | [5] Värmlands Metanol AB. http://www.varmlandsmetanol.se/Om%20Projektet.htm
5.1 Methanol biomass gasif. | [6] Värmlands Metanol AB. 2016. Metanol från skog - ett miljövänligt drivmedel. http://www.varmlandsmetanol.se/dokument/Folder%20VM%20sept%202016.pdf
5.1 Methanol biomass gasif. | [7] NREL. 2011. Technoeconomic comparison of biofuels: ethanol, methanol, and gasoline from gasification of woody residues. https://www.nrel.gov/docs/fy12osti/52636.pdf
5.1 Methanol biomass gasif. | [8] Sub Group on Advanced Biofuels. 2017. Cost of Biofuel. http://platformduurzamebiobrandstoffen.nl/wp-content/uploads/2017/07/2017_SGAB_Cost-of-Biofuels.pdf
5.2 Methanol from hydrogen | 1. H. Nami, G. Butera, N. J. B. Campion, H. L. Frandsen and P. V. Hendriksen, "MarE-ful: Energy efficiencies in synthesising green fuels and their expected cost," 2021.
5.2 Methanol from hydrogen | 3. Lemvig Biogas, "Erfaringer med totrins udrådning i fuldskala hos Lemvig Biogasanlæg," [Online]. Available: https://www.biogas.dk/wp-content/uploads/2021/12/Lars-A-Kristensen_Lemvig-Biogas_21-12-08.pdf.
5.2 Methanol from hydrogen | 5. Haldor Topsøe, [Online]. Available: https://info.topsoe.com/hubfs/DOWNLOADS/DOWNLOADS%20-%20Brochures/eMethanol.pdf?hsCtaTracking=6ca24cee-0aed-45df-8aa4-846ecd19151c%7C5d9f6bef-ebfc-483e-8a06-cdfed4aee34a.
5.3 Methanol from biogas & H2 | [1] Technical and economical data are primarily based on experiments and simulations performed at Forschungsinstitut für Wasserwirtschaft und Klimazukunft an der RWTH Aachen e.V by M.Sc. Carl Fritsch and Dr.-Ing. Kristoffer Ooms
5.4 Hydrogen to Ammonia | [1] Based on calculated mass and energy balance
5.4 Hydrogen to Ammonia | [2] Based on normal operation ranges for instrumentations and rotating equipment. Lower capacity range is possible but it is normally expensive as spare insturmentation and rotating equipment is required
5.4 Hydrogen to Ammonia | [3] Based on collected data, i.e. based on several sources, as specified in the qualitative section
5.5 Gasif.Ent. Flow FT, liq fu | [1] Tan, E. C. D., Snowden-Swan, L. J., Talmadge, M., Dutta, A., Jones, S., Ramasamy, K. K., Gray, M., Dagle, R., Padmaperuma, A., Gerber, M., Sahir, A. H., Tao, L. and Zhang, Y. 2017. Comparative techno-economic analysis and process design for indirect liquefaction pathways to distillate-ran...
5.5 Gasif.Ent. Flow FT, liq fu | [2] Kreutz, T., Larson, E., Liu, G., Williams, R. 2008. Fischer-Tropsch Fuels from Coal and Biomass. 25th Annual International Pittsburgh Coal Conference. http://acee.princeton.edu/wp-content/uploads/2016/10/Kreutz-et-al-PCC-2008-10-7-08.pdf
5.5 Gasif.Ent. Flow FT, liq fu | [3] Baliban, R., Elia, J., Floudas, C., Gurau, B., Weingarten, M., and Klotz, S. 2013. Hardwood Biomass to Gasoline, Diesel, and Jet Fuel: 1. Process Synthesis and Global Optimization of a Thermochemical Refinery. Energy & Fuels 2013 27 (8), 4302-4324. https://www.doi.org/10.1021/ef302003f
5.5 Gasif.Ent. Flow FT, liq fu | [4] Sikarwar, V., Zhao, M., Clough, P., Yao, J., Zhong, X., Memon, Shah, M., Anthony, E., and Fennell, P. 2016. An overview of advances in biomass gasification. Energy Environ. Sci. 2016, 9, 2939. https://doi.org/10.1039/C6EE00935B
5.5 Gasif.Ent. Flow FT, liq fu | [5] Molino, A., Chianese, S., Musmarra, D. 2016. Biomass gasification technology: The state of the art overview, In Journal of Energy Chemistry, Volume 25, Issue 1, 2016, Pages 10-25, ISSN 2095-4956, https://doi.org/10.1016/j.jechem.2015.11.005
5.5 Gasif.Ent. Flow FT, liq fu | [6] Velocys. 2017. The biomass-to-liquids process. http://www.velocys.com/our-biorefineries/
5.5 Gasif.Ent. Flow FT, liq fu | [7] Chandra, P.K. & Payne, Fred. 1986. Turndown Ratio of a Gasifier-Combustor Predicted by a Simulation Model. Transactions of the ASAE. 29. 1748-1753. https://doi.org/10.13031/2013.30383.
5.5 Gasif.Ent. Flow FT, liq fu | [8] Danish Energy Agency. 2017. Energy Statistics 2015. https://ens.dk/sites/ens.dk/files/Statistik/energy_statistics_2015.pdf
5.5 Gasif.Ent. Flow FT, liq fu | [9] Li X, Rubæk GH, Müller-Stöver DS, Thomsen TP, Ahrenfeldt J and Sørensen P. 2017. Plant Availability of Phosphorus in Five Gasification Biochars. Front. Sustain. Food Syst. 1:2. https://www.doi.org/10.3389/fsufs.2017.00002
5.5 Gasif.Ent. Flow FT, liq fu | [10] Velocys. 2017. Establishment of a strategic alliance with TRI. http://www.velocys.com/establishment-of-a-strategic-alliance-with-tri/
5.5 Gasif.Ent. Flow FT, liq fu | [11] Velocys. 2017. Velocys plans for the construction of a commercial BTL plant move forward. https://biorrefineria.blogspot.ca/2017/06/velocys-plans-for-construction-of-commercial-BTL-plant-move-forward.html
5.5 Gasif.Ent. Flow FT, liq fu | [12] Tijm, P. 1994. Shell Middle Distillate Synthesis: The Process, The Plant, The Products. http://web.anl.gov/PCS/acsfuel/preprint%20archive/Files/39_4_WASHINGTON%20DC_08-94_1146.pdf
5.5 Gasif.Ent. Flow FT, liq fu | [13] van der Laan, P. 1999. Kinetics, Selectivity and Scale Up of the Fischer-Tropsch Synthesis. http://www.adktroutguide.com/files/1999_Phd_Thesis_-_Kinetics_Selectivity_and_Scaleup_of_FT_Synthesis.pdf
5.5 Gasif.Ent. Flow FT, liq fu | [14] Industrial Equipment News. 2017. Mississippi Lands Biofuel Refinery. https://www.ien.com/operations/news/20980331/mississippi-lands-biofuel-refinery
5.5 Gasif.Ent. Flow FT, liq fu | [15] Irena. 2016. Innovation Outlook. Advanced Liquid Biofuels. http://www.irena.org/DocumentDownloads/Publications/IRENA_Innovation_Outlook_Advanced_Liquid_Biofuels_2016.pdf
5.5 Gasif.Ent. Flow FT, liq fu | [16] Sub Group on Advanced Biofuels. 2017. Cost of Biofuel. http://platformduurzamebiobrandstoffen.nl/wp-content/uploads/2017/07/2017_SGAB_Cost-of-Biofuels.pdf
5.5 Gasif.Ent. Flow FT, liq fu | [17] de Jong, S., Hoefnagels, R., Faaij, A., Slade, R., Mawhood, R. and Junginger, M. 2015. The feasibility of short-term production strategies for renewable jet fuels – a comprehensive techno-economic comparison. Biofuels, Bioprod. Bioref., 9: 778–800. https://www.doi.org/10.1002/bbb.1613
5.7 Vegetable oil FAME | [1] Personal Communication. 2018. T Jensen, Emmelev A/S
5.7 Vegetable oil FAME | [2] International Institute for Sustainable Development. 2012. Biofuels – At What Cost? Mandating ethanol and biodiesel consumption in Germany. https://www.iisd.org/gsi/sites/default/files/bf_awc_germany.pdf
5.7 Vegetable oil FAME | [3] Desmet Ballestra. 2015. Biodiesel. http://www.desmetballestra.com/images/PDF-Brochures-2014/Biodiesel2015.pdf
5.7 Vegetable oil FAME | [4] US Energy Information Administration. 2015. International Energy Statistics. Biofuels Production. http://www.eia.gov/cfapps/ipdbproject/IEDIndex3.cfm?tid=79&pid=79&aid=1
5.7 Vegetable oil FAME | [5] Energy Statistics 2015. https://ens.dk/sites/ens.dk/files/Statistik/energy_statistics_2015.pdf
5.7 Vegetable oil FAME | [6] IEA Bioenergy Task 39. Newsletter #39. Denmark Feature. http://task39.sites.olt.ubc.ca/files/2015/06/IEA-Bioenergy-Task-39-Newsletter-Issue-39-May-2015-final.pdf
5.7 Vegetable oil FAME | [7] Chen, R., Qin, Z., Han, J., Wang, M., Taheripour, F., Tyner, W., O'Connor, D., Duffield, J. 2018. Life cycle energy and greenhouse gas emission effects of biodiesel in the United States with induced land use change impacts. Bioresource Technology, Volume 251, 2018, Pages 249-258, ISSN 096...
5.7 Vegetable oil FAME | [8] Cargill. 2017. Cargill to build state of- the-art biodiesel plant in Wichita, Kansas. https://www.cargill.com/2017/cargill-to-build-state-of-the-art-biodiesel-plant-in-wichita-ks
5.7 Vegetable oil FAME | [9] IRENA. 2013. Road Transport: The Cost of Renewable Solutions. http://www.irena.org/-/media/Files/IRENA/Agency/Publication/2013/Road_Transport.ashx
5.7 Vegetable oil FAME | [10] Berghout, Niels. (2008). Technological learning in the German biodiesel industry: An experience curve approach to quantify reductions in production costs, energy use and greenhouse gas emissions. http://task39.sites.olt.ubc.ca/files/2013/05/Technological-learning-in-the-German-Biodiesel-Indu...
5.7 Vegetable oil FAME | [11] Iowa State University. 2017. Biodiesel Profitability. http://www.extension.iastate.edu/agdm/energy/xls/d1-15biodieselprofitability.xlsx
5.8 UCO & animal fat FAME | [1] Personal Communication. 2018. T Jensen, Emmelev A/S
5.8 UCO & animal fat FAME | [2] International Institute for Sustainable Development. 2012. Biofuels – At What Cost? Mandating ethanol and biodiesel consumption in Germany. https://www.iisd.org/gsi/sites/default/files/bf_awc_germany.pdf
5.8 UCO & animal fat FAME | [3] Desmet Ballestra. 2015. Biodiesel. http://www.desmetballestra.com/images/PDF-Brochures-2014/Biodiesel2015.pdf
5.8 UCO & animal fat FAME | [4] US Energy Information Administration. 2015. International Energy Statistics. Biofuels Production. http://www.eia.gov/cfapps/ipdbproject/IEDIndex3.cfm?tid=79&pid=79&aid=1
5.8 UCO & animal fat FAME | [5] Energy Statistics 2015. https://ens.dk/sites/ens.dk/files/Statistik/energy_statistics_2015.pdf
5.8 UCO & animal fat FAME | [6] IEA Bioenergy Task 39. Newsletter #39. Denmark Feature. http://task39.sites.olt.ubc.ca/files/2015/06/IEA-Bioenergy-Task-39-Newsletter-Issue-39-May-2015-final.pdf
5.8 UCO & animal fat FAME | [7] Chen, R., Qin, Z., Han, J., Wang, M., Taheripour, F., Tyner, W., O'Connor, D., Duffield, J. 2018. Life cycle energy and greenhouse gas emission effects of biodiesel in the United States with induced land use change impacts. Bioresource Technology, Volume 251, 2018, Pages 249-258, ISSN 096...
5.8 UCO & animal fat FAME | [8] Cargill. 2017. Cargill to build state of- the-art biodiesel plant in Wichita, Kansas. https://www.cargill.com/2017/cargill-to-build-state-of-the-art-biodiesel-plant-in-wichita-ks
5.8 UCO & animal fat FAME | [9] IRENA. 2013. Road Transport: The Cost of Renewable Solutions. http://www.irena.org/-/media/Files/IRENA/Agency/Publication/2013/Road_Transport.ashx
5.8 UCO & animal fat FAME | [10] Berghout, Niels. (2008). Technological learning in the German biodiesel industry: An experience curve approach to quantify reductions in production costs, energy use and greenhouse gas emissions. http://task39.sites.olt.ubc.ca/files/2013/05/Technological-learning-in-the-German-Biodiesel-Indu...
5.8 UCO & animal fat FAME | [11] Iowa State University. 2017. Biodiesel Profitability. http://www.extension.iastate.edu/agdm/energy/xls/d1-15biodieselprofitability.xlsx
5.9 HVO jet fuel | [1] AltAir. 2017. The Department of Energy: Wet and Gaseous Feedstocks: Barriers and Opportunities. https://energy.gov/sites/prod/files/2017/07/f35/BETO_2017WTE-Workshop_BryanSherbacow-AltAir.pdf
5.9 HVO jet fuel | [2] Antonissen, K. 2016. Greenhouse gas performance of renewable jet fuel: a comparison of conversion pathways. https://dspace.library.uu.nl/bitstream/handle/1874/347665/MSc%20Thesis%20K.Y%20Antonissen%2c%20May%202016%20%281%29.pdf?sequence=2&isAllowed=y
5.9 HVO jet fuel | [3] de Jong, S., Antonissen, K., Hoefnagels, R., Lonza, L., Wang, M., Faaij, A., and Junginger, M. 2017. Life-cycle analysis of greenhouse gas emissions from renewable jet fuel production. Biotechnology for Biofuels201710:64. https://doi.org/10.1186/s13068-017-0739-7
5.9 HVO jet fuel | [4] Tao, L., Milbrandt, A., Zhang, Y., and Wang, W. 2017. Techno‑economic and resource analysis of hydroprocessed renewable jet fuel. Biotechnology for Biofuels. 10:261. https://doi.org/10.1186/s13068-017-0945-3
5.9 HVO jet fuel | [5] Starck, L., Pidol, L., Jeuland, N., Chapus, T., Bogers, P., Bauldreay, J. 2016. Production of Hydroprocessed Esters and Fatty Acids (HEFA) - Optimization of Process Yield. Oil Gas Sci. Technol. - Rev. IFP Energies nouvelles. Volume 71, Number 1, January-February 2016. https://doi.org/10.2...
5.9 HVO jet fuel | [6] Stratton et al. 2010. Life Cycle Greenhouse Gas Emissions from Alternative Jet Fuels. http://web.mit.edu/aeroastro/partner/reports/proj28/partner-proj28-2010-001.pdf
5.9 HVO jet fuel | [7] de Jong, S., Hoefnagels, R., Faaij, A., Slade, R., Mawhood, R. and Junginger, M. 2015. The feasibility of short-term production strategies for renewable jet fuels – a comprehensive techno-economic comparison. Biofuels, Bioprod. Bioref., 9: 778–800. https://www.doi.org/10.1002/bbb.1613
5.10 Hydrogenated veg oil | [1] Neste. 2013. North American Tallow Pathway Description. https://www.arb.ca.gov/fuels/lcfs/2a2b/apps/nes-na-tallow-rpt-011414.pdf
5.10 Hydrogenated veg oil | [2] US EPA. 2017. EPA Approval for REG Geismar. https://www.epa.gov/sites/production/files/2017-05/documents/reg-geismar-deter-ltr-2017-04-13.pdf
5.10 Hydrogenated veg oil | [3] Kalnes, T et al. 2012. Green diesel production by hydrorefining renewable feedstocks. https://www.uop.com/wp-content/uploads/2012/12/UOP-Hydrorefining-Green-Diesel-Tech-Paper.pdf
5.10 Hydrogenated veg oil | [4] de Jong, S., Hoefnagels, R., Faaij, A., Slade, R., Mawhood, R. and Junginger, M. 2015. The feasibility of short-term production strategies for renewable jet fuels – a comprehensive techno-economic comparison. Biofuels, Bioprod. Bioref., 9: 778–800. https://www.doi.org/10.1002/bbb.1613
5.10 Hydrogenated veg oil | [5] Neste Financial Statements. https://www.neste.com/en/corporate-info/investors/financials
5.10 Hydrogenated veg oil | [6] US Energy Information Administration. New York Harbour ULSD Price. https://www.eia.gov/dnav/pet/pet_pri_spt_s1_d.htm
5.10 Hydrogenated veg oil | [7] Iowa State University. 2017. Biodiesel Profitability. http://www.extension.iastate.edu/agdm/energy/xls/d1-15biodieselprofitability.xlsx
5.10 Hydrogenated veg oil | [8] Rogelio Sotelo-Boyás, Fernando Trejo-Zárraga and Felipe de Jesús Hernández-Loyo [2012). Hydroconversion of Triglycerides into Green Liquid Fuels, Hydrogenation, Prof. Iyad Karamé [Ed.), InTech, DOI: 10.5772/48710. Available from: https://www.intechopen.com/books/hydrogenation/hydrocon...
5.10 Hydrogenated veg oil | [9] Tao, L., Milbrandt, A., Zhang, Y. and Wang, W. 2017. Techno-economic and resource analysis of hydroprocessed renewable jet fuel. Biotechnology for Biofuels 2017 10:261. https://doi.org/10.1186/s13068-017-0945-3
5.10 Hydrogenated veg oil | [10] Miller, P., Kumar, A. 2014. Techno-economic assessment of hydrogenation-derived renewable diesel production from canola and camelina, In Sustainable Energy Technologies and Assessments, Volume 6, 2014, Pages 105-115, ISSN 2213-1388, https://doi.org/10.1016/j.seta.2014.01.008
5.10 Hydrogenated veg oil | [11] Diamond Green Diesel. Press release. 2016. https://www.prnewswire.com/news-releases/diamond-green-diesel-to-be-expanded-to-275-million-gallons-annually-300248085.html
5.10 Hydrogenated veg oil | [12] Neste Renewable Diesel Handbook. https://www.neste.com/sites/default/files/attachments/neste_renewable_diesel_handbook.pdf
5.10 Hydrogenated veg oil | [13] Sub Group on Advanced Biofuels. 2017. Cost of Biofuel. http://platformduurzamebiobrandstoffen.nl/wp-content/uploads/2017/07/2017_SGAB_Cost-of-Biofuels.pdf
5.11 1st generation ethanol | [1] (S&T)2 Consultants Inc. Database of actual plant performance.
5.11 1st generation ethanol | [2] Energy Statistics 2015. https://ens.dk/sites/ens.dk/files/Statistik/energy_statistics_2015.pdf
5.11 1st generation ethanol | [3] ePure. 2017. Fuel Blends. http://epure.org/about-ethanol/fuel-market/fuel-blends/
5.11 1st generation ethanol | [4] Biograce Version 4d without the extra 30% processing energy factor.
5.11 1st generation ethanol | [5] Hettinga, W., Junginger, H., Dekker S., Hoogwijk, M., McAloon, A., Hicks, K. 2009. Understanding the reductions in US corn ethanol production costs: An experience curve approach. Energy Policy 37(2009)190–203. http://naldc.nal.usda.gov/download/22550/PDF
5.11 1st generation ethanol | [6] IEA Bioenergy Task 39. 2009. Potential for Improving Carbon/Energy Balance of Bioethanol. http://task39.sites.olt.ubc.ca/files/2013/05/IEA_Bioenergy_Task-39_Improving_carbon_and_energy_balance.pdf
5.11 1st generation ethanol | [7] US Energy Information Administration. 2015. International Energy Statistics. Biofuels Production. http://www.eia.gov/cfapps/ipdbproject/IEDIndex3.cfm?tid=79&pid=79&aid=1
5.11 1st generation ethanol | [8] ePure. 2014. State of the Industry Report 2014. http://epure.org/media/1137/state-of-the-industry-report-2014.pdf
5.11 1st generation ethanol | [9] ePure. 2017. 2016 Industry Statistics. http://epure.org/media/1610/2016-industry-statistics.pdf
5.11 1st generation ethanol | [10] Iowa State University. 2017. Ethanol Profitability. http://www.extension.iastate.edu/agdm/energy/xls/d1-10ethanolprofitability.xlsx
5.11 1st generation ethanol | [11] Capital Journal. Oct. 10, 2017. Ringneck Energy pouring cement, building foundations for ethanol plant near Onida. http://www.capjournal.com/news/ringneck-energy-pouring-cement-building-foundations-for-ethanol-plant-near/article_4ee23aac-adec-11e7-80fb-a7814e744ba7.html
5.11 1st generation ethanol | [12] Biofuel Journal. 2017. Third Quarter. Construction begins. Page 40-42.
5.11 1st generation ethanol | [13] Ringneck Energy prospectus. 2016. http://ringneckenergy.com/wp-content/uploads/2016/12/2015_PPM_w_Exhibits.pdf
5.12 Cellulosic ethanol | [1] Tao, L., Schell, D., Davis, R., Tan, E., Elander, R. and Bratis, A. 2014. NREL 2012 Achievement of Ethanol Cost Targets: Biochemical Ethanol Fermentation via Dilute-Acid Pretreatment and Enzymatic Hydrolysis of Corn Stover. NREL/TP-5100-61563. https://www.nrel.gov/docs/fy14osti/61563.pdf
5.12 Cellulosic ethanol | [2] Kacelle. 2014. Bringing cellulosic ethanol to industrial production at Kalundborg, Denmark. https://biorefiningalliance.com/wp-content/uploads/2014/12/KACELLE-PUBLISHABLE-SUMMARY-web.pdf
5.12 Cellulosic ethanol | [3] POET-DSM achieves cellulosic biofuel breakthrough. Nov 2017. http://poetdsm.com/pr/poet-dsm-achieves-cellulosic-biofuel-breakthrough
5.12 Cellulosic ethanol | [4] Thakrar, A. 2017. PROJECT LIBERTY: Lessons learned in commercializing cellulosic biofuels. Presented at 6TH International Conference on Lignocellulosic Ethanol. Brussels, Sept 2017. https://ec.europa.eu/energy/en/events/6th-international-conference-ethanol-lignocellulosics.
5.12 Cellulosic ethanol | [5] Van der Meij, R. 2017. A venture capitalist’s view on investment in lingo-cellulosic ethanol. Presented at 6TH International Conference on Lignocellulosic Ethanol. Brussels, Sept 2017. https://ec.europa.eu/energy/en/events/6th-international-conference-ethanol-lignocellulosics.
5.12 Cellulosic ethanol | [6] Merritt, M. 2017. Real Progress in Cellulosic Biofuel. Biofuels, Bioprod. Bioref., 11: 943-944. https://doi.org/10.1002/bbb.1837
5.12 Cellulosic ethanol | [7] Beta Renewables. Oct 2017. The Alessandria court admitted the Gruppo Mossi Ghisolfi companies to the “concordato preventivo”. http://www.betarenewables.com/en/media-relations/news-detail/32
5.12 Cellulosic ethanol | [8] DuPont to sell cellulosic ethanol plant in blow to biofuel. Nov 2017. https://www.reuters.com/article/us-dowdupont-ethanol/dupont-to-sell-cellulosic-ethanol-plant-in-blow-to-biofuel-idUSKBN1D22T5
5.12 Cellulosic ethanol | [9] Clariant. 2017. Clariant And Enviral Announce First License Agreement on Sunliquid® Cellulosic Ethanol Technology. https://www.clariant.com/en/Corporate/News/2017/09/Clariant-and-Enviral-announce-first-license-agreement-on-sunliquid-cellulosic-ethanol-technology
5.12 Cellulosic ethanol | [10] Clariant. 2017. Clariant to Build Flagship Sunliquid® Cellulosic Ethanol Plant in Romania. https://www.clariant.com/en/Corporate/News/2017/10/Clariant-to-build-flagship-sunliquid-cellulosic-ethanol-plant-in-Romania
5.12 Cellulosic ethanol | [11] IEA Bioenergy Task 39. Cellulosic Ethanol Plants. http://demoplants.bioenergy2020.eu/
5.12 Cellulosic ethanol | [12] Brian Foody. 2016. Scaling Up Cellulosic Biofuels, Ideas & Experience. Presented at Scaling Up, Ottawa, Ontario, Nov 15, 2016.
5.12 Cellulosic ethanol | [13] Lee R Lynd, Xiaoyu Liang, Mary J Biddy, Andrew Allee, Hao Cai, Thomas Foust, Michael E Himmel, Mark S Laser, Michael Wang, Charles E Wyman. 2017. Cellulosic ethanol: status and innovation, In Current Opinion in Biotechnology, Volume 45, 2017, Pages 202-211, ISSN 0958-1669, https://doi.org/10...
5.12 Cellulosic ethanol | [14] de Jong, S., Hoefnagels, R., Faaij, A., Slade, R., Mawhood, R. and Junginger, M. 2015. The feasibility of short-term production strategies for renewable jet fuels – a comprehensive techno-economic comparison. Biofuels, Bioprod. Bioref., 9: 778–800. https://www.doi.org/10.1002/bbb.1613
5.12 Cellulosic ethanol | [15] Irena. 2016. Innovation Outlook. Advanced Liquid Biofuels. http://www.irena.org/DocumentDownloads/Publications/IRENA_Innovation_Outlook_Advanced_Liquid_Biofuels_2016.pdf
5.12 Cellulosic ethanol | [16] Sub Group on Advanced Biofuels. 2017. Cost of Biofuel. http://platformduurzamebiobrandstoffen.nl/wp-content/uploads/2017/07/2017_SGAB_Cost-of-Biofuels.pdf

## 1.1 AEC 10 MW
Technology |  | Hydrogen production via alkaline electrolysis (AEC) for 10 MW plant
year |  | 2020 | 2025 | 2030 | 2040 | 2050 | 2020 | 2020 | 2050 | 2050 | Note | Ref. In doc | Ref
est |  | ctrl | ctrl | ctrl | ctrl | ctrl | Lower | Upper | Lower | Upper
cat | par
Energy/technical data
| Typical total plant size [MW input_e] | 10 | 10 | 10 | 10 | 10 | 10 | 10 | 10 | 10
| Typical total plant size [kgH2/day of max output] | 4585.2469 | 4665.6299 | 4937.86 | 5188.5161 | 5555.5556 | 4819.183 | 4372.9712 | 5684.4822 | 5432.3474 | A, B
Input
| Electricity (% total input [MWh/MWh]) | 100 | 100 | 100 | 100 | 100 | 100 | 100 | 100 | 100
| Electricity consumption [stack level, kWh/kgH2] | 52.3418 | 51.44 | 48.6041 | 46.256 | 43.2 | 49.801 | 54.8826 | 42.2202 | 44.1798 | C, D | [4], [5], [6], [7] | [1], [2], [3], [4]
| Electricity consumption [stack+BOP level, kWh/kgH2] | 57.6851 | 56.6913 | 53.5658 | 50.9781 | 47.6101 | 54.885 | 60.4853 | 46.5303 | 48.6899 | E | [4], [5], [6], [7] | [1], [2], [3], [4]
| Ultrapure Water for electrolysis [kg/MWh input_e] | 171.9468 | 174.9611 | 185.1697 | 194.5694 | 208.3333 | 180.7194 | 163.9864 | 213.1681 | 203.713
Output
| Hydrogen Output (% total input_e [MWh/MWh]) | 57.7272 | 58.7392 | 62.1665 | 65.3222 | 69.9431 | 60.6724 | 55.0547 | 71.5663 | 68.392 | F
| ΔE from HHV to LHV (% total input_e [MWh/MWh]) | 11.6542 | 11.8585 | 12.5504 | 13.1875 | 14.1204 | 12.2488 | 11.1146 | 14.4481 | 13.8072 | G, H
| Heat loss (% total input_e [MWh/MWh]) | 30.6187 | 29.4024 | 25.2831 | 21.4903 | 15.9365 | 27.0789 | 33.8307 | 13.9857 | 17.8008
| - hereof unrecoverable heat loss [%-points of heat loss] | 3 | 3 | 3 | 3 | 3 | 3 | 3 | 3 | 3 | I
| - hereof recoverable for district heating [%-points of heat loss] | 27.6187 | 26.4024 | 22.2831 | 18.4903 | 12.9365 | 24.0789 | 30.8307 | 10.9857 | 14.8008 | J
| Hydrogen [kg/MWh input_e] | 19.1052 | 19.4401 | 20.5744 | 21.6188 | 23.1481 | 20.0799 | 18.2207 | 23.6853 | 22.6348
| Forced outage [%] | 3 | 3 | 3 | 3 | 3 | 3 | 3 | 3 | 3 | K
| Planned outage [days per year] | 11 | 11 | 11 | 11 | 11 | 11 | 11 | 11 | 11 | K
| Technical lifetime of plant [years] | 25 | 25 | 25 | 25 | 25 | 20 | 30 | 20 | 30 | K
| Frequency of stack replacement [h] | 70000 | 80000 | 92500 | 94500 | 101500 | 61500 | 78500 | 83000 | 120000 | C, D, L | [4], [5], [6], [7], [37] | [1], [2], [3], [4], [5]
| Construction time [years] | 1 | 1 | 1 | 1 | 1 | 0.75 | 1 | 0.75 | 1 | M
Financial data
| Specific investment [€/kW of total input_e] | 1900 | 1400 | 875 | 675 | 475 | 1525 | 2275 | 375 | 575 | D, N, O | [5], [37], [35], [36], [40], [41], [42] | [2], [4], [5], [6], [7], [8], [9], [10]
| - hereof electrolyser stack [€/kW of total input_e] | 253.5339 | 186.8144 | 116.759 | 90.0712 | 63.3835 | 203.4943 | 303.5734 | 50.0396 | 76.7274 | P, Q
| - hereof electrolyser system [€/kW of total input_e] | 665.1689 | 490.1245 | 306.3278 | 236.31 | 166.2922 | 533.8856 | 796.4523 | 131.2833 | 201.3011 | P, Q
| - hereof BOP [€/kW of total input_e] | 435.0135 | 320.5363 | 200.3352 | 154.5443 | 108.7534 | 349.1556 | 520.8715 | 85.8579 | 131.6488 | P, Q
| - hereof Control System [€/kW of total input_e] | 165.837 | 122.1957 | 76.3723 | 58.9158 | 41.4592 | 133.106 | 198.5679 | 32.731 | 50.1875 | P, Q
| - hereof Civil Infrastructure [€/kW of total input_e] | 90.6162 | 66.7698 | 41.7311 | 32.1926 | 22.6541 | 72.7314 | 108.501 | 17.8848 | 27.4233 | P, Q
| - hereof Indirects [€/kW of total input_e] | 289.8305 | 213.5593 | 133.4746 | 102.9661 | 72.4576 | 232.6271 | 347.0339 | 57.2034 | 87.7119 | P, Q
| Specific investment [€/kgH2/day of max output] | 4143.7245 | 3000.6667 | 1772.0227 | 1300.95 | 855 | 3164.4368 | 5202.4125 | 659.6907 | 1058.4743 | A, B, P
| - hereof equipment [%] | 95 | 95 | 95 | 95 | 95 | 95 | 95 | 95 | 95 | K, R
| - hereof installation [%] | 5 | 5 | 5 | 5 | 5 | 5 | 5 | 5 | 5 | K, R
| Fixed O&M [% of specific investment/year] | 4 | 4 | 4 | 4 | 4 | 4 | 4 | 4 | 4 | K, S | [40] | [8]
| Variable O&M [€/kWh of total input] | - | - | - | - | - | - | - | - | - | T
Technology-specific data
| Current Density [A/cm2] | 0.6 | 0.8 | 1 | 1.2 | 1.5 | 0.4 | 0.6 | 1.2 | 1.5 | K, U | [40] | [8]
Flexibility
| - cold start up time [min from 0 to 100%] | 80 | 60.4167 | 30 | <30 | <30 | 49.896 | 105 | <30 | <30 | V | [6], [40], [43] | [3], [8], [11]
| Stack size [MW] | 2 | 5 | 5 | 10 | 10 | 1.5 | 2.5 | 10 | 10 |  | [6], [42], [44] | [3], [10], [12]
| Degradation rate [%/1000 h] | 0.145 | 0.13 | 0.115 | 0.11 | 0.1 | 0.12459 | 0.16541 | 0.11065 | 0.08935 | K, U, W | [37], [40] | [5], [8]
| Electrolyser Unit [m2/MW] | 25 | 21.2766 | 12.5 | 10.3723 | 8.2979 | 37.5 | 18.75 | 12.4468 | 6.2234 | X
| Plant Footprint [m2/MW input_e] | 283 | 240.8511 | 141.5 | 117.4149 | 93.9319 | 424.5 | 212.25 | 140.8979 | 75.1455 | X, Y
| Weight of Electrolyser Stack [MW/tons] | 24 | 18 | 14.4 | 12 | 9.6 | 16 | 24 | 7.68 | 9.6 | K, Z
Notes:
A. For the unit regarding "day" a 100% load factor is assumed here (Where the system is operated at nominal capacity all 24 hours of the day). In operation the daily full load hours may vary and should therefore be adjusted for.
B. Maximum hydrogen output per day, assuming 24 hours of full load operation in a day.
C. The values were derived from multiple sources. 2025 and 2040 were calculated using linear regression based on the data provided in the mentioned references, encompassing the years 2020, 2030, and 2050.
D. Upper and lower values are based on the average of the standard deviations found in the relevant data as shown in note C. Standard deviations for specific investments follow expected values from typical pre-FEED projects (20%).
E. Based on reference [3], the energy consumption of the entire system (including both stack and balance of plant components) is estimated.
F. Efficiency for AEC and PEMEC is calculated based on the electricity consumption of the stack and BOP level, and assuming the LHV of hydrogen. In the case of SOEC, energy supply for steam production is also included.
G. The HHV electrolyser efficiency can be calculated as the sum of the rows: "ΔE from HHV to LHV" and "Hydrogen".
H. The calculation is based on the HHV and LHV of hydrogen.
I. 3% of the energy is estimated to be unrecoverable for AEC and PEMEC hydrogen plants.
J. 50 °C (expected to increase to 70°C, by 2024).
K. Based on internal projects and references performed at Ramboll including FEED projects and estimations from clients and from suppliers.
L. Values have been rounded to nearest 500.
M. It is estimated internally at Ramboll that construction for 1 MW and 10 MW H2 plants will take 0.75-1 year, 100 MW H2 plants will take 1.5-2 years, and 1 GW H2 plants will take >3 years. This estimate includes large electrical components and the plant itself.
N. Investment costs for 100 MW of all technologies are based on public CAPEX estimates for 2030 and 2050. 2020 projects at Ramboll have then been used to find the progression by size.
O. Values have been rounded to nearest 25.
P. To analyze the cost breakdown of a hydrogen plant, the electrolyzer unit and the Balance of the Plant (BOP) are considered as outlined in Figure 1.3.1. Additionally, various other cost factors that are essential for the plant commissioning are taken into account, such as civil work, installation, and Engineering, Procurement, and Construction (EPC) expenses.
Q. For each of the component costs, an approximate percentage of projects of similar size has been used to multiply with the specific investment.
R. For H2 plants sized 1 MW and 10 MW, estimated cost ratio of equipment to installation is 95:5, and for H2 plants sized 100 MW and 1 GW, the estimated cost ratio of equipment to installation is 90:10.
S. Stack replacement costs are not included.
T. The price of the input streams (water and electric energy), has not been estimated.
U. The values are based on public sources. Approaching 2050 yields is a higher margin of uncertainty.
V. The operational flexibility of a system is often determined by its cold start-up time, which represents the most time-consuming step and serves as a crucial distinguishing factor between different technologies.
W. The provided degradation rate of the electrolyser stack is an average value. However, it is important to note that this rate is also influenced by the operation profile, such as the frequency of start/stop operations.
X. The size of the electrolyser unit is determined based on a multistack configuration, using benchmarking data sourced from Ramboll. For example, the assumptions for 10 MW electrolysis for PEMEC, AEC and SOEC were 2 x 5 MW stacks inside one container, 2 x 2.5 MW stacks inside one container, needing two containers, and 72 x 0.14 MW containers, respectively.
Y. The plant footprint includes the installation of electrolyser units, each with their respective rectifiers. A safety distance of 5 m is maintained between each unit, and a designated laydown area is provided for maintenance operations. BOP is also included in the total footprint value.
Z. Weight of stack is assuming wet conditions, where the contrarily to dry conditions, the weight of the electrolyte contributes to the total stack weight.
References:
[4] | [1]. DNV, “Hydrogen Forecast to 2050”, 2022.
[5] | [2]. Monitor Deloitte, “Fueling the Future of Mobility: Hydrogen Electrolysers”, 2021.
[6] | [3]. IRENA, Making the breakthrough: Green hydrogen policies and technology costs, Abu Dhabi, 2021.
[7] | [4]. IEA, “The Future of Hydrogen, Seizing today's opportunities, Executive summary, and recommendations, Report prepared by the IEA for the G20, Japan,” IEA, 2019.
[37] | [5]. DoE Hydrogen and Fuel Cell Technologies Office, “Technical Targets for Liquid Alkaline Electrolysis,” DoE, [Accessed July 2023].
[35] | [6]. IRENA, “Green Hydrogen Cost Reduction: Scaling up electrolysers to meet the 1.5°C climate goal,” International Renewable Energy Agency, Abu Dhabi, 2020.
[36] | [7]. IEA, “Global Hydrogen Review 2023,” 2023.
[40] | [8]. Clean Hydrogen Partnership, Strategic Research and Innovation Agenda 2021-2027, 2022.
[41] | [9]. ISPT, “Gigawatt green hydrogen plant; State-of-the-art design and total installed capital costs,” 2020.
[42] | [10]. Fraunhofer Institute for Solar Energy Systems, “COST FORECAST FOR LOW-TEMPERATURE ELECTROLYSIS,” 2021.
[43] | [11]. Janke et.al., “Optimizing power-to-H2 participation in the Nord Pool electricity market: Effects of different bidding strategies on plant operation,” Renewable Energy, vol. 156, pp. 820-836, August 2020.
[44] | [12]. Böhm et.al., “Projecting cost development for future large-scale power-to-gas implementations by scaling effects,” Applied Energy, vol. 264, 15 April 2020.

## 1.1 AEC 100 MW
Technology |  | Hydrogen production via alkaline electrolysis (AEC) for 100 MW plant
year |  | 2020 | 2025 | 2030 | 2040 | 2050 | 2020 | 2020 | 2050 | 2050 | Note | Ref. In doc | Ref
est |  | ctrl | crtl | ctrl | ctrl | ctrl | Lower | Upper | Lower | Upper | - | -
cat | par
Energy/technical data
| Typical total plant size [MW input_e] | 100 | 100 | 100 | 100 | 100 | 100 | 100 | 100 | 100
| Typical total plant size [kgH2/day of max output] | 45852.4692 | 46656.2986 | 49378.5996 | 51885.1608 | 55555.5556 | 48191.8297 | 43729.7118 | 56844.8223 | 54323.4741 | A, B
Input
| Electricity (% total input [MWh/MWh]) | 100 | 100 | 100 | 100 | 100 | 100 | 100 | 100 | 100
| Electricity consumption [stack level, kWh/kgH2] | 52.3418 | 51.44 | 48.6041 | 46.256 | 43.2 | 49.801 | 54.8826 | 42.2202 | 44.1798 | C, D | [4], [5], [6], [7] | [1], [2], [3], [4]
| Electricity consumption [stack+BOP level, kWh/kgH2] | 57.6851 | 56.6913 | 53.5658 | 50.9781 | 47.6101 | 54.885 | 60.4853 | 46.5303 | 48.6899 | E | [4], [5], [6], [7] | [1], [2], [3], [4]
| Ultrapure Water for electrolysis [kg/MWh input_e] | 171.9468 | 174.9611 | 185.1697 | 194.5694 | 208.3333 | 180.7194 | 163.9864 | 213.1681 | 203.713
Output
| Hydrogen Output (% total input_e [MWh/MWh]) | 57.7272 | 58.7392 | 62.1665 | 65.3222 | 69.9431 | 60.6724 | 55.0547 | 71.5663 | 68.392 | F
| ΔE from HHV to LHV (% total input_e [MWh/MWh]) | 11.6542 | 11.8585 | 12.5504 | 13.1875 | 14.1204 | 12.2488 | 11.1146 | 14.4481 | 13.8072 | G, H
| Heat loss (% total input_e [MWh/MWh]) | 30.6187 | 29.4024 | 25.2831 | 21.4903 | 15.9365 | 27.0789 | 33.8307 | 13.9857 | 17.8008
| - hereof unrecoverable heat loss [%-points of heat loss] | 3 | 3 | 3 | 3 | 3 | 3 | 3 | 3 | 3 | I
| - hereof recoverable for district heating [%-points of heat loss] | 27.6187 | 26.4024 | 22.2831 | 18.4903 | 12.9365 | 24.0789 | 30.8307 | 10.9857 | 14.8008 | J
| Hydrogen [kg/MWh input_e] | 19.1052 | 19.4401 | 20.5744 | 21.6188 | 23.1481 | 20.0799 | 18.2207 | 23.6853 | 22.6348
| Forced outage [%] | 3 | 3 | 3 | 3 | 3 | 3 | 3 | 3 | 3 | K
| Planned outage [days per year] | 11 | 11 | 11 | 11 | 11 | 11 | 11 | 11 | 11 | K
| Technical lifetime [years] | 25 | 25 | 25 | 25 | 25 | 20 | 30 | 20 | 30 | K
| Frequency of stack replacement [h] | 70000 | 80000 | 92500 | 94500 | 101500 | 61500 | 78500 | 83000 | 120000 | C, D, L | [4], [5], [6], [7], [37] | [1], [2], [3], [4], [5]
| Construction time [years] | 2 | 2 | 2 | 2 | 2 | 1.5 | 2 | 1.5 | 2 | M
Financial data
| Specific investment [€/kW of total input_e] | 1200 | 875 | 550 | 425 | 300 | 950 | 1450 | 250 | 350 | D, N, O | [5], [37], [35], [36], [40], [41], [42] | [2], [4], [5], [6], [7], [8], [9], [10]
| - hereof electrolyser stack [€/kW of total input_e] | 251.8905 | 183.6701 | 115.4498 | 89.2112 | 62.9726 | 199.4133 | 304.3676 | 52.4772 | 73.468 | P, Q
| - hereof electrolyser system [€/kW of total input_e] | 539.959 | 393.7201 | 247.4812 | 191.2355 | 134.9897 | 427.4675 | 652.4504 | 112.4915 | 157.488 | P, Q
| - hereof BOP [€/kW of total input_e] | 158.528 | 115.5933 | 72.6587 | 56.1453 | 39.632 | 125.5013 | 191.5546 | 33.0267 | 46.2373 | P, Q
| - hereof Control System [€/kW of total input_e] | 77.26 | 56.3354 | 35.4108 | 27.3629 | 19.315 | 61.1642 | 93.3558 | 16.0958 | 22.5342 | P, Q
| - hereof Civil Infrastructure [€/kW of total input_e] | 39.0292 | 28.4588 | 17.8884 | 13.8229 | 9.7573 | 30.8982 | 47.1603 | 8.1311 | 11.3835 | P, Q
| - hereof Indirects [€/kW of total input_e] | 133.3333 | 97.2222 | 61.1111 | 47.2222 | 33.3333 | 105.5556 | 161.1111 | 27.7778 | 38.8889 | P, Q
| Specific investment [€/kgH2/day of max output] | 2617.0892 | 1875.4167 | 1113.8428 | 819.1167 | 540 | 1971.2885 | 3315.8234 | 439.7938 | 644.2887 | A, B, P
| - hereof equipment [%] | 90 | 90 | 90 | 90 | 90 | 90 | 90 | 90 | 90 | K, R
| - hereof installation [%] | 10 | 10 | 10 | 10 | 10 | 10 | 10 | 10 | 10 | K, R
| Fixed O&M [% of specific investment/year] | 4 | 4 | 4 | 4 | 4 | 4 | 4 | 4 | 4 | K, S | [40] | [8]
Variable O&M [€/kWh of total input] | bar: ctrl to ctrl; -
Technology-specific data
| Current Density [A/cm2] | 0.6 | 0.8 | 1 | 1.2 | 1.5 | 0.4 | 0.6 | 1.2 | 1.5 | K, U | [40] | [8]
Flexibility
| - cold start up time [min from 0 to 100%] | 80 | 60.4167 | 30 | <30 | <30 | 49.896 | 105 | <30 | <30 | V | [6], [40], [43] | [3], [8], [11]
| Stack size [MW] | 2 | 5 | 5 | 10 | 10 | 1.5 | 2.5 | 10 | 10 |  | [6], [42], [44] | [3], [10], [12]
| Degradation rate [%/1000h] | 0.145 | 0.13 | 0.115 | 0.11 | 0.1 | 0.12459 | 0.16541 | 0.11065 | 0.08935 | K, U, W | [37], [40] | [5], [8]
| Electrolyser Unit [m2/MW] | 25 | 21.2766 | 12.5 | 10.3723 | 8.2979 | 37.5 | 18.75 | 12.4468 | 6.2234 | X
| Plant Footprint [m2/MW input_e] | 216 | 183.8298 | 108 | 89.617 | 71.6936 | 172.8 | 324 | 57.3549 | 107.5404 | X, Y
| Weight of Electrolyser Stack [MW/tons] | 24 | 18 | 14.4 | 12 | 9.6 | 16 | 24 | 7.68 | 9.6 | K, Z
Notes:
A. For the unit regarding "day" a 100% load factor is assumed here (Where the system is operated at nominal capacity all 24 hours of the day). In operation the daily full load hours may vary and should therefore be adjusted for.
B. Maximum hydrogen output per day, assuming 24 hours of full load operation in a day.
C. The values were derived from multiple sources. 2025 and 2040 were calculated using linear regression based on the data provided in the mentioned references, encompassing the years 2020, 2030, and 2050.
D. Upper and lower values are based on the average of the standard deviations found in the relevant data as shown in note C. Standard deviations for specific investments follow expected values from typical pre-FEED projects (20%).
E. Based on reference [3], the energy consumption of the entire system (including both stack and balance of plant components) is estimated.
F. Efficiency for AEC and PEMEC is calculated based on the electricity consumption of the stack and BOP level, and assuming the LHV of hydrogen. In the case of SOEC, energy supply for steam production is also included.
G. The HHV electrolyser efficiency can be calculated as the sum of the rows: "ΔE from HHV to LHV" and "Hydrogen".
H. The calculation is based on the HHV and LHV of hydrogen.
I. 3% of the energy is estimated to be unrecoverable for AEC and PEMEC hydrogen plants.
J. 50 °C (expected to increase to 70°C, by 2024).
K. Based on internal projects and references performed at Ramboll including FEED projects and estimations from clients and from suppliers.
L. Values have been rounded to nearest 500.
M. It is estimated internally at Ramboll that construction for 1 MW and 10 MW H2 plants will take 0.75-1 year, 100 MW H2 plants will take 1.5-2 years, and 1 GW H2 plants will take >3 years. This estimate includes large electrical components and the plant itself.
N. Investment costs for 100 MW of all technologies are based on public CAPEX estimates for 2030 and 2050. 2020 projects at Ramboll have then been used to find the progression by size.
O. Values have been rounded to nearest 25.
P. To analyze the cost breakdown of a hydrogen plant, the electrolyzer unit and the Balance of the Plant (BOP) are considered as outlined in Figure 1.3.1. Additionally, various other cost factors that are essential for the plant commissioning are taken into account, such as civil work, installation, and Engineering, Procurement, and Construction (EPC) expenses.
Q. For each of the component costs, an approximate percentage of projects of similar size has been used to multiply with the specific investment.
R. For H2 plants sized 1 MW and 10 MW, estimated cost ratio of equipment to installation is 95:5, and for H2 plants sized 100 MW and 1 GW, the estimated cost ratio of equipment to installation is 90:10.
S. Stack replacement costs are not included.
T. The price of the input streams (water and electric energy), has not been estimated.
U. The values are based on public sources. Approaching 2050 yields is a higher margin of uncertainty.
V. The operational flexibility of a system is often determined by its cold start-up time, which represents the most time-consuming step and serves as a crucial distinguishing factor between different technologies.
W. The provided degradation rate of the electrolyser stack is an average value. However, it is important to note that this rate is also influenced by the operation profile, such as the frequency of start/stop operations.
X. The size of the electrolyser unit is determined based on a multistack configuration, using benchmarking data sourced from Ramboll. For example, the assumptions for 10 MW electrolysis for PEMEC, AEC and SOEC were 2 x 5 MW stacks inside one container, 2 x 2.5 MW stacks inside one container, needing two containers, and 72 x 0.14 MW containers, respectively.
Y. The plant footprint includes the installation of electrolyser units, each with their respective rectifiers. A safety distance of 5 m is maintained between each unit, and a designated laydown area is provided for maintenance operations. BOP is also included in the total footprint value.
Z. Weight of stack is assuming wet conditions, where the contrarily to dry conditions, the weight of the electrolyte contributes to the total stack weight.
References:
[4] | [1]. DNV, “Hydrogen Forecast to 2050”, 2022.
[5] | [2]. Monitor Deloitte, “Fueling the Future of Mobility: Hydrogen Electrolysers”, 2021.
[6] | [3]. IRENA, Making the breakthrough: Green hydrogen policies and technology costs, Abu Dhabi, 2021.
[7] | [4]. IEA, “The Future of Hydrogen, Seizing today's opportunities, Executive summary, and recommendations, Report prepared by the IEA for the G20, Japan,” IEA, 2019.
[37] | [5]. DoE Hydrogen and Fuel Cell Technologies Office, “Technical Targets for Liquid Alkaline Electrolysis,” DoE, [Accessed July 2023].
[35] | [6]. IRENA, “Green Hydrogen Cost Reduction: Scaling up electrolysers to meet the 1.5°C climate goal,” International Renewable Energy Agency, Abu Dhabi, 2020.
[36] | [7]. IEA, “Global Hydrogen Review 2023,” 2023.
[40] | [8]. Clean Hydrogen Partnership, Strategic Research and Innovation Agenda 2021-2027, 2022.
[41] | [9]. ISPT, “Gigawatt green hydrogen plant; State-of-the-art design and total installed capital costs,” 2020.
[42] | [10]. Fraunhofer Institute for Solar Energy Systems, “COST FORECAST FOR LOW-TEMPERATURE ELECTROLYSIS,” 2021.
[43] | [11]. Janke et.al., “Optimizing power-to-H2 participation in the Nord Pool electricity market: Effects of different bidding strategies on plant operation,” Renewable Energy, vol. 156, pp. 820-836, August 2020.
[44] | [12]. Böhm et.al., “Projecting cost development for future large-scale power-to-gas implementations by scaling effects,” Applied Energy, vol. 264, 15 April 2020.

## 1.1 AEC 1 GW
Technology |  | Hydrogen production via alkaline electrolysis (AEC) for 1 GW plant
year |  | 2020 | 2025 | 2030 | 2040 | 2050 | 2020 | 2020 | 2050 | 2050 | Note | Ref. In doc | Ref
est |  | ctrl | ctrl | ctrl | ctrl | ctrl | Lower | Upper | Lower | Upper
cat | par
Energy/technical data
| Typical total plant size [MW input_e] | 1000 | 1000 | 1000 | 1000 | 1000 | 1000 | 1000 | 1000 | 1000
| Typical total plant size [kgH2/day of max output] | 458524.6916 | 466562.986 | 493785.9955 | 518851.6084 | 555555.5556 | 481918.2971 | 437297.1178 | 568448.2231 | 543234.7414 | A, B
Input
| Electricity (% total input [MWh/MWh]) | 100 | 100 | 100 | 100 | 100 | 100 | 100 | 100 | 100
| Electricity consumption [stack level, kWh/kgH2] | 52.3418 | 51.44 | 48.6041 | 46.256 | 43.2 | 49.801 | 54.8826 | 42.2202 | 44.1798 | C, D | [4], [5], [6], [7] | [1], [2], [3], [4]
| Electricity consumption [stack+BOP level, kWh/kgH2] | 57.6851 | 56.6913 | 53.5658 | 50.9781 | 47.6101 | 54.885 | 60.4853 | 46.5303 | 48.6899 | E | [4], [5], [6], [7] | [1], [2], [3], [4]
| Ultrapure Water for electrolysis [kg/MWh input_e] | 171.9468 | 174.9611 | 185.1697 | 194.5694 | 208.3333 | 180.7194 | 163.9864 | 213.1681 | 203.713
Output
| Hydrogen Output (% total input_e [MWh/MWh]) | 57.7272 | 58.7392 | 62.1665 | 65.3222 | 69.9431 | 60.6724 | 55.0547 | 71.5663 | 68.392 | F
| ΔE from HHV to LHV (% total input_e [MWh/MWh]) | 11.6542 | 11.8585 | 12.5504 | 13.1875 | 14.1204 | 12.2488 | 11.1146 | 14.4481 | 13.8072 | G, H
| Heat loss (% total input_e [MWh/MWh]) | 30.6187 | 29.4024 | 25.2831 | 21.4903 | 15.9365 | 27.0789 | 33.8307 | 13.9857 | 17.8008
| - hereof unrecoverable heat loss [%-points of heat loss] | 3 | 3 | 3 | 3 | 3 | 3 | 3 | 3 | 3 | I
| - hereof recoverable for district heating [%-points of heat loss] | 27.6187 | 26.4024 | 22.2831 | 18.4903 | 12.9365 | 24.0789 | 30.8307 | 10.9857 | 14.8008 | J
| Hydrogen [kg/MWh input_e] | 19.1052 | 19.4401 | 20.5744 | 21.6188 | 23.1481 | 20.0799 | 18.2207 | 23.6853 | 22.6348
| Forced outage [%] | 3 | 3 | 3 | 3 | 3 | 3 | 3 | 3 | 3 | K
| Planned outage [days per year] | 11 | 11 | 11 | 11 | 11 | 11 | 11 | 11 | 11 | K
| Technical lifetime [years] | 25 | 25 | 25 | 25 | 25 | 20 | 30 | 20 | 30 | K
| Frequency of stack replacement [h] | 70000 | 80000 | 92500 | 94500 | 101500 | 61500 | 78500 | 83000 | 120000 | C, D, L | [4], [5], [6], [7], [37] | [1], [2], [3], [4], [5]
| Construction time [years] | 3 | 3 | 3 | 3 | 3 | 3 | >3,0 | 3 | >3,0 | M
Financial data
| Specific investment [€/kW of total input_e] | 1100 | 800 | 500 | 400 | 275 | 875 | 1325 | 225 | 325 | D, N, O | [5], [37], [35], [36], [40], [41], [42] | [2], [4], [5], [6], [7], [8], [9], [10]
| - hereof electrolyser stack [€/kW of total input_e] | 262.0613 | 190.59 | 119.1188 | 95.295 | 65.5153 | 208.4578 | 315.6647 | 53.6034 | 77.4272 | P, Q
| - hereof electrolyser system [€/kW of total input_e] | 562.6844 | 409.225 | 255.7656 | 204.6125 | 140.6711 | 447.5898 | 677.7789 | 115.0945 | 166.2476 | P, Q
| - hereof BOP [€/kW of total input_e] | 141.0222 | 102.5616 | 64.101 | 51.2808 | 35.2556 | 112.1768 | 169.8677 | 28.8455 | 41.6657 | P, Q
| - hereof Control System [€/kW of total input_e] | 54.6469 | 39.7432 | 24.8395 | 19.8716 | 13.6617 | 43.4691 | 65.8247 | 11.1778 | 16.1457 | P, Q
| - hereof Civil Infrastructure [€/kW of total input_e] | 32.2168 | 23.4304 | 14.644 | 11.7152 | 8.0542 | 25.627 | 38.8066 | 6.5898 | 9.5186 | P, Q
| - hereof Indirects [€/kW of total input_e] | 47.3684 | 34.4498 | 21.5311 | 17.2249 | 11.8421 | 37.6794 | 57.0574 | 9.689 | 13.9952 | P, Q
| Specific investment [€/kgH2/day of max output] | 2398.9984 | 1714.6667 | 1012.5844 | 770.9333 | 495 | 1815.6605 | 3029.9765 | 395.8144 | 598.2681 | A, B, P
| - hereof equipment [%] | 90 | 90 | 90 | 90 | 90 | 90 | 90 | 90 | 90 | K, R
| - hereof installation [%] | 10 | 10 | 10 | 10 | 10 | 10 | 10 | 10 | 10 | K, R
| Fixed O&M [% of specific investment/year] | 4 | 4 | 4 | 4 | 4 | 4 | 4 | 4 | 4 | K, S | [40] | [8]
| Variable O&M [€/kWh of total input] | - | - | - | - | - |  |  |  |  | T
Technology-specific data
| Current Density [A/cm2] | 0.6 | 0.8 | 1 | 1.2 | 1.5 | 0.4 | 0.6 | 1.2 | 1.5 | K, U | [40] | [8]
| Flexibility | 0 | 0 | 0 | 0 | 0 | 0 | 0 | 0 | 0
| - cold start up time [min from 0 to 100%] | 80 | 60.4167 | 30 | <30 | <30 | 49.896 | 105 | <30 | <30 | V | [6], [40], [43] | [3], [8], [11]
| Stack size [MW] | 2 | 5 | 5 | 10 | 10 | 1.5 | 2.5 | 10 | 10 |  | [6], [42], [44] | [3], [10], [12]
| Degradation rate [%/1000h] | 0.145 | 0.13 | 0.115 | 0.11 | 0.1 | 0.12459 | 0.16541 | 0.11065 | 0.08935 | K, U, W | [37], [40] | [5], [8]
| Electrolyser Unit [m2/MW] | 25 | 21.2766 | 12.5 | 10.3723 | 8.2979 | 37.5 | 18.75 | 12.4468 | 6.2234 | X
| Plant Footprint [m2/MW input_e] | 198 | 168.5106 | 99 | 82.1489 | 65.7191 | 158.4 | 297 | 52.5753 | 98.5787 | X, Y
| Weight of Electrolyser Stack [MW/tons] | 24 | 18 | 14.4 | 12 | 9.6 | 16 | 24 | 7.68 | 9.6 | K, Z
Notes:
A. For the unit regarding "day" a 100% load factor is assumed here (Where the system is operated at nominal capacity all 24 hours of the day). In operation the daily full load hours may vary and should therefore be adjusted for.
B. Maximum hydrogen output per day, assuming 24 hours of full load operation in a day.
C. The values were derived from multiple sources. 2025 and 2040 were calculated using linear regression based on the data provided in the mentioned references, encompassing the years 2020, 2030, and 2050.
D. Upper and lower values are based on the average of the standard deviations found in the relevant data as shown in note C. Standard deviations for specific investments follow expected values from typical pre-FEED projects (20%).
E. Based on reference [3], the energy consumption of the entire system (including both stack and balance of plant components) is estimated.
F. Efficiency for AEC and PEMEC is calculated based on the electricity consumption of the stack and BOP level, and assuming the LHV of hydrogen. In the case of SOEC, energy supply for steam production is also included.
G. The HHV electrolyser efficiency can be calculated as the sum of the rows: "ΔE from HHV to LHV" and "Hydrogen".
H. The calculation is based on the HHV and LHV of hydrogen.
I. 3% of the energy is estimated to be unrecoverable for AEC and PEMEC hydrogen plants.
J. 50 °C (expected to increase to 70°C, by 2024).
K. Based on internal projects and references performed at Ramboll including FEED projects and estimations from clients and from suppliers.
L. Values have been rounded to nearest 500.
M. It is estimated internally at Ramboll that construction for 1 MW and 10 MW H2 plants will take 0.75-1 year, 100 MW H2 plants will take 1.5-2 years, and 1 GW H2 plants will take >3 years. This estimate includes large electrical components and the plant itself.
N. Investment costs for 100 MW of all technologies are based on public CAPEX estimates for 2030 and 2050. 2020 projects at Ramboll have then been used to find the progression by size.
O. Values have been rounded to nearest 25.
P. To analyze the cost breakdown of a hydrogen plant, the electrolyzer unit and the Balance of the Plant (BOP) are considered as outlined in Figure 1.3.1. Additionally, various other cost factors that are essential for the plant commissioning are taken into account, such as civil work, installation, and Engineering, Procurement, and Construction (EPC) expenses.
Q. For each of the component costs, an approximate percentage of projects of similar size has been used to multiply with the specific investment.
R. For H2 plants sized 1 MW and 10 MW, estimated cost ratio of equipment to installation is 95:5, and for H2 plants sized 100 MW and 1 GW, the estimated cost ratio of equipment to installation is 90:10.
S. Stack replacement costs are not included.
T. The price of the input streams (water and electric energy), has not been estimated.
U. The values are based on public sources. Approaching 2050 yields is a higher margin of uncertainty.
V. The operational flexibility of a system is often determined by its cold start-up time, which represents the most time-consuming step and serves as a crucial distinguishing factor between different technologies.
W. The provided degradation rate of the electrolyser stack is an average value. However, it is important to note that this rate is also influenced by the operation profile, such as the frequency of start/stop operations.
X. The size of the electrolyser unit is determined based on a multistack configuration, using benchmarking data sourced from Ramboll. For example, the assumptions for 10 MW electrolysis for PEMEC, AEC and SOEC were 2 x 5 MW stacks inside one container, 2 x 2.5 MW stacks inside one container, needing two containers, and 72 x 0.14 MW containers, respectively.
Y. The plant footprint includes the installation of electrolyser units, each with their respective rectifiers. A safety distance of 5 m is maintained between each unit, and a designated laydown area is provided for maintenance operations. BOP is also included in the total footprint value.
Z. Weight of stack is assuming wet conditions, where the contrarily to dry conditions, the weight of the electrolyte contributes to the total stack weight.
References:
[4] | [1]. DNV, “Hydrogen Forecast to 2050”, 2022.
[5] | [2]. Monitor Deloitte, “Fueling the Future of Mobility: Hydrogen Electrolysers”, 2021.
[6] | [3]. IRENA, Making the breakthrough: Green hydrogen policies and technology costs, Abu Dhabi, 2021.
[7] | [4]. IEA, “The Future of Hydrogen, Seizing today's opportunities, Executive summary, and recommendations, Report prepared by the IEA for the G20, Japan,” IEA, 2019.
[37] | [5]. DoE Hydrogen and Fuel Cell Technologies Office, “Technical Targets for Liquid Alkaline Electrolysis,” DoE, [Accessed July 2023].
[35] | [6]. IRENA, “Green Hydrogen Cost Reduction: Scaling up electrolysers to meet the 1.5°C climate goal,” International Renewable Energy Agency, Abu Dhabi, 2020.
[36] | [7]. IEA, “Global Hydrogen Review 2023,” 2023.
[40] | [8]. Clean Hydrogen Partnership, Strategic Research and Innovation Agenda 2021-2027, 2022.
[41] | [9]. ISPT, “Gigawatt green hydrogen plant; State-of-the-art design and total installed capital costs,” 2020.
[42] | [10]. Fraunhofer Institute for Solar Energy Systems, “COST FORECAST FOR LOW-TEMPERATURE ELECTROLYSIS,” 2021.
[43] | [11]. Janke et.al., “Optimizing power-to-H2 participation in the Nord Pool electricity market: Effects of different bidding strategies on plant operation,” Renewable Energy, vol. 156, pp. 820-836, August 2020.
[44] | [12]. Böhm et.al., “Projecting cost development for future large-scale power-to-gas implementations by scaling effects,” Applied Energy, vol. 264, 15 April 2020.

## 1.1 PEMEC 10 MW
Technology |  | Hydrogen production via PEMEC electrolysis for 10 MW plant
year |  | 2020 | 2025 | 2030 | 2040 | 2050 | 2020 | 2020 | 2050 | 2050 | Note | Ref. In doc | Ref
est |  | ctrl | ctrl | ctrl | ctrl | ctrl | Lower | Upper | Lower | Upper
cat | par
Energy/technical data
| Typical total plant size [MW input_e] | 10 | 10 | 10 | 10 | 10 | 10 | 10 | 10 | 10
| Typical total plant size [kgH2/day of max output] | 4260.6387 | 4456.6176 | 4739.7592 | 4990.8501 | 5379.113 | 4398.9695 | 4130.7426 | 5714.2857 | 5081.0811 | A, B
Input
| Electricity (% total input [MWh/MWh]) | 100 | 100 | 100 | 100 | 100 | 100 | 100 | 100 | 100
| Electricity consumption [stack level, kWh/kgH2] | 56.3296 | 53.8525 | 50.6355 | 48.088 | 44.617 | 54.5582 | 58.1009 | 42 | 47.234 | C, D | [4], [5], [6], [7] | [1], [2], [3], [4]
| Electricity consumption [stack+BOP level, kWh/kgH2] | 63.3263 | 60.5415 | 56.9249 | 54.061 | 50.1589 | 61.3349 | 65.3176 | 47.2168 | 53.101 | E | [4], [5], [6], [7] | [1], [2], [3], [4]
| Ultrapure Water for electrolysis [kg/MWh input_e] | 159.774 | 167.1232 | 177.741 | 187.1569 | 201.7167 | 164.9614 | 154.9028 | 214.2857 | 190.5405
Output
| Hydrogen Output (% total input_e [MWh/MWh]) | 52.5848 | 55.0036 | 58.4981 | 61.5971 | 66.389 | 54.2921 | 50.9816 | 70.5257 | 62.7107 | F
| ΔE from HHV to LHV (% total input_e [MWh/MWh]) | 10.8291 | 11.3272 | 12.0469 | 12.6851 | 13.6719 | 11.1807 | 10.499 | 14.5238 | 12.9144 | G, H
| Heat loss (% total input_e [MWh/MWh]) | 36.5861 | 33.6692 | 29.455 | 25.7178 | 19.9391 | 34.5272 | 38.5194 | 14.9505 | 24.3749
| - hereof unrecoverable heat loss [%-points of heat loss] | 3 | 3 | 3 | 3 | 3 | 3 | 3 | 3 | 3 | I
| - hereof recoverable for district heating [%-points of heat loss] | 33.5861 | 30.6692 | 26.455 | 22.7178 | 16.9391 | 31.5272 | 35.5194 | 11.9505 | 21.3749 | J
| Hydrogen [kg/MWh input_e] | 17.7527 | 18.5692 | 19.749 | 20.7952 | 22.413 | 18.329 | 17.2114 | 23.8095 | 21.1712
| Forced outage [%] | 3 | 3 | 3 | 3 | 3 | 3 | 3 | 3 | 3 | K
| Planned outage [days per year] | 11 | 11 | 11 | 11 | 11 | 11 | 11 | 11 | 11 | K
| Technical lifetime [years] | 25 | 25 | 25 | 25 | 25 | 20 | 30 | 20 | 30 | K
| Frequency of stack replacement [h] | 55000 | 65500 | 77500 | 90000 | 105000 | 46000 | 64000 | 86500 | 123500 | C, D, L | [4], [5], [6], [7], [38] | [1], [2], [3], [4], [5]
| Construction time [years] | 1 | 1 | 1 | 1 | 1 | 0.75 | 1 | 0.75 | 1 | M
Financial data
| Specific investment [€/kW of total input_e] | 1900 | 1425 | 950 | 725 | 500 | 1525 | 2275 | 400 | 600 | D, N, O | [5], [38], [35], [36], [40], [41], [42] | [2], [4], [5], [6], [7], [8], [9], [10]
| - hereof electrolyser stack [€/kW of total input_e] | 450.3552 | 337.7664 | 225.1776 | 171.846 | 118.5145 | 361.4693 | 539.241 | 94.8116 | 142.2174 | P, Q
| - hereof electrolyser system [€/kW of total input_e] | 655.1982 | 491.3987 | 327.5991 | 250.0099 | 172.4206 | 525.8828 | 784.5137 | 137.9365 | 206.9047 | P, Q
| - hereof BOP [€/kW of total input_e] | 271.9216 | 203.9412 | 135.9608 | 103.7596 | 71.5583 | 218.2528 | 325.5903 | 57.2466 | 85.87 | P, Q
| - hereof Control System [€/kW of total input_e] | 160.9169 | 120.6877 | 80.4584 | 61.4025 | 42.3466 | 129.157 | 192.6768 | 33.8772 | 50.8159 | P, Q
| - hereof Civil Infrastructure [€/kW of total input_e] | 71.7776 | 53.8332 | 35.8888 | 27.3888 | 18.8888 | 57.611 | 85.9442 | 15.1111 | 22.6666 | P, Q
| - hereof Indirects [€/kW of total input_e] | 289.8305 | 217.3729 | 144.9153 | 110.5932 | 76.2712 | 232.6271 | 347.0339 | 61.0169 | 91.5254 | P, Q
| Specific investment [€/kgH2/day of max output] | 4459.4253 | 3197.4922 | 2004.3212 | 1452.6583 | 929.5213 | 3466.721 | 5507.4843 | 700 | 1180.8511 | A, B, P
| - hereof equipment [%] | 95 | 95 | 95 | 95 | 95 | 95 | 95 | 95 | 95 | K, R
| - hereof installation [%] | 5 | 5 | 5 | 5 | 5 | 5 | 5 | 5 | 5 | K, R
| Fixed O&M [% of specific investment/year] | 2 | 2 | 2 | 2 | 2 | 2 | 2 | 2 | 2 | K, S | [40] | [8]
| Variable O&M [€/kWh of total input] | - | - | - | - | - | - | - | - | - | T
Technology-specific data
| Current Density [A/cm2] | 2.2 | 2.8 | 5 | 7.5 | 10 | 1.5 | 3 | 7.5 | 12.5 | K, U | [40] | [8]
Flexibility
| - cold start up time [min from 0 to 100%] | 0.5 | 0.3 | 0.2 | 0.16667 | 0.2 | 0.3 | 1 | 0.1 | 0.3 | V | [6], [40], [43] | [3], [8], [11]
| Stack size [MW] | 1.2 | 1.5 | 2 | 5 | 10 | 1 | 1.3 | 10 | 10 | K | [6], [42], [44] | [3], [10], [12]
| Degradation rate [%/1000 h] | 0.22 | 0.1725 | 0.125 | 0.1 | 0.1 | 0.19 | 0.25 | 0.105 | 0.095 | K, U, W | [38], [40] | [5], [8]
| Electrolyser Unit [m2/MW] | 10 | 8.5106 | 5 | 4.1489 | 3.1117 | 15 | 7.5 | 4.6676 | 2.3338 | X
| Plant Footprint [m2/MW input_e] | 202 | 171.9149 | 101 | 83.8085 | 62.8564 | 161.6 | 303 | 50.2851 | 94.2846 | X, Y
| Weight of Electrolyser Stack [MW/tons] | 18 | 14.1429 | 7.92 | 5.28 | 3.96 | 12.2727 | 24.5455 | 2.97 | 4.95 | K, Z
Notes:
A. For the unit regarding "day" a 100% load factor is assumed here (Where the system is operated at nominal capacity all 24 hours of the day). In operation the daily full load hours may vary and should therefore be adjusted for.
B. Maximum hydrogen output per day, assuming 24 hours of full load operation in a day.
C. The values were derived from multiple sources. 2025 and 2040 were calculated using linear regression based on the data provided in the mentioned references, encompassing the years 2020, 2030, and 2050.
D. Upper and lower values are based on the average of the standard deviations found in the relevant data as shown in note C. Standard deviations for specific investments follow expected values from typical pre-FEED projects (20%).
E. Based on reference [3], the energy consumption of the entire system (including both stack and balance of plant components) is estimated.
F. Efficiency for AEC and PEMEC is calculated based on the electricity consumption of the stack and BOP level, and assuming the LHV of hydrogen. In the case of SOEC, energy supply for steam production is also included.
G. The HHV electrolyser efficiency can be calculated as the sum of the rows: "ΔE from HHV to LHV" and "Hydrogen".
H. The calculation is based on the HHV and LHV of hydrogen.
I. 3% of the energy is estimated to be unrecoverable for AEC and PEMEC hydrogen plants.
J. 50 °C (expected to increase to 70°C, by 2024).
K. Based on internal projects and references performed at Ramboll including FEED projects and estimations from clients and from suppliers.
L. Values have been rounded to nearest 500.
M. It is estimated internally at Ramboll that construction for 1 MW and 10 MW H2 plants will take 0.75-1 year, 100 MW H2 plants will take 1.5-2 years, and 1 GW H2 plants will take >3 years. This estimate includes large electrical components and the plant itself.
N. Investment costs for 100 MW of all technologies are based on public CAPEX estimates for 2030 and 2050. 2020 projects at Ramboll have then been used to find the progression by size.
O. Values have been rounded to nearest 25.
P. To analyze the cost breakdown of a hydrogen plant, the electrolyzer unit and the Balance of the Plant (BOP) are considered as outlined in Figure 1.3.1. Additionally, various other cost factors that are essential for the plant commissioning are taken into account, such as civil work, installation, and Engineering, Procurement, and Construction (EPC) expenses.
Q. For each of the component costs, an approximate percentage of projects of similar size has been used to multiply with the specific investment.
R. For H2 plants sized 1 MW and 10 MW, estimated cost ratio of equipment to installation is 95:5, and for H2 plants sized 100 MW and 1 GW, the estimated cost ratio of equipment to installation is 90:10.
S. Stack replacement costs are not included.
T. The price of the input streams (water and electric energy), has not been estimated.
U. The values are based on public sources. Approaching 2050 yields is a higher margin of uncertainty.
V. The operational flexibility of a system is often determined by its cold start-up time, which represents the most time-consuming step and serves as a crucial distinguishing factor between different technologies.
W. The provided degradation rate of the electrolyser stack is an average value. However, it is important to note that this rate is also influenced by the operation profile, such as the frequency of start/stop operations.
X. The size of the electrolyser unit is determined based on a multistack configuration, using benchmarking data sourced from Ramboll. For example, the assumptions for 10 MW electrolysis for PEMEC, AEC and SOEC were 2 x 5 MW stacks inside one container, 2 x 2.5 MW stacks inside one container, needing two containers, and 72 x 0.14 MW containers, respectively.
Y. The plant footprint includes the installation of electrolyser units, each with their respective rectifiers. A safety distance of 5 m is maintained between each unit, and a designated laydown area is provided for maintenance operations. BOP is also included in the total footprint value.
Z. Weight of stack is assuming wet conditions, where the contrarily to dry conditions, the weight of the electrolyte contributes to the total stack weight.
References:
[4] | [1]. DNV, “Hydrogen Forecast to 2050”, 2022.
[5] | [2]. Monitor Deloitte, “Fueling the Future of Mobility: Hydrogen Electrolysers”, 2021.
[6] | [3]. IRENA, Making the breakthrough: Green hydrogen policies and technology costs, Abu Dhabi, 2021.
[7] | [4]. IEA, “The Future of Hydrogen, Seizing today's opportunities, Executive summary, and recommendations, Report prepared by the IEA for the G20, Japan,” IEA, 2019.
[38] | [5]. DoE Hydrogen and Fuel Cell Technologies Office, “Technical Targets for Proton Exchange Membrane Electrolysis,” DoE, [Accessed July 2023].
[35] | [6]. IRENA, “Green Hydrogen Cost Reduction: Scaling up electrolysers to meet the 1.5°C climate goal,” International Renewable Energy Agency, Abu Dhabi, 2020.
[36] | [7]. IEA, “Global Hydrogen Review 2023,” 2023.
[40] | [8]. Clean Hydrogen Partnership, Strategic Research and Innovation Agenda 2021-2027, 2022.
[22] | [9]. ISPT, “Gigawatt green hydrogen plant; State-of-the-art design and total installed capital costs,” 2020.
[42] | [10]. Fraunhofer Institute for Solar Energy Systems, “COST FORECAST FOR LOW-TEMPERATURE ELECTROLYSIS,” 2021.
[43] | [11]. Janke et.al., “Optimizing power-to-H2 participation in the Nord Pool electricity market: Effects of different bidding strategies on plant operation,” Renewable Energy, vol. 156, pp. 820-836, August 2020.
[44] | [12]. Böhm et.al., “Projecting cost development for future large-scale power-to-gas implementations by scaling effects,” Applied Energy, vol. 264, 15 April 2020.

## 1.1 PEMEC 100 MW
Technology |  | Hydrogen production via PEMEC electrolysis for 100 MW plant
year |  | 2020 | 2025 | 2030 | 2040 | 2050 | 2020 | 2020 | 2050 | 2050 | Note | Ref. In doc | Ref
est |  | ctrl | ctrl | ctrl | ctrl | ctrl | Lower | Upper | Lower | Upper
cat | par
Energy/technical data
| Typical total plant size [MW input_e] | 100 | 100 | 100 | 100 | 100 | 100 | 100 | 100 | 100
| Typical total plant size [kgH2/day of max output] | 42606.3867 | 44566.1761 | 47397.5923 | 49908.5011 | 53791.1302 | 43989.6946 | 41307.4259 | 57142.8571 | 50810.8108 | A, B
Input
| Electricity (% total input [MWh/MWh]) | 100 | 100 | 100 | 100 | 100 | 100 | 100 | 100 | 100
| Electricity consumption [stack level, kWh/kgH2] | 56.3296 | 53.8525 | 50.6355 | 48.088 | 44.617 | 54.5582 | 58.1009 | 42 | 47.234 | C, D | [4], [5], [6], [7] | [1], [2], [3], [4]
| Electricity consumption [stack+BOP level, kWh/kgH2] | 63.3263 | 60.5415 | 56.9249 | 54.061 | 50.1589 | 61.3349 | 65.3176 | 47.2168 | 53.101 | E | [4], [5], [6], [7] | [1], [2], [3], [4]
| Ultrapure Water for electrolysis [kg/MWh input_e] | 159.774 | 167.1232 | 177.741 | 187.1569 | 201.7167 | 164.9614 | 154.9028 | 214.2857 | 190.5405
Output
| Hydrogen Output (% total input_e [MWh/MWh]) | 52.5848 | 55.0036 | 58.4981 | 61.5971 | 66.389 | 54.2921 | 50.9816 | 70.5257 | 62.7107 | F
| ΔE from HHV to LHV (% total input_e [MWh/MWh]) | 10.8291 | 11.3272 | 12.0469 | 12.6851 | 13.6719 | 11.1807 | 10.499 | 14.5238 | 12.9144 | G, H
| Heat loss (% total input_e [MWh/MWh]) | 36.5861 | 33.6692 | 29.455 | 25.7178 | 19.9391 | 34.5272 | 38.5194 | 14.9505 | 24.3749
| - hereof unrecoverable heat loss [%-points of heat loss] | 3 | 3 | 3 | 3 | 3 | 3 | 3 | 3 | 3 | I
| - hereof recoverable for district heating [%-points of heat loss] | 33.5861 | 30.6692 | 26.455 | 22.7178 | 16.9391 | 31.5272 | 35.5194 | 11.9505 | 21.3749 | J
| Hydrogen [kg/MWh input_e] | 17.7527 | 18.5692 | 19.749 | 20.7952 | 22.413 | 18.329 | 17.2114 | 23.8095 | 21.1712
| Forced outage [%] | 3 | 3 | 3 | 3 | 3 | 3 | 3 | 3 | 3 | K
| Planned outage [days per year] | 11 | 11 | 11 | 11 | 11 | 11 | 11 | 11 | 11 | K
| Technical lifetime [years] | 25 | 25 | 25 | 25 | 25 | 20 | 30 | 20 | 30 | K
| Frequency of stack replacement [h] | 55000 | 65500 | 77500 | 90000 | 105000 | 46000 | 64000 | 86500 | 123500 | C, D, L | [4], [5], [6], [7], [38] | [1], [2], [3], [4], [5]
| Construction time [years] | 2 | 2 | 2 | 2 | 2 | 1.5 | 2 | 1.5 | 2 | M
Financial data
| Specific investment [€/kW of total input_e] | 1300 | 975 | 650 | 500 | 350 | 1050 | 1550 | 275 | 425 | D, N, O | [5], [38], [35], [36], [40], [41], [42] | [2], [4], [5], [6], [7], [8], [9], [10]
| - hereof electrolyser stack [€/kW of total input_e] | 444.3181 | 333.2386 | 222.1591 | 170.8916 | 119.6241 | 358.8723 | 529.7639 | 93.9904 | 145.2579 | P, Q
| - hereof electrolyser system [€/kW of total input_e] | 531.9709 | 398.9782 | 265.9855 | 204.6042 | 143.2229 | 429.6688 | 634.273 | 112.5323 | 173.9136 | P, Q
| - hereof BOP [€/kW of total input_e] | 77.7122 | 58.2841 | 38.8561 | 29.8893 | 20.9225 | 62.7675 | 92.6568 | 16.4391 | 25.4059 | P, Q
| - hereof Control System [€/kW of total input_e] | 71.398 | 53.5485 | 35.699 | 27.4608 | 19.2225 | 57.6676 | 85.1284 | 15.1034 | 23.3416 | P, Q
| - hereof Civil Infrastructure [€/kW of total input_e] | 30.1564 | 22.6173 | 15.0782 | 11.5986 | 8.119 | 24.3571 | 35.9557 | 6.3792 | 9.8588 | P, Q
| - hereof Indirects [€/kW of total input_e] | 144.4444 | 108.3333 | 72.2222 | 55.5556 | 38.8889 | 116.6667 | 172.2222 | 30.5556 | 47.2222 | P, Q
| Specific investment [€/kgH2/day of max output] | 3051.1858 | 2187.7578 | 1371.3777 | 1001.8333 | 650.6649 | 2386.9227 | 3752.3519 | 481.25 | 836.4362 | A, B, P
| - hereof equipment [%] | 90 | 90 | 90 | 90 | 90 | 90 | 90 | 90 | 90 | K, R
| - hereof installation [%] | 10 | 10 | 10 | 10 | 10 | 10 | 10 | 10 | 10 | K, R
| Fixed O&M [% of specific investment/year] | 2 | 2 | 2 | 2 | 2 | 2 | 2 | 2 | 2 | K, S | [40] | [8]
| Variable O&M [€/kWh of total input] | - | - | - | - | - |  |  |  |  | T
Technology-specific data
| Current Density [A/cm2] | 2.2 | 2.8 | 5 | 7.5 | 10 | 1.5 | 3 | 7.5 | 12.5 | K, U | [40] | [8]
Flexibility
| - cold start up time [min from 0 to 100%] | 0.5 | 0.3 | 0.2 | 0.16667 | 0.2 | 0.3 | 1 | 0.1 | 0.3 | V | [6], [40], [43] | [3], [8], [11]
| Stack size [MW] | 1.2 | 1.5 | 2 | 5 | 10 | 1 | 1.3 | 10 | 10 | K | [6], [42], [44] | [3], [10], [12]
| Degradation rate [%/1000 h] | 0.22 | 0.1725 | 0.125 | 0.1 | 0.1 | 0.19 | 0.25 | 0.105 | 0.095 | K, U, W | [38], [40] | [5], [8]
| Electrolyser Unit [m2/MW] | 10 | 8.5106 | 5 | 4.1489 | 3.1117 | 15 | 7.5 | 4.6676 | 2.3338 | X
| Plant Footprint [m2/MW input_e] | 90 | 76.5957 | 45 | 37.3404 | 28.0053 | 72 | 135 | 22.4043 | 42.008 | X, Y
| Weight of Electrolyser Stack [MW/tons] | 18 | 14.1429 | 7.92 | 5.28 | 3.96 | 12.2727 | 24.5455 | 2.97 | 4.95 | K, Z
Notes:
A. For the unit regarding "day" a 100% load factor is assumed here (Where the system is operated at nominal capacity all 24 hours of the day). In operation the daily full load hours may vary and should therefore be adjusted for.
B. Maximum hydrogen output per day, assuming 24 hours of full load operation in a day.
C. The values were derived from multiple sources. 2025 and 2040 were calculated using linear regression based on the data provided in the mentioned references, encompassing the years 2020, 2030, and 2050.
D. Upper and lower values are based on the average of the standard deviations found in the relevant data as shown in note C. Standard deviations for specific investments follow expected values from typical pre-FEED projects (20%).
E. Based on reference [3], the energy consumption of the entire system (including both stack and balance of plant components) is estimated.
F. Efficiency for AEC and PEMEC is calculated based on the electricity consumption of the stack and BOP level, and assuming the LHV of hydrogen. In the case of SOEC, energy supply for steam production is also included.
G. The HHV electrolyser efficiency can be calculated as the sum of the rows: "ΔE from HHV to LHV" and "Hydrogen".
H. The calculation is based on the HHV and LHV of hydrogen.
I. 3% of the energy is estimated to be unrecoverable for AEC and PEMEC hydrogen plants.
J. 50 °C (expected to increase to 70°C, by 2024).
K. Based on internal projects and references performed at Ramboll including FEED projects and estimations from clients and from suppliers.
L. Values have been rounded to nearest 500.
M. It is estimated internally at Ramboll that construction for 1 MW and 10 MW H2 plants will take 0.75-1 year, 100 MW H2 plants will take 1.5-2 years, and 1 GW H2 plants will take >3 years. This estimate includes large electrical components and the plant itself.
N. Investment costs for 100 MW of all technologies are based on public CAPEX estimates for 2030 and 2050. 2020 projects at Ramboll have then been used to find the progression by size.
O. Values have been rounded to nearest 25.
P. To analyze the cost breakdown of a hydrogen plant, the electrolyzer unit and the Balance of the Plant (BOP) are considered as outlined in Figure 1.3.1. Additionally, various other cost factors that are essential for the plant commissioning are taken into account, such as civil work, installation, and Engineering, Procurement, and Construction (EPC) expenses.
Q. For each of the component costs, an approximate percentage of projects of similar size has been used to multiply with the specific investment.
R. For H2 plants sized 1 MW and 10 MW, estimated cost ratio of equipment to installation is 95:5, and for H2 plants sized 100 MW and 1 GW, the estimated cost ratio of equipment to installation is 90:10.
S. Stack replacement costs are not included.
T. The price of the input streams (water and electric energy), has not been estimated.
U. The values are based on public sources. Approaching 2050 yields is a higher margin of uncertainty.
V. The operational flexibility of a system is often determined by its cold start-up time, which represents the most time-consuming step and serves as a crucial distinguishing factor between different technologies.
W. The provided degradation rate of the electrolyser stack is an average value. However, it is important to note that this rate is also influenced by the operation profile, such as the frequency of start/stop operations.
X. The size of the electrolyser unit is determined based on a multistack configuration, using benchmarking data sourced from Ramboll. For example, the assumptions for 10 MW electrolysis for PEMEC, AEC and SOEC were 2 x 5 MW stacks inside one container, 2 x 2.5 MW stacks inside one container, needing two containers, and 72 x 0.14 MW containers, respectively.
Y. The plant footprint includes the installation of electrolyser units, each with their respective rectifiers. A safety distance of 5 m is maintained between each unit, and a designated laydown area is provided for maintenance operations. BOP is also included in the total footprint value.
Z. Weight of stack is assuming wet conditions, where the contrarily to dry conditions, the weight of the electrolyte contributes to the total stack weight.
References:
[4] | [1]. DNV, “Hydrogen Forecast to 2050”, 2022.
[5] | [2]. Monitor Deloitte, “Fueling the Future of Mobility: Hydrogen Electrolysers”, 2021.
[6] | [3]. IRENA, Making the breakthrough: Green hydrogen policies and technology costs, Abu Dhabi, 2021.
[7] | [4]. IEA, “The Future of Hydrogen, Seizing today's opportunities, Executive summary, and recommendations, Report prepared by the IEA for the G20, Japan,” IEA, 2019.
[38] | [5]. DoE Hydrogen and Fuel Cell Technologies Office, “Technical Targets for Proton Exchange Membrane Electrolysis,” DoE, [Accessed July 2023].
[35] | [6]. IRENA, “Green Hydrogen Cost Reduction: Scaling up electrolysers to meet the 1.5°C climate goal,” International Renewable Energy Agency, Abu Dhabi, 2020.
[36] | [7]. IEA, “Global Hydrogen Review 2023,” 2023.
[40] | [8]. Clean Hydrogen Partnership, Strategic Research and Innovation Agenda 2021-2027, 2022.
[22] | [9]. ISPT, “Gigawatt green hydrogen plant; State-of-the-art design and total installed capital costs,” 2020.
[42] | [10]. Fraunhofer Institute for Solar Energy Systems, “COST FORECAST FOR LOW-TEMPERATURE ELECTROLYSIS,” 2021.
[43] | [11]. Janke et.al., “Optimizing power-to-H2 participation in the Nord Pool electricity market: Effects of different bidding strategies on plant operation,” Renewable Energy, vol. 156, pp. 820-836, August 2020.
[44] | [12]. Böhm et.al., “Projecting cost development for future large-scale power-to-gas implementations by scaling effects,” Applied Energy, vol. 264, 15 April 2020.

## 1.1 PEMEC 1 GW
Technology |  | Hydrogen production via PEMEC electrolysis for 1 GW plant
year |  | 2020 | 2025 | 2030 | 2040 | 2050 | 2020 | 2020 | 2050 | 2050 | Note | Ref. In doc | Ref
est |  | ctrl | ctrl | ctrl | ctrl | ctrl | Lower | Upper | Lower | Upper
cat | par
Energy/technical data
| Typical total plant size [MW input_e] | 1000 | 1000 | 1000 | 1000 | 1000 | 1000 | 1000 | 1000 | 1000
| Typical total plant size [kgH2/day of max output] | 426063.8668 | 445661.7613 | 473975.923 | 499085.0108 | 537911.3019 | 439896.9455 | 413074.2591 | 571428.5714 | 508108.1081 | A, B
Input
| Electricity (% total input [MWh/MWh]) | 100 | 100 | 100 | 100 | 100 | 100 | 100 | 100 | 100
| Electricity consumption [stack level, kWh/kgH2] | 56.3296 | 53.8525 | 50.6355 | 48.088 | 44.617 | 54.5582 | 58.1009 | 42 | 47.234 | C, D | [4], [5], [6], [7] | [1], [2], [3], [4]
| Electricity consumption [stack+BOP level, kWh/kgH2] | 63.3263 | 60.5415 | 56.9249 | 54.061 | 50.1589 | 61.3349 | 65.3176 | 47.2168 | 53.101 | E | [4], [5], [6], [7] | [1], [2], [3], [4]
| Ultrapure Water for electrolysis [kg/MWh input_e] | 159.774 | 167.1232 | 177.741 | 187.1569 | 201.7167 | 164.9614 | 154.9028 | 214.2857 | 190.5405
Output
| Hydrogen Output (% total input_e [MWh/MWh]) | 52.5848 | 55.0036 | 58.4981 | 61.5971 | 66.389 | 54.2921 | 50.9816 | 70.5257 | 62.7107 | F
| ΔE from HHV to LHV (% total input_e [MWh/MWh]) | 10.8291 | 11.3272 | 12.0469 | 12.6851 | 13.6719 | 11.1807 | 10.499 | 14.5238 | 12.9144 | G, H
| Heat loss (% total input_e [MWh/MWh]) | 36.5861 | 33.6692 | 29.455 | 25.7178 | 19.9391 | 34.5272 | 38.5194 | 14.9505 | 24.3749
| - hereof unrecoverable heat loss [%-points of heat loss] | 3 | 3 | 3 | 3 | 3 | 3 | 3 | 3 | 3 | I
| - hereof recoverable for district heating [%-points of heat loss] | 33.5861 | 30.6692 | 26.455 | 22.7178 | 16.9391 | 31.5272 | 35.5194 | 11.9505 | 21.3749 | J
| Hydrogen [kg/MWh input_e] | 17.7527 | 18.5692 | 19.749 | 20.7952 | 22.413 | 18.329 | 17.2114 | 23.8095 | 21.1712
| Forced outage [%] | 3 | 3 | 3 | 3 | 3 | 3 | 3 | 3 | 3 | K
| Planned outage [days per year] | 11 | 11 | 11 | 11 | 11 | 11 | 11 | 11 | 11 | K
| Technical lifetime [years] | 25 | 25 | 25 | 25 | 25 | 20 | 30 | 20 | 30 | K
| Frequency of stack replacement [h] | 55000 | 65500 | 77500 | 90000 | 105000 | 46000 | 64000 | 86500 | 123500 | C, D, L | [4], [5], [6], [7], [38] | [1], [2], [3], [4], [5]
| Construction time [years] | 3 | 3 | 3 | 3 | 3 | 3 | >3,0 | 3 | >3,0 | M
Financial data
| Specific investment [€/kW of total input_e] | 1200 | 900 | 600 | 450 | 325 | 950 | 1450 | 250 | 400 | D, N, O | [5], [38], [35], [36], [40], [41], [42] | [2], [4], [5], [6], [7], [8], [9], [10]
| - hereof electrolyser stack [€/kW of total input_e] | 446.8971 | 335.1729 | 223.4486 | 167.5864 | 121.0346 | 353.7936 | 540.0007 | 93.1036 | 148.9657 | P, Q
| - hereof electrolyser system [€/kW of total input_e] | 534.5106 | 400.8829 | 267.2553 | 200.4415 | 144.7633 | 423.1542 | 645.8669 | 111.3564 | 178.1702 | P, Q
| - hereof BOP [€/kW of total input_e] | 79.3743 | 59.5307 | 39.6872 | 29.7654 | 21.4972 | 62.838 | 95.9106 | 16.5363 | 26.4581 | P, Q
| - hereof Control System [€/kW of total input_e] | 50.6393 | 37.9794 | 25.3196 | 18.9897 | 13.7148 | 40.0894 | 61.1891 | 10.5498 | 16.8798 | P, Q
| - hereof Civil Infrastructure [€/kW of total input_e] | 36.9041 | 27.6781 | 18.452 | 13.839 | 9.9949 | 29.2157 | 44.5924 | 7.6883 | 12.3014 | P, Q
| - hereof Indirects [€/kW of total input_e] | 51.6746 | 38.756 | 25.8373 | 19.378 | 13.9952 | 40.9091 | 62.4402 | 10.7656 | 17.2249 | P, Q
| Specific investment [€/kgH2/day of max output] | 2816.4792 | 2019.4687 | 1265.8871 | 901.65 | 604.1888 | 2159.5967 | 3510.2647 | 437.5 | 787.234 | A, B, P
| - hereof equipment [%] | 90 | 90 | 90 | 90 | 90 | 90 | 90 | 90 | 90 | K, R
| - hereof installation [%] | 10 | 10 | 10 | 10 | 10 | 10 | 10 | 10 | 10 | K, R
| Fixed O&M [% of specific investment/year] | 2 | 2 | 2 | 2 | 2 | 2 | 2 | 2 | 2 | K, S | [40] | [8]
| Variable O&M [€/kWh of total input] | - | - | - | - | - |  |  |  |  | T
Technology-specific data
| Current Density [A/cm2] | 2.2 | 2.8 | 5 | 7.5 | 10 | 1.5 | 3 | 7.5 | 12.5 | K, U | [40] | [8]
Flexibility
| - cold start up time [min from 0 to 100%] | 0.5 | 0.3 | 0.2 | 0.16667 | 0.2 | 0.3 | 1 | 0.1 | 0.3 | V | [6], [40], [43] | [3], [8], [11]
| Stack size [MW] | 1.2 | 1.5 | 2 | 5 | 10 | 1 | 1.3 | 10 | 10 | K | [6], [42], [44] | [3], [10], [12]
| Degradation rate [%/1000 h] | 0.22 | 0.1725 | 0.125 | 0.1 | 0.1 | 0.19 | 0.25 | 0.105 | 0.095 | K, U, W | [38], [40] | [5], [8]
| Electrolyser Unit [m2/MW] | 10 | 8.5106 | 5 | 4.1489 | 3.1117 | 15 | 7.5 | 4.6676 | 2.3338 | X
| Plant Footprint [m2/MW input_e] | 82 | 69.7872 | 41 | 34.0213 | 25.516 | 65.6 | 123 | 20.4128 | 38.2739 | X, Y
| Weight of Electrolyser Stack [MW/tons] | 18 | 14.1429 | 7.92 | 5.28 | 3.96 | 12.2727 | 24.5455 | 2.97 | 4.95 | K, Z
Notes:
A. For the unit regarding "day" a 100% load factor is assumed here (Where the system is operated at nominal capacity all 24 hours of the day). In operation the daily full load hours may vary and should therefore be adjusted for.
B. Maximum hydrogen output per day, assuming 24 hours of full load operation in a day.
C. The values were derived from multiple sources. 2025 and 2040 were calculated using linear regression based on the data provided in the mentioned references, encompassing the years 2020, 2030, and 2050.
D. Upper and lower values are based on the average of the standard deviations found in the relevant data as shown in note C. Standard deviations for specific investments follow expected values from typical pre-FEED projects (20%).
E. Based on reference [3], the energy consumption of the entire system (including both stack and balance of plant components) is estimated.
F. Efficiency for AEC and PEMEC is calculated based on the electricity consumption of the stack and BOP level, and assuming the LHV of hydrogen. In the case of SOEC, energy supply for steam production is also included.
G. The HHV electrolyser efficiency can be calculated as the sum of the rows: "ΔE from HHV to LHV" and "Hydrogen".
H. The calculation is based on the HHV and LHV of hydrogen.
I. 3% of the energy is estimated to be unrecoverable for AEC and PEMEC hydrogen plants.
J. 50 °C (expected to increase to 70°C, by 2024).
K. Based on internal projects and references performed at Ramboll including FEED projects and estimations from clients and from suppliers.
L. Values have been rounded to nearest 500.
M. It is estimated internally at Ramboll that construction for 1 MW and 10 MW H2 plants will take 0.75-1 year, 100 MW H2 plants will take 1.5-2 years, and 1 GW H2 plants will take >3 years. This estimate includes large electrical components and the plant itself.
N. Investment costs for 100 MW of all technologies are based on public CAPEX estimates for 2030 and 2050. 2020 projects at Ramboll have then been used to find the progression by size.
O. Values have been rounded to nearest 25.
P. To analyze the cost breakdown of a hydrogen plant, the electrolyzer unit and the Balance of the Plant (BOP) are considered as outlined in Figure 1.3.1. Additionally, various other cost factors that are essential for the plant commissioning are taken into account, such as civil work, installation, and Engineering, Procurement, and Construction (EPC) expenses.
Q. For each of the component costs, an approximate percentage of projects of similar size has been used to multiply with the specific investment.
R. For H2 plants sized 1 MW and 10 MW, estimated cost ratio of equipment to installation is 95:5, and for H2 plants sized 100 MW and 1 GW, the estimated cost ratio of equipment to installation is 90:10.
S. Stack replacement costs are not included.
T. The price of the input streams (water and electric energy), has not been estimated.
U. The values are based on public sources. Approaching 2050 yields is a higher margin of uncertainty.
V. The operational flexibility of a system is often determined by its cold start-up time, which represents the most time-consuming step and serves as a crucial distinguishing factor between different technologies.
W. The provided degradation rate of the electrolyser stack is an average value. However, it is important to note that this rate is also influenced by the operation profile, such as the frequency of start/stop operations.
X. The size of the electrolyser unit is determined based on a multistack configuration, using benchmarking data sourced from Ramboll. For example, the assumptions for 10 MW electrolysis for PEMEC, AEC and SOEC were 2 x 5 MW stacks inside one container, 2 x 2.5 MW stacks inside one container, needing two containers, and 72 x 0.14 MW containers, respectively.
Y. The plant footprint includes the installation of electrolyser units, each with their respective rectifiers. A safety distance of 5 m is maintained between each unit, and a designated laydown area is provided for maintenance operations. BOP is also included in the total footprint value.
Z. Weight of stack is assuming wet conditions, where the contrarily to dry conditions, the weight of the electrolyte contributes to the total stack weight.
References:
[4] | [1]. DNV, “Hydrogen Forecast to 2050”, 2022.
[5] | [2]. Monitor Deloitte, “Fueling the Future of Mobility: Hydrogen Electrolysers”, 2021.
[6] | [3]. IRENA, Making the breakthrough: Green hydrogen policies and technology costs, Abu Dhabi, 2021.
[7] | [4]. IEA, “The Future of Hydrogen, Seizing today's opportunities, Executive summary, and recommendations, Report prepared by the IEA for the G20, Japan,” IEA, 2019.
[38] | [5]. DoE Hydrogen and Fuel Cell Technologies Office, “Technical Targets for Proton Exchange Membrane Electrolysis,” DoE, [Accessed July 2023].
[35] | [6]. IRENA, “Green Hydrogen Cost Reduction: Scaling up electrolysers to meet the 1.5°C climate goal,” International Renewable Energy Agency, Abu Dhabi, 2020.
[36] | [7]. IEA, “Global Hydrogen Review 2023,” 2023.
[40] | [8]. Clean Hydrogen Partnership, Strategic Research and Innovation Agenda 2021-2027, 2022.
[22] | [9]. ISPT, “Gigawatt green hydrogen plant; State-of-the-art design and total installed capital costs,” 2020.
[42] | [10]. Fraunhofer Institute for Solar Energy Systems, “COST FORECAST FOR LOW-TEMPERATURE ELECTROLYSIS,” 2021.
[43] | [11]. Janke et.al., “Optimizing power-to-H2 participation in the Nord Pool electricity market: Effects of different bidding strategies on plant operation,” Renewable Energy, vol. 156, pp. 820-836, August 2020.
[44] | [12]. Böhm et.al., “Projecting cost development for future large-scale power-to-gas implementations by scaling effects,” Applied Energy, vol. 264, 15 April 2020.

## 1.1 SOEC 1 MW
Technology |  | Hydrogen production via solid oxide electrolysis (SOEC) for 1 MW plant
year |  | 2020 | 2025 | 2030 | 2040 | 2050 | 2020 | 2020 | 2050 | 2050 | Note | Ref. In doc | Ref
est |  | ctrl | ctrl | ctrl | ctrl | ctrl | Lower | Upper | Lower | Upper
cat | par
Energy/technical data
| Typical total plant size [MW input] | 1 | 1 | 1 | 1 | 1 | 1 | 1 | 1 | 1
| Typical total plant size [kgH2/day of max output] | 593.9972 | 608.5578 | 631.2381 | 641.1626 | 661.277 | 647.8978 | 548.3762 | 711.6489 | 617.5646 | A, B
Input
| Electricity (% total input [MWh/MWh]) | 79.5 | 79.5 | 80.5 | 81.4 | 81.4 | 79 | 82 | 81 | 83 | K
| Electricity consumption [stack level, kWh/kgH2] | 40.4042 | 39.4375 | 38.0205 | 37.432 | 36.2934 | 37.0429 | 43.7656 | 33.7245 | 38.8623 | C, D | [4], [5], [6], [7], [39] | [1], [2], [3], [4], [5]
| Electricity consumption [stack+BOP level, kWh/kgH2] | 44.4786 | 43.4144 | 41.8545 | 41.2067 | 39.9533 | 40.7783 | 48.1789 | 37.1253 | 42.7812 | E | [4], [5], [6], [7], [39] | [1], [2], [3], [4], [5]
| Heat (% total input [MWh/MWh]) | 20.5 | 20.5 | 19.5 | 18.6 | 18.6 | 21 | 18 | 19 | 17
| Ultrapure Water for electrolysis [kg/MWh input] | 222.749 | 228.2092 | 236.7143 | 240.436 | 247.9789 | 242.9617 | 205.6411 | 266.8683 | 231.5867
Output
| Hydrogen Output (% total input [MWh/MWh]) | 65.9685 | 67.3893 | 69.5859 | 70.5409 | 72.4649 | 71.1869 | 61.463 | 77.2169 | 68.264 | F
| ΔE from HHV to LHV (% total input [MWh/MWh]) | 15.0974 | 15.4675 | 16.044 | 16.2962 | 16.8075 | 16.4674 | 13.9379 | 18.0877 | 15.6964 | G, H
| Heat loss (% total input [MWh/MWh]) | 18.934 | 17.1432 | 14.3701 | 13.1629 | 10.7276 | 12.3457 | 24.5991 | 4.6954 | 16.0396
| Hydrogen [kg/MWh input] | 24.7499 | 25.3566 | 26.3016 | 26.7151 | 27.5532 | 26.9957 | 22.849 | 29.652 | 25.7319
| Forced outage [%] | 3 | 3 | 3 | 3 | 3 | 3 | 3 | 3 | 3 | K
| Planned outage [days per year] | 11 | 11 | 11 | 11 | 11 | 11 | 11 | 11 | 11 | K
| Technical lifetime [years] | 25 | 25 | 25 | 25 | 25 | 20 | 30 | 20 | 30 | K
| Frequency of stack replacement [h] | 21250 | 34500 | 50000 | 64500 | 82500 | 19000 | 23500 | 79000 | 86000 | C, D, L | [5], [6], [7], [39] | [2], [3], [4], [5]
| Construction time [months] | 1 | 1 | 1 | 1 | 1 | 0.75 | 1 | 0.75 | 1 | M
Financial data
| Specific investment [€/kW of total input] | 4000 | 2875 | 1725 | 1450 | 1100 | 3200 | 4800 | 875 | 1325 | D, N, O | [5], [39], [35], [40], [22] | [2], [4], [5], [6], [8], [9]
| - hereof electrolyser stack [€/kW of total input_e] | 1240 | 891.25 | 534.75 | 449.5 | 341 | 992 | 1488 | 271.25 | 410.75 | P, Q
| - hereof electrolyser system [€/kW of total input_e] | 1160 | 833.75 | 500.25 | 420.5 | 319 | 928 | 1392 | 253.75 | 384.25 | P, Q
| - hereof BOP [€/kW of total input_e] | 520 | 373.75 | 224.25 | 188.5 | 143 | 416 | 624 | 113.75 | 172.25 | P, Q
| - hereof Control System [€/kW of total input_e] | 240 | 172.5 | 103.5 | 87 | 66 | 192 | 288 | 52.5 | 79.5 | P, Q
| - hereof Civil Infrastructure [€/kW of total input_e] | 120 | 86.25 | 51.75 | 43.5 | 33 | 96 | 144 | 26.25 | 39.75 | P, Q
| - hereof Indirects [€/kW of total input_e] | 720 | 517.5 | 310.5 | 261 | 198 | 576 | 864 | 157.5 | 238.5 | P, Q
| Specific investment [€/kgH2/day of max output] | 6734.0382 | 4724.2839 | 2732.7249 | 2261.5167 | 1663.4481 | 4939.0507 | 8753.1157 | 1229.539 | 2145.5244 | A, B, P
| - hereof equipment [%] | 95 | 95 | 95 | 95 | 95 | 95 | 95 | 95 | 95 | K
| - hereof installation [%] | 5 | 5 | 5 | 5 | 5 | 5 | 5 | 5 | 5 | K
| Fixed O&M [% of specific investment/year] | 12 | 12 | 12 | 12 | 12 | 12 | 12 | 12 | 12 | K, S
| Variable O&M [€/kWh of total input] | - | - | - | - | - | - | - | - | - | T
Technology-specific data
| Current Density [A/cm2] | 0.6 | 0.85 | 1 | 1.5 | 1.5 | 0.5 | 0.55 | 1.25 | 1.75 | K, U | [40] | [8]
Flexibility
| - cold start up time [min from 0 to 100%] | 600 | 550 | 500 | 400 | 300 | 500 | 700 | 200 | 400 | K, V | [6] | [3]
| Stack size [kW] | 9 | 50 | 100 | 150 | 200 | 2 | 20 | 150 | 250 | K
| Degradation rate [%/1000 h] | 0.84 | 0.359 | 0.28333 | 0.182 | 0.12 | 0.4 | 1.5 | 0.1 | 0.15 | K, U, W | [40], [43] | [8], [11]
| Electrolyser Unit [m2/MW] | 30 | 25.5319 | 15 | 12.4468 | 12.4468 | 45 | 22.5 | 18.6702 | 9.3351 | X
| Plant Footprint [m2/MW input_e] | 566 | 481.7021 | 283 | 234.8298 | 234.8298 | 452.8 | 849 | 187.8638 | 352.2447 | X, Y
| Weight of Electrolyser Stack [MW/tons] | 3.4 | 2.4 | 2.04 | 1.36 | 1.36 | 2.8333 | 3.1167 | 1.1333 | 1.5867 | K, Z
Notes:
A. For the unit regarding "day" a 100% load factor is assumed here (Where the system is operated at nominal capacity all 24 hours of the day). In operation the daily full load hours may vary and should therefore be adjusted for.
B. Maximum hydrogen output per day, assuming 24 hours of full load operation in a day.
C. The values were derived from multiple sources. 2025 and 2040 were calculated using linear regression based on the data provided in the mentioned references, encompassing the years 2020, 2030, and 2050.
D. Upper and lower values are based on the average of the standard deviations found in the relevant data as shown in note C. Standard deviations for specific investments follow expected values from typical pre-FEED projects (20%).
E. Based on reference [3], the energy consumption of the entire system (including both stack and balance of plant components) is estimated.
F. Efficiency for AEC and PEMEC is calculated based on the electricity consumption of the stack and BOP level, and assuming the LHV of hydrogen. In the case of SOEC, energy supply for steam production is also included.
G. The HHV electrolyser efficiency can be calculated as the sum of the rows: "ΔE from HHV to LHV" and "Hydrogen".
H. The calculation is based on the HHV and LHV of hydrogen.
I. 3% of the energy is estimated to be unrecoverable for AEC and PEMEC hydrogen plants.
J. 50 °C (expected to increase to 70°C, by 2024).
K. Based on internal projects and references performed at Ramboll including FEED projects and estimations from clients and from suppliers.
L. Values have been rounded to nearest 500.
M. It is estimated internally at Ramboll that construction for 1 MW and 10 MW H2 plants will take 0.75-1 year, 100 MW H2 plants will take 1.5-2 years, and 1 GW H2 plants will take >3 years. This estimate includes large electrical components and the plant itself.
N. Investment costs for 100 MW of all technologies are based on public CAPEX estimates for 2030 and 2050. 2020 projects at Ramboll have then been used to find the progression by size.
O. Values have been rounded to nearest 25.
P. To analyze the cost breakdown of a hydrogen plant, the electrolyzer unit and the Balance of the Plant (BOP) are considered as outlined in Figure 1.3.1. Additionally, various other cost factors that are essential for the plant commissioning are taken into account, such as civil work, installation, and Engineering, Procurement, and Construction (EPC) expenses.
Q. For each of the component costs, an approximate percentage of projects of similar size has been used to multiply with the specific investment.
R. For H2 plants sized 1 MW and 10 MW, estimated cost ratio of equipment to installation is 95:5, and for H2 plants sized 100 MW and 1 GW, the estimated cost ratio of equipment to installation is 90:10.
S. Stack replacement costs are not included.
T. The price of the input streams (water and electric energy), has not been estimated.
U. The values are based on public sources. Approaching 2050 yields is a higher margin of uncertainty.
V. The operational flexibility of a system is often determined by its cold start-up time, which represents the most time-consuming step and serves as a crucial distinguishing factor between different technologies.
W. The provided degradation rate of the electrolyser stack is an average value. However, it is important to note that this rate is also influenced by the operation profile, such as the frequency of start/stop operations.
X. The size of the electrolyser unit is determined based on a multistack configuration, using benchmarking data sourced from Ramboll. For example, the assumptions for 10 MW electrolysis for PEMEC, AEC and SOEC were 2 x 5 MW stacks inside one container, 2 x 2.5 MW stacks inside one container, needing two containers, and 72 x 0.14 MW containers, respectively.
Y. The plant footprint includes the installation of electrolyser units, each with their respective rectifiers. A safety distance of 5 m is maintained between each unit, and a designated laydown area is provided for maintenance operations. BOP is also included in the total footprint value.
Z. Weight of stack is assuming wet conditions, where the contrarily to dry conditions, the weight of the electrolyte contributes to the total stack weight.
References:
[4] | [1]. DNV, “Hydrogen Forecast to 2050”, 2022.
[5] | [2]. Monitor Deloitte, “Fueling the Future of Mobility: Hydrogen Electrolysers”, 2021.
[6] | [3]. IRENA, Making the breakthrough: Green hydrogen policies and technology costs, Abu Dhabi, 2021.
[7] | [4]. IEA, “The Future of Hydrogen, Seizing today's opportunities, Executive summary, and recommendations, Report prepared by the IEA for the G20, Japan,” IEA, 2019.
[39] | [5]. DoE Hydrogen and Fuel Cell Technologies Office, “Technical Targets for High Temperature Electrolysis,” DoE, [Accessed July 2023].
[35] | [6]. IRENA, “Green Hydrogen Cost Reduction: Scaling up electrolysers to meet the 1.5°C climate goal,” International Renewable Energy Agency, Abu Dhabi, 2020.
[36] | [7]. IEA, “Global Hydrogen Review 2023,” 2023.
[40] | [8]. Clean Hydrogen Partnership, Strategic Research and Innovation Agenda 2021-2027, 2022.
[22] | [9]. ISPT, “Next level solid oxide electrolysis, upscaling potential and techno-economical evaluation for 3 industrial use cases,” ISPT, 2023.
[43] | [11]. Janke et.al., “Optimizing power-to-H2 participation in the Nord Pool electricity market: Effects of different bidding strategies on plant operation,” Renewable Energy, vol. 156, pp. 820-836, August 2020.

## 1.1 SOEC 10 MW
Technology |  | Hydrogen production via solid oxide electrolysis (SOEC) for 10 MW plant
year |  | 2020 | 2025 | 2030 | 2040 | 2050 | 2020 | 2020 | 2050 | 2050 | Note | Ref. In doc | Ref
est |  | ctrl | ctrl | ctrl | ctrl | ctrl | Lower | Upper | Lower | Upper
cat | par
Energy/technical data
| Typical total plant size [MW input] | 10 | 10 | 10 | 10 | 10 | 10 | 10 | 10 | 10
| Typical total plant size [kgH2/day of max output] | 5939.9722 | 6085.5784 | 6312.3808 | 6411.6264 | 6612.7702 | 6478.9778 | 5483.7616 | 7116.4886 | 6175.6464 | A, B
Input
| Electricity (% total input [MWh/MWh]) | 79.5 | 79.5 | 80.5 | 81.4 | 81.4 | 79 | 82 | 81 | 83 | K
| Electricity consumption [stack level, kWh/kgH2] | 40.4042 | 39.4375 | 38.0205 | 37.432 | 36.2934 | 37.0429 | 43.7656 | 33.7245 | 38.8623 | C, D | [4], [5], [6], [7], [39] | [1], [2], [3], [4], [5]
| Electricity consumption [stack+BOP level, kWh/kgH2] | 44.4786 | 43.4144 | 41.8545 | 41.2067 | 39.9533 | 40.7783 | 48.1789 | 37.1253 | 42.7812 | E | [4], [5], [6], [7], [39] | [1], [2], [3], [4], [5]
| Heat (% total input [MWh/MWh]) | 20.5 | 20.5 | 19.5 | 18.6 | 18.6 | 21 | 18 | 19 | 17
| Ultrapure Water for electrolysis [kg/MWh input] | 222.749 | 228.2092 | 236.7143 | 240.436 | 247.9789 | 242.9617 | 205.6411 | 266.8683 | 231.5867
Output
| Hydrogen Output (% total input [MWh/MWh]) | 65.9685 | 67.3893 | 69.5859 | 70.5409 | 72.4649 | 71.1869 | 61.463 | 77.2169 | 68.264 | F
| ΔE from HHV to LHV (% total input [MWh/MWh]) | 15.0974 | 15.4675 | 16.044 | 16.2962 | 16.8075 | 16.4674 | 13.9379 | 18.0877 | 15.6964 | G, H
| Heat loss (% total input [MWh/MWh]) | 18.934 | 17.1432 | 14.3701 | 13.1629 | 10.7276 | 12.3457 | 24.5991 | 4.6954 | 16.0396
| Hydrogen [kg/MWh input] | 24.7499 | 25.3566 | 26.3016 | 26.7151 | 27.5532 | 26.9957 | 22.849 | 29.652 | 25.7319
| Forced outage [%] | 3 | 3 | 3 | 3 | 3 | 3 | 3 | 3 | 3 | K
| Planned outage [days per year] | 11 | 11 | 11 | 11 | 11 | 11 | 11 | 11 | 11 | K
| Technical lifetime [years] | 25 | 25 | 25 | 25 | 25 | 20 | 30 | 20 | 30 | K
| Frequency of stack replacement [h] | 21250 | 34500 | 50000 | 64500 | 82500 | 19000 | 23500 | 79000 | 86000 | C, D, L | [5], [6], [7], [39] | [2], [3], [4], [5]
| Construction time [months] | 1 | 1 | 1 | 1 | 1 | 0.75 | 1 | 0.75 | 1 | M
Financial data
| Specific investment [€/kW of total input] | 2900 | 2075 | 1250 | 1050 | 800 | 2325 | 3475 | 650 | 950 | D, N, O | [5], [39], [35], [40], [22] | [2], [4], [5], [6], [8], [9]
| - hereof electrolyser stack [€/kW of total input_e] | 1233.0243 | 882.2502 | 531.476 | 446.4398 | 340.1446 | 988.5454 | 1477.5033 | 276.3675 | 403.9218 | P, Q
| - hereof electrolyser system [€/kW of total input_e] | 676.3491 | 483.9395 | 291.5298 | 244.885 | 186.5791 | 542.2454 | 810.4528 | 151.5955 | 221.5626 | P, Q
| - hereof BOP [€/kW of total input_e] | 282.421 | 202.0771 | 121.7332 | 102.2559 | 77.9092 | 226.4237 | 338.4183 | 63.3013 | 92.5172 | P, Q
| - hereof Control System [€/kW of total input_e] | 177.2499 | 126.8254 | 76.4008 | 64.1767 | 48.8965 | 142.1055 | 212.3943 | 39.7284 | 58.0646 | P, Q
| - hereof Civil Infrastructure [€/kW of total input_e] | 88.5828 | 63.3825 | 38.1822 | 32.0731 | 24.4366 | 71.0189 | 106.1466 | 19.8548 | 29.0185 | P, Q
| - hereof Indirects [€/kW of total input_e] | 442.3729 | 316.5254 | 190.678 | 160.1695 | 122.0339 | 354.661 | 530.0847 | 99.1525 | 144.9153 | P, Q
| Specific investment [€/kgH2/day of max output] | 4882.1777 | 3409.7005 | 1980.2354 | 1637.65 | 1209.7804 | 3588.529 | 6336.891 | 913.3718 | 1538.3005 | A, B, P
| - hereof equipment [%] | 95 | 95 | 95 | 95 | 95 | 95 | 95 | 95 | 95 | K
| - hereof installation [%] | 5 | 5 | 5 | 5 | 5 | 5 | 5 | 5 | 5 | K
| Fixed O&M [% of specific investment/year] | 12 | 12 | 12 | 12 | 12 | 12 | 12 | 12 | 12 | K, S
| Variable O&M [€/kWh of total input] | - | - | - | - | - | - | - | - | - | T
Technology-specific data
| Current Density [A/cm2] | 0.6 | 0.85 | 1 | 1.5 | 1.5 | 0.5 | 0.55 | 1.25 | 1.75 | K, U | [40] | [8]
Flexibility
| - cold start up time [min from 0 to 100%] | 600 | 550 | 500 | 400 | 300 | 500 | 700 | 200 | 400 | K, V | [6] | [3]
| Stack size [kW] | 9 | 50 | 100 | 150 | 200 | 2 | 20 | 150 | 250 | K
| Degradation rate [%/1000 h] | 0.84 | 0.359 | 0.28333 | 0.182 | 0.12 | 0.4 | 1.5 | 0.1 | 0.15 | K, U, W | [40], [43] | [8], [11]
| Electrolyser Unit [m2/MW] | 30 | 25.5319 | 15 | 12.4468 | 12.4468 | 45 | 22.5 | 18.6702 | 9.3351 | X
| Plant Footprint [m2/MW input_e] | 283 | 240.8511 | 141.5 | 117.4149 | 117.4149 | 226.4 | 424.5 | 93.9319 | 176.1223 | X, Y
| Weight of Electrolyser Stack [MW/tons] | 3.4 | 2.4 | 2.04 | 1.36 | 1.36 | 2.8333 | 3.1167 | 1.1333 | 1.5867 | K, Z
Notes:
A. For the unit regarding "day" a 100% load factor is assumed here (Where the system is operated at nominal capacity all 24 hours of the day). In operation the daily full load hours may vary and should therefore be adjusted for.
B. Maximum hydrogen output per day, assuming 24 hours of full load operation in a day.
C. The values were derived from multiple sources. 2025 and 2040 were calculated using linear regression based on the data provided in the mentioned references, encompassing the years 2020, 2030, and 2050.
D. Upper and lower values are based on the average of the standard deviations found in the relevant data as shown in note C. Standard deviations for specific investments follow expected values from typical pre-FEED projects (20%).
E. Based on reference [3], the energy consumption of the entire system (including both stack and balance of plant components) is estimated.
F. Efficiency for AEC and PEMEC is calculated based on the electricity consumption of the stack and BOP level, and assuming the LHV of hydrogen. In the case of SOEC, energy supply for steam production is also included.
G. The HHV electrolyser efficiency can be calculated as the sum of the rows: "ΔE from HHV to LHV" and "Hydrogen".
H. The calculation is based on the HHV and LHV of hydrogen.
I. 3% of the energy is estimated to be unrecoverable for AEC and PEMEC hydrogen plants.
J. 50 °C (expected to increase to 70°C, by 2024).
K. Based on internal projects and references performed at Ramboll including FEED projects and estimations from clients and from suppliers.
L. Values have been rounded to nearest 500.
M. It is estimated internally at Ramboll that construction for 1 MW and 10 MW H2 plants will take 0.75-1 year, 100 MW H2 plants will take 1.5-2 years, and 1 GW H2 plants will take >3 years. This estimate includes large electrical components and the plant itself.
N. Investment costs for 100 MW of all technologies are based on public CAPEX estimates for 2030 and 2050. 2020 projects at Ramboll have then been used to find the progression by size.
O. Values have been rounded to nearest 25.
P. To analyze the cost breakdown of a hydrogen plant, the electrolyzer unit and the Balance of the Plant (BOP) are considered as outlined in Figure 1.3.1. Additionally, various other cost factors that are essential for the plant commissioning are taken into account, such as civil work, installation, and Engineering, Procurement, and Construction (EPC) expenses.
Q. For each of the component costs, an approximate percentage of projects of similar size has been used to multiply with the specific investment.
R. For H2 plants sized 1 MW and 10 MW, estimated cost ratio of equipment to installation is 95:5, and for H2 plants sized 100 MW and 1 GW, the estimated cost ratio of equipment to installation is 90:10.
S. Stack replacement costs are not included.
T. The price of the input streams (water and electric energy), has not been estimated.
U. The values are based on public sources. Approaching 2050 yields is a higher margin of uncertainty.
V. The operational flexibility of a system is often determined by its cold start-up time, which represents the most time-consuming step and serves as a crucial distinguishing factor between different technologies.
W. The provided degradation rate of the electrolyser stack is an average value. However, it is important to note that this rate is also influenced by the operation profile, such as the frequency of start/stop operations.
X. The size of the electrolyser unit is determined based on a multistack configuration, using benchmarking data sourced from Ramboll. For example, the assumptions for 10 MW electrolysis for PEMEC, AEC and SOEC were 2 x 5 MW stacks inside one container, 2 x 2.5 MW stacks inside one container, needing two containers, and 72 x 0.14 MW containers, respectively.
Y. The plant footprint includes the installation of electrolyser units, each with their respective rectifiers. A safety distance of 5 m is maintained between each unit, and a designated laydown area is provided for maintenance operations. BOP is also included in the total footprint value.
Z. Weight of stack is assuming wet conditions, where the contrarily to dry conditions, the weight of the electrolyte contributes to the total stack weight.
References:
[4] | [1]. DNV, “Hydrogen Forecast to 2050”, 2022.
[5] | [2]. Monitor Deloitte, “Fueling the Future of Mobility: Hydrogen Electrolysers”, 2021.
[6] | [3]. IRENA, Making the breakthrough: Green hydrogen policies and technology costs, Abu Dhabi, 2021.
[7] | [4]. IEA, “The Future of Hydrogen, Seizing today's opportunities, Executive summary, and recommendations, Report prepared by the IEA for the G20, Japan,” IEA, 2019.
[39] | [5]. DoE Hydrogen and Fuel Cell Technologies Office, “Technical Targets for High Temperature Electrolysis,” DoE, [Accessed July 2023].
[35] | [6]. IRENA, “Green Hydrogen Cost Reduction: Scaling up electrolysers to meet the 1.5°C climate goal,” International Renewable Energy Agency, Abu Dhabi, 2020.
[36] | [7]. IEA, “Global Hydrogen Review 2023,” 2023.
[40] | [8]. Clean Hydrogen Partnership, Strategic Research and Innovation Agenda 2021-2027, 2022.
[22] | [9]. ISPT, “Next level solid oxide electrolysis, upscaling potential and techno-economical evaluation for 3 industrial use cases,” ISPT, 2023.
[43] | [11]. Janke et.al., “Optimizing power-to-H2 participation in the Nord Pool electricity market: Effects of different bidding strategies on plant operation,” Renewable Energy, vol. 156, pp. 820-836, August 2020.

## 1.1 SOEC 100 MW
Technology |  | Hydrogen production via solid oxide electrolysis (SOEC) for 100 MW plant
year |  | 2020 | 2025 | 2030 | 2040 | 2050 | 2020 | 2020 | 2050 | 2050 | Note | Ref. In doc | Ref
est |  | ctrl | ctrl | ctrl | ctrl | ctrl | Lower | Upper | Lower | Upper
cat | par
Energy/technical data
| Typical total plant size [MW input] | 100 | 100 | 100 | 100 | 100 | 100 | 100 | 100 | 100
| Typical total plant size [kgH2/day of max output] | 59399.7223 | 60855.7845 | 63123.8077 | 64116.2642 | 66127.7017 | 64789.7784 | 54837.6165 | 71164.8856 | 61756.4635 | A, B
Input
| Electricity (% total input [MWh/MWh]) | 79.5 | 79.5 | 80.5 | 81.4 | 81.4 | 79 | 82 | 81 | 83 | K
| Electricity consumption [stack level, kWh/kgH2] | 40.4042 | 39.4375 | 38.0205 | 37.432 | 36.2934 | 37.0429 | 43.7656 | 33.7245 | 38.8623 | C, D | [4], [5], [6], [7], [39] | [1], [2], [3], [4], [5]
| Electricity consumption [stack+BOP level, kWh/kgH2] | 44.4786 | 43.4144 | 41.8545 | 41.2067 | 39.9533 | 40.7783 | 48.1789 | 37.1253 | 42.7812 | E | [4], [5], [6], [7], [39] | [1], [2], [3], [4], [5]
| Heat (% total input [MWh/MWh]) | 20.5 | 20.5 | 19.5 | 18.6 | 18.6 | 21 | 18 | 19 | 17
| Ultrapure Water for electrolysis [kg/MWh input] | 222.749 | 228.2092 | 236.7143 | 240.436 | 247.9789 | 242.9617 | 205.6411 | 266.8683 | 231.5867
Output
| Hydrogen Output (% total input [MWh/MWh]) | 65.9685 | 67.3893 | 69.5859 | 70.5409 | 72.4649 | 71.1869 | 61.463 | 77.2169 | 68.264 | F
| ΔE from HHV to LHV (% total input [MWh/MWh]) | 15.0974 | 15.4675 | 16.044 | 16.2962 | 16.8075 | 16.4674 | 13.9379 | 18.0877 | 15.6964 | G, H
| Heat loss (% total input [MWh/MWh]) | 18.934 | 17.1432 | 14.3701 | 13.1629 | 10.7276 | 12.3457 | 24.5991 | 4.6954 | 16.0396
| Hydrogen [kg/MWh input] | 24.7499 | 25.3566 | 26.3016 | 26.7151 | 27.5532 | 26.9957 | 22.849 | 29.652 | 25.7319
| Forced outage [%] | 3 | 3 | 3 | 3 | 3 | 3 | 3 | 3 | 3 | K
| Planned outage [days per year] | 11 | 11 | 11 | 11 | 11 | 11 | 11 | 11 | 11 | K
| Technical lifetime [years] | 25 | 25 | 25 | 25 | 25 | 20 | 30 | 20 | 30 | K
| Frequency of stack replacement [h] | 21250 | 34500 | 50000 | 64500 | 82500 | 19000 | 23500 | 79000 | 86000 | C, D, L | [5], [6], [7], [39] | [2], [3], [4], [5]
| Construction time [months] | 2 | 2 | 2 | 2 | 2 | 1.5 | 2 | 1.5 | 2 | M
Financial data
| Specific investment [€/kW of total input] | 1800 | 1300 | 775 | 650 | 500 | 1450 | 2150 | 400 | 600 | D, N, O | [5], [39], [35], [40], [22] | [2], [4], [5], [6], [8], [9]
| - hereof electrolyser stack [€/kW of total input_e] | 1224 | 884 | 527 | 442 | 340 | 986 | 1462 | 272 | 408 | P, Q
| - hereof electrolyser system [€/kW of total input_e] | 198 | 143 | 85.25 | 71.5 | 55 | 159.5 | 236.5 | 44 | 66 | P, Q
| - hereof BOP [€/kW of total input_e] | 126 | 91 | 54.25 | 45.5 | 35 | 101.5 | 150.5 | 28 | 42 | P, Q
| - hereof Control System [€/kW of total input_e] | 34.74 | 25.09 | 14.9575 | 12.545 | 9.65 | 27.985 | 41.495 | 7.72 | 11.58 | P, Q
| - hereof Civil Infrastructure [€/kW of total input_e] | 17.28 | 12.48 | 7.44 | 6.24 | 4.8 | 13.92 | 20.64 | 3.84 | 5.76 | P, Q
| - hereof Indirects [€/kW of total input_e] | 199.98 | 144.43 | 86.1025 | 72.215 | 55.55 | 161.095 | 238.865 | 44.44 | 66.66 | P, Q
| Specific investment [€/kgH2/day of max output] | 3030.3172 | 2136.1979 | 1227.746 | 1013.7833 | 756.1128 | 2238.0073 | 3920.6664 | 562.075 | 971.5582 | A, B, P
| - hereof equipment [%] | 90 | 90 | 90 | 90 | 90 | 90 | 90 | 90 | 90 | K
| - hereof installation [%] | 10 | 10 | 10 | 10 | 10 | 10 | 10 | 10 | 10 | K
| Fixed O&M [% of specific investment/year] | 12 | 12 | 12 | 12 | 12 | 12 | 12 | 12 | 12 | K, S
| Variable O&M [€/kWh of total input] | - | - | - | - | - | - | - | - | - | T
Technology-specific data
| Current Density [A/cm2] | 0.6 | 0.85 | 1 | 1.5 | 1.5 | 0.5 | 0.55 | 1.25 | 1.75 | K, U | [40] | [8]
Flexibility
| - cold start up time [min from 0 to 100%] | 600 | 550 | 500 | 400 | 300 | 500 | 700 | 200 | 400 | K, V | [6] | [3]
| Stack size [kW] | 9 | 50 | 100 | 150 | 200 | 2 | 20 | 150 | 250 | K
| Degradation rate [%/1000 h] | 0.84 | 0.359 | 0.28333 | 0.182 | 0.12 | 0.4 | 1.5 | 0.1 | 0.15 | K, U, W | [40], [43] | [8], [11]
| Electrolyser Unit [m2/MW] | 30 | 25.5319 | 15 | 12.4468 | 12.4468 | 45 | 22.5 | 18.6702 | 9.3351 | X
| Plant Footprint [m2/MW input_e] | 216 | 183.8298 | 108 | 89.617 | 89.617 | 172.8 | 324 | 71.6936 | 134.4255 | X, Y
| Weight of Electrolyser Stack [MW/tons] | 3.4 | 2.4 | 2.04 | 1.36 | 1.36 | 2.8333 | 3.1167 | 1.1333 | 1.5867 | K, Z
Notes:
A. For the unit regarding "day" a 100% load factor is assumed here (Where the system is operated at nominal capacity all 24 hours of the day). In operation the daily full load hours may vary and should therefore be adjusted for.
B. Maximum hydrogen output per day, assuming 24 hours of full load operation in a day.
C. The values were derived from multiple sources. 2025 and 2040 were calculated using linear regression based on the data provided in the mentioned references, encompassing the years 2020, 2030, and 2050.
D. Upper and lower values are based on the average of the standard deviations found in the relevant data as shown in note C. Standard deviations for specific investments follow expected values from typical pre-FEED projects (20%).
E. Based on reference [3], the energy consumption of the entire system (including both stack and balance of plant components) is estimated.
F. Efficiency for AEC and PEMEC is calculated based on the electricity consumption of the stack and BOP level, and assuming the LHV of hydrogen. In the case of SOEC, energy supply for steam production is also included.
G. The HHV electrolyser efficiency can be calculated as the sum of the rows: "ΔE from HHV to LHV" and "Hydrogen".
H. The calculation is based on the HHV and LHV of hydrogen.
I. 3% of the energy is estimated to be unrecoverable for AEC and PEMEC hydrogen plants.
J. 50 °C (expected to increase to 70°C, by 2024).
K. Based on internal projects and references performed at Ramboll including FEED projects and estimations from clients and from suppliers.
L. Values have been rounded to nearest 500.
M. It is estimated internally at Ramboll that construction for 1 MW and 10 MW H2 plants will take 0.75-1 year, 100 MW H2 plants will take 1.5-2 years, and 1 GW H2 plants will take >3 years. This estimate includes large electrical components and the plant itself.
N. Investment costs for 100 MW of all technologies are based on public CAPEX estimates for 2030 and 2050. 2020 projects at Ramboll have then been used to find the progression by size.
O. Values have been rounded to nearest 25.
P. To analyze the cost breakdown of a hydrogen plant, the electrolyzer unit and the Balance of the Plant (BOP) are considered as outlined in Figure 1.3.1. Additionally, various other cost factors that are essential for the plant commissioning are taken into account, such as civil work, installation, and Engineering, Procurement, and Construction (EPC) expenses.
Q. For each of the component costs, an approximate percentage of projects of similar size has been used to multiply with the specific investment.
R. For H2 plants sized 1 MW and 10 MW, estimated cost ratio of equipment to installation is 95:5, and for H2 plants sized 100 MW and 1 GW, the estimated cost ratio of equipment to installation is 90:10.
S. Stack replacement costs are not included.
T. The price of the input streams (water and electric energy), has not been estimated.
U. The values are based on public sources. Approaching 2050 yields is a higher margin of uncertainty.
V. The operational flexibility of a system is often determined by its cold start-up time, which represents the most time-consuming step and serves as a crucial distinguishing factor between different technologies.
W. The provided degradation rate of the electrolyser stack is an average value. However, it is important to note that this rate is also influenced by the operation profile, such as the frequency of start/stop operations.
X. The size of the electrolyser unit is determined based on a multistack configuration, using benchmarking data sourced from Ramboll. For example, the assumptions for 10 MW electrolysis for PEMEC, AEC and SOEC were 2 x 5 MW stacks inside one container, 2 x 2.5 MW stacks inside one container, needing two containers, and 72 x 0.14 MW containers, respectively.
Y. The plant footprint includes the installation of electrolyser units, each with their respective rectifiers. A safety distance of 5 m is maintained between each unit, and a designated laydown area is provided for maintenance operations. BOP is also included in the total footprint value.
Z. Weight of stack is assuming wet conditions, where the contrarily to dry conditions, the weight of the electrolyte contributes to the total stack weight.
References:
[4] | [1]. DNV, “Hydrogen Forecast to 2050”, 2022.
[5] | [2]. Monitor Deloitte, “Fueling the Future of Mobility: Hydrogen Electrolysers”, 2021.
[6] | [3]. IRENA, Making the breakthrough: Green hydrogen policies and technology costs, Abu Dhabi, 2021.
[7] | [4]. IEA, “The Future of Hydrogen, Seizing today's opportunities, Executive summary, and recommendations, Report prepared by the IEA for the G20, Japan,” IEA, 2019.
[39] | [5]. DoE Hydrogen and Fuel Cell Technologies Office, “Technical Targets for High Temperature Electrolysis,” DoE, [Accessed July 2023].
[35] | [6]. IRENA, “Green Hydrogen Cost Reduction: Scaling up electrolysers to meet the 1.5°C climate goal,” International Renewable Energy Agency, Abu Dhabi, 2020.
[36] | [7]. IEA, “Global Hydrogen Review 2023,” 2023.
[40] | [8]. Clean Hydrogen Partnership, Strategic Research and Innovation Agenda 2021-2027, 2022.
[22] | [9]. ISPT, “Next level solid oxide electrolysis, upscaling potential and techno-economical evaluation for 3 industrial use cases,” ISPT, 2023.
[43] | [11]. Janke et.al., “Optimizing power-to-H2 participation in the Nord Pool electricity market: Effects of different bidding strategies on plant operation,” Renewable Energy, vol. 156, pp. 820-836, August 2020.

## 2.1 Biogas, Basic plant, small
Technology |  | Biogas plant, Basic plant, small [~ 3,000 Nm3 CH4/h]
year |  | 2020 | 2025 | 2030 | 2040 | 2050 | 2025 | 2025 | 2050 | 2050 | Note | Ref
est |  | Est | Est | Est | Est | Est | Lower | Upper | Lower | Upper | - | -
cat | par
Energy/technical data
| Capacity [mill. tons biomass input/year] | 0.5952 | 0.5952 | 0.5952 | 0.5952 | 0.5952 | 0.53568 | 0.65471 | 0.53568 | 0.65471 | [A, B] | 1
| Total plant size [MW output] | 29.6263 | 29.6263 | 29.6263 | 29.6263 | 29.6263 |  |  |  |  | R | [1, 2]
Input
| Biomass [mill. tons/year] | 0.5952 | 0.5952 | 0.5952 | 0.5952 | 0.5952 |  |  |  |  | B | 1
| Aux. electricity [% of output energy] | 2.335% | 2.335% | 2.032% | 1.962% | 1.845% | 1.752% | 2.919% | 1.384% | 2.306% | C | 1
| Aux. electricity [kWh/ton input] | 10.1901 | 10.1901 | 8.8654 | 8.5597 | 8.0502 | 7.6426 | 12.7376 | 6.0376 | 10.0627 | C | 1
| Aux. process heat [% of output energy] | 6.867% | 6.867% | 5.974% | 5.768% | 5.425% | 5.837% | 7.897% | 4.611% | 6.239% | D | 1
| Aux. process heat [kWh/ton input] | 29.9627 | 29.9627 | 26.0675 | 25.1686 | 23.6705 | 25.4683 | 34.4571 | 20.1199 | 27.2211 | D | 1
Output
| Biogas [%] | Est: 100%; Est: 100%; Est: 100%; Est: 100%; Est: 100%; -: 1
| Biogas [GJ/ton input] | 1.59 | 1.59 | 1.59 | 1.59 | 1.59 |  |  |  |  | R | 1
| Biogas production, [MJ/s] | Est: 29.6263; Est: 29.6263; Est: 29.6263; Est: 29.6263; Est: 29.6263; -: [1, 2]
Forced outage [%] | bar: Est to Est; -
Planned outage [days per year] | bar: Est to Est; -
| Technical lifetime [years] | 20 | 20 | 20 | 20 | 20 | 15 | 25 | 15 | 25 | E | 1
| Construction time [years] | 2 | 2 | 2 | 2 | 2 | 1 | 3 | 1 | 3 | [F, Q]
Financial data
| Specific investment [M€/MWh Output] | 1.0325 | 1.0325 | 0.89824 | 0.86726 | 0.81564 | 0.87759 | 1.1873 | 0.72272 | 0.91889 | [G, H, I, J, N, O] | 1
| - of which equipment [M€/MWh Output] | 0.82597 | 0.82597 | 0.71859 | 0.69381 | 0.65251 | 0.70207 | 0.94986 | 0.57818 | 0.73511 | [G, H, I, J]
| - of which installation [M€/MWh Output] | 0.20649 | 0.20649 | 0.17965 | 0.17345 | 0.16313 | 0.17552 | 0.23747 | 0.14454 | 0.18378 | [G, H, I, J]
| Total O&M [k€/MW/year] | 80.2931 | 80.2931 | 69.855 | 67.4462 | 63.4315 | 68.2491 | 92.337 | 56.2052 | 71.4608 | [G, H, I, L] | 1
| Total O&M [€/(ton input/year)] | 3.9594 | 3.9594 | 3.4447 | 3.3259 | 3.1279 | 3.3655 | 4.5533 | 2.7716 | 3.5239 | [G, H, I, K, P] | 1
| - of which O&M, excl electricity and heat [€/(ton input/year)] | 2.5493 | 2.5493 | 2.2179 | 2.1414 | 2.014 | 2.1669 | 2.9317 | 1.7845 | 2.2689 | [G, H, I, K] | 1
| - of which electricity [€/(ton input/year)] | 0.68181 | 0.68181 | 0.59317 | 0.57272 | 0.53863 | 0.57954 | 0.78408 | 0.47727 | 0.60681 | [G, H, I, P] | 1
| - of which heat [€/(ton input/year)] | 0.72827 | 0.72827 | 0.6336 | 0.61175 | 0.57534 |  |  |  |  | [G, H, I] | 1
Technology-specific data
| Hourly gas output [k Nm3 CH4/h] | Est: 2.9736; Est: 2.9736; Est: 2.9736; Est: 2.9736; Est: 2.9736; -: [1, 3]
| Yearly gas output [mill. Nm3 CH4/year] | Est: 26.0485; Est: 26.0485; Est: 26.0485; Est: 26.0485; Est: 26.0485; -: [1, 3]
| HRT [days] | 65 | 65 | 65 | 65 | 65 |  |  |  |  | M | [1, 2]
| DS% | 16% | 16% | 16% | 16% | 16% |  |  |  |  | N | [1, 2]
| Methane emission [% of output] | Est: 0.9%; Est: 0.9%; Est: 0.9%; Est: 0.9%; Est: 0.9%; -: [1, 4]
| CO2 ressource [mill. Nm3 CO2/year] | Est: 19.2271; Est: 19.2271; Est: 19.2271; Est: 19.2271; Est: 19.2271; -: 1
| CO2 ressource [kton/year] | Est: 37.9555; Est: 37.9555; Est: 37.9555; Est: 37.9555; Est: 37.9555
Notes:
A. In the uncertainty caluculations, the capacity varies with +/- 10%. This is the biogas plant size for which it is assessed the data can be representative with a similar feedstock input
B. The biogas input is based on table 5 in the qualitative description, also inserted in datasheet.
C. The uncertainty calculations varies the demand with +/- 25%
D. The uncertainty calculations varies the demand with +/- 15%
E. The uncertainty calculation varies the lifetime of the plant by 5 years
F. The uncertainty calculation varies the construction time of the plant by 1 year
G. The forecasted prices are based on a learning curve of 10%, this is further elaborated upon in the qualitative description
H. Due to curret supply bottlenecks it is assumed that the price will not develop towards 2025.
I. For uncertainty calculations for 2025 the prices varies by 15%
J. For uncertainty calculations for 2050 the learning curve for the forecast of prices in 2050 is tested with a 5% learning curve and a 15% learning curve.
K. Equipment is estimated to consitute 80% of the total investment while installation constitute 20%
L. All costs are without costs for biomass and transport
M. HRT=Hydraulic Retention Time. The HRT is between 60 and 100 days in newer Danish plants, depending on the biomass input and the plant’s technical specifications
N. DS%=dry solid content in feedstock. It should be noted, that the DM % of the input biomass is higher than the DM % in the reactor due to degradation of part of the DM input.The biogas plants should be operated with a DS content of a max of 13-14% in the reactor.
O. Production costs are calculated to be planned in 2020 and put into operation in 2022. In bare-field plants, everything is established simultaneously. Production costs are calculated in 2020 prices, and without interest rate for financing.
P. Electricity prices in these calculation = 0.06 €/kWh
Q. Estimated based construction time for similar plants [e.g. SBS Kliplev]
R. The gas output pr feedstock is estimated by The Danish Energy Agency [ stated in table 4 ]
References:
[1]. DGC & PlanEnergi, "Kortlægning af produktionskæde for opgraderet biogas - EUDP-j.nr. 64018-0512", DGC, Hørshol, 2020.
[2]. F. Rosager and Biogas Danmark, Interviewees, Tlf. interview. [Interview]. 30 10 2022.
[3]. The Danish Energy Agency, ”Biomasseopgørelsen [2021-22]”. [Forthcoming; Online, https://ens.dk]
[4]. Rambøll, “Målrettet indsats for at mindske metantab fra danske biogasanlæg”, Energistyrelsen, 2021. Feedstock in biogasplant. OBS: the costs in the spreadsheet does not include cost of biomass Biomass Cattle slurry Pig slurry Deep litter Energy crops Straw Industrial waste Glycerine and similar Household waste Other crops and residues

## 2.1 Biogas, Basic plant, large
Technology |  | Biogas plant, Basic plant, large [~ 6,000 Nm3 CH4/h]
year |  | 2020 | 2025 | 2030 | 2040 | 2050 | 2025 | 2025 | 2050 | 2050 | Note | Ref
est |  | Est | Est | Est | Est | Est | Lower | Upper | Lower | Upper | - | -
cat | par
Energy/technical data
| Capacity [mill. tons biomass input/year] | 1.1938 | 1.1938 | 1.1938 | 1.1938 | 1.1938 | 1.0744 | 1.3132 | 1.0744 | 1.3132 | [A, B] | 1
| Total plant size [MW output] | 59.2818 | 59.2818 | 59.2818 | 59.2818 | 59.2818 |  |  |  |  | R | [1, 2]
Input
| Biomass [mill. tons/year] | 1.1938 | 1.1938 | 1.1938 | 1.1938 | 1.1938 |  |  |  |  | B | 1
| Aux. electricity [% of output energy] | 2.114% | 2.114% | 1.839% | 1.776% | 1.67% | 1.585% | 2.642% | 1.252% | 2.087% | C | 1
| Aux. electricity [kWh/ton input] | 9.2013 | 9.2013 | 8.0051 | 7.7291 | 7.269 | 6.901 | 11.5016 | 5.4518 | 9.0863 | C | 1
| Aux. process heat [% of output energy] | 5.054% | 5.054% | 4.397% | 4.245% | 3.993% | 4.296% | 5.812% | 3.394% | 4.591% | D | 1
| Aux. process heat [kWh/ton input] | 22 | 22 | 19.14 | 18.48 | 17.38 | 18.7 | 25.3 | 14.773 | 19.987 | D | 1
Output
| Biogas [%] | Est: 100%; Est: 100%; Est: 100%; Est: 100%; Est: 100%; -: 1
| Biogas [GJ/ton input] | 1.59 | 1.59 | 1.59 | 1.59 | 1.59 |  |  |  |  | R | 1
| Biogas production, [MJ/s] | Est: 59.2818; Est: 59.2818; Est: 59.2818; Est: 59.2818; Est: 59.2818; -: [1, 2]
Forced outage [%] | bar: Est to Est; -
Planned outage [days per year] | bar: Est to Est; -
| Technical lifetime [years] | 20 | 20 | 20 | 20 | 20 | 15 | 25 | 15 | 25 | E | 1
| Construction time [years] | 2 | 2 | 2 | 2 | 2 | 1 | 3 | 1 | 3 | [F, Q]
Financial data
| Specific investment [M€/MWh Output] | 1.1018 | 1.1018 | 0.95857 | 0.92551 | 0.87042 | 0.93653 | 1.2671 | 0.77126 | 0.9806 | [G, H, I, J, N, O] | 1
| - of which equipment [M€/MWh Output] | 0.88144 | 0.88144 | 0.76685 | 0.74041 | 0.69634 | 0.74923 | 1.0137 | 0.61701 | 0.78448 | [G, H, I, J]
| - of which installation [M€/MWh Output] | 0.22036 | 0.22036 | 0.19171 | 0.1851 | 0.17408 | 0.18731 | 0.25341 | 0.15425 | 0.19612 | [G, H, I, J]
| Total O&M [k€/MW/year] | 67.5904 | 67.5904 | 58.8036 | 56.7759 | 53.3964 | 57.4518 | 77.7289 | 47.3132 | 60.1554 | [G, H, I, L] | 1
| Total O&M [€/(ton input/year)] | 3.3565 | 3.3565 | 2.9201 | 2.8194 | 2.6516 | 2.853 | 3.8599 | 2.3495 | 2.9873 | [G, H, I, K, P] | 1
| - of which O&M, excl electricity and heat [€/(ton input/year)] | 2.2127 | 2.2127 | 1.925 | 1.8587 | 1.748 | 1.8808 | 2.5446 | 1.5489 | 1.9693 | [G, H, I, K] | 1
| - of which electricity [€/(ton input/year)] | 0.61565 | 0.61565 | 0.53562 | 0.51715 | 0.48636 | 0.5233 | 0.708 | 0.43096 | 0.54793 | [G, H, I, P] | 1
| - of which heat [€/(ton input/year)] | 0.52814 | 0.52814 | 0.45948 | 0.44364 | 0.41723 |  |  |  |  | [G, H, I] | 1
Technology-specific data
| Hourly gas output [k Nm3 CH4/h] | Est: 5.89; Est: 5.89; Est: 5.89; Est: 5.89; Est: 5.89; -: [1, 3]
| Yearly gas output [mill. Nm3 CH4/year] | Est: 52.1228; Est: 52.1228; Est: 52.1228; Est: 52.1228; Est: 52.1228; -: [1, 3]
| HRT [days] | 65 | 65 | 65 | 65 | 65 |  |  |  |  | M | [1, 2]
| DS% | 16% | 16% | 16% | 16% | 16% |  |  |  |  | N | [1, 2]
| Methane emission [% of output] | Est: 0.9%; Est: 0.9%; Est: 0.9%; Est: 0.9%; Est: 0.9%; -: [1, 4]
| CO2 ressource [mill. Nm3 CO2/year] | Est: 43.8065; Est: 43.8065; Est: 43.8065; Est: 43.8065; Est: 43.8065; -: 1
| CO2 ressource [kton/year] | Est: 86.4767; Est: 86.4767; Est: 86.4767; Est: 86.4767; Est: 86.4767
Notes:
A. In the uncertainty caluculations, the capacity varies with +/- 10%. This is the biogas plant size for which it is assessed the data can be representative with a similar feedstock input
B. The biogas input is based on table 5 in the qualitative description, also inserted in datasheet.
C. The uncertainty calculations varies the demand with +/- 25%
D. The uncertainty calculations varies the demand with +/- 15%
E. The uncertainty calculation varies the lifetime of the plant by 5 years
F. The uncertainty calculation varies the construction time of the plant by 1 year
G. The forecasted prices are based on a learning curve of 10%, this is further elaborated upon in the qualitative description
H. Due to curret supply bottlenecks it is assumed that the price will not develop towards 2025.
I. For uncertainty calculations for 2025 the prices varies by 15%
J. For uncertainty calculations for 2050 the learning curve for the forecast of prices in 2050 is tested with a 5% learning curve and a 15% learning curve.
K. Equipment is estimated to consitute 80% of the total investment while installation constitute 20%
L. All costs are without costs for biomass and transport
M. HRT=Hydraulic Retention Time. The HRT is between 60 and 100 days in newer Danish plants, depending on the biomass input and the plant’s technical specifications
N. DS%=dry solid content in feedstock. It should be noted, that the DM % of the input biomass is higher than the DM % in the reactor due to degradation of part of the DM input.The biogas plants should be operated with a DS content of a max of 13-14% in the reactor.
O. Production costs are calculated to be planned in 2020 and put into operation in 2022. In bare-field plants, everything is established simultaneously. Production costs are calculated in 2020 prices.
P. Electricity prices in these calculation = 0.06 €/kWh
Q. Estimated based construction time for similar plants [e.g. SBS Kliplev]
R. The gas output pr feedstock is estimated by The Danish Energy Agency [Stated in table 4 ]
References:
[1]. DGC & PlanEnergi, "Kortlægning af produktionskæde for opgraderet biogas - EUDP-j.nr. 64018-0512", DGC, Hørshol, 2020.
[2]. F. Rosager and Biogas Danmark, Interviewees, Tlf. interview. [Interview]. 30 10 2022.
[3]. The Danish Energy Agency, ”Biomasseopgørelsen [2021-22]”. [Forthcoming; Online, https://ens.dk]
[4]. Rambøll, “Målrettet indsats for at mindske metantab fra danske biogasanlæg”, Energistyrelsen, 2021. Feedstock in biogasplant. OBS: the costs in the spreadsheet does not include cost of biomass Biomass Cattle slurry Pig slurry Deep litter Energy crops Straw Industrial waste Glycerine and similar Household waste Other crops and residues

## 2.1 Biogas, Scen. A, small
Technology |  | Biogas plant, Scenario A, small plant (~ 3,000 Nm3 CH4/h)
year |  | 2020 | 2025 | 2030 | 2040 | 2050 | 2025 | 2025 | 2050 | 2050 | Note | Ref
est |  | Est | Est | Est | Est | Est | Lower | Upper | Lower | Upper | - | -
cat | par
Energy/technical data
| Capacity [mill. tons biomass input/year] | 0.5509 | 0.5509 | 0.5509 | 0.5509 | 0.5509 | 0.49581 | 0.60599 | 0.49581 | 0.60599 | [A, B] | 1
| Total plant size [MW output] | 29.6263 | 29.6263 | 29.6263 | 29.6263 | 29.6263 |  |  |  |  | R | [1, 2]
Input
| Biomass [mill. tons/year] | 0.5509 | 0.5509 | 0.5509 | 0.5509 | 0.5509 |  |  |  |  | B | 1
| Aux. electricity [% of output energy] | 2.386% | 2.386% | 2.075% | 2.004% | 1.885% | 1.789% | 2.982% | 1.413% | 2.356% | C | 1
| Aux. electricity [kWh/ton input] | 11.2442 | 11.2442 | 9.7824 | 9.4451 | 8.8829 | 8.4331 | 14.0552 | 6.6622 | 11.1036 | C | 1
| Aux. process heat [% of output energy] | 6.867% | 6.867% | 5.974% | 5.768% | 5.425% | 5.837% | 7.897% | 4.611% | 6.239% | D | 1
| Aux. process heat [kWh/ton input] | 27.7322 | 27.7322 | 24.127 | 23.2951 | 21.9085 | 23.5724 | 31.892 | 18.6222 | 25.1947 | D | 1
Output
| Biogas [%] | Est: 100%; Est: 100%; Est: 100%; Est: 100%; Est: 100%; -: 1
| Biogas [GJ/ton input] | 1.67 | 1.67 | 1.67 | 1.67 | 1.67 |  |  |  |  | R | 1
| Biogas production, [MJ/s] | Est: 29.6263; Est: 29.6263; Est: 29.6263; Est: 29.6263; Est: 29.6263; -: [1, 2]
Forced outage [%] | bar: Est to Est; -
Planned outage [days per year] | bar: Est to Est; -
| Technical lifetime [years] | 20 | 20 | 20 | 20 | 20 | 15 | 25 | 15 | 25 | E | 1
| Construction time [years] | 2 | 2 | 2 | 2 | 2 | 1 | 3 | 1 | 3 | [F, Q]
Financial data
| Specific investment [M€/MWh Output] | 1.0372 | 1.0372 | 0.90239 | 0.87127 | 0.81941 | 0.88164 | 1.1928 | 0.72606 | 0.92313 | [G, H, I, J, N, O] | 1
| - of which equipment [M€/MWh Output] | 0.82978 | 0.82978 | 0.72191 | 0.69702 | 0.65553 | 0.70532 | 0.95425 | 0.58085 | 0.73851 | [G, H, I, J]
| - of which installation [M€/MWh Output] | 0.20745 | 0.20745 | 0.18048 | 0.17425 | 0.16388 | 0.17633 | 0.23856 | 0.14521 | 0.18463 | [G, H, I, J]
| Total O&M [k€/MW/year] | 81.4398 | 81.4398 | 70.8526 | 68.4094 | 64.3374 | 69.2238 | 93.6558 | 57.0078 | 72.4814 | [G, H, I, L] | 1
| Total O&M [€/(ton input/year)] | 4.3381 | 4.3381 | 3.7741 | 3.644 | 3.4271 | 3.6873 | 4.9888 | 3.0366 | 3.8609 | [G, H, I, K, P] | 1
| - of which O&M, excl electricity and heat [€/(ton input/year)] | 2.7992 | 2.7992 | 2.4353 | 2.3513 | 2.2114 | 2.3793 | 3.2191 | 1.9594 | 2.4913 | [G, H, I, K] | 1
| - of which electricity [€/(ton input/year)] | 0.75234 | 0.75234 | 0.65453 | 0.63196 | 0.59435 | 0.63949 | 0.86519 | 0.52664 | 0.66958 | [G, H, I, P] | 1
| - of which heat [€/(ton input/year)] | 0.78652 | 0.78652 | 0.68427 | 0.66068 | 0.62135 |  |  |  |  | [G, H, I] | 1
Technology-specific data
| Hourly gas output [k Nm3 CH4/h] | Est: 2.9736; Est: 2.9736; Est: 2.9736; Est: 2.9736; Est: 2.9736; -: [1, 3]
| Yearly gas output [mill. Nm3 CH4/year] | Est: 26.0485; Est: 26.0485; Est: 26.0485; Est: 26.0485; Est: 26.0485; -: [1, 3]
| HRT [days] | 65 | 65 | 65 | 65 | 65 |  |  |  |  | M | [1, 2]
| DS% | 17.3% | 17.3% | 17.3% | 17.3% | 17.3% |  |  |  |  | N | [1, 2]
| Methane emission [% of output] | Est: 0.9%; Est: 0.9%; Est: 0.9%; Est: 0.9%; Est: 0.9%; -: [1, 4]
| CO2 ressource [mill. Nm3 CO2/year] | Est: 19.2271; Est: 19.2271; Est: 19.2271; Est: 19.2271; Est: 19.2271; -: 1
| CO2 ressource [kton/year] | Est: 37.9555; Est: 37.9555; Est: 37.9555; Est: 37.9555; Est: 37.9555
Notes:
A. In the uncertainty caluculations, the capacity varies with +/- 10%. This is the biogas plant size for which it is assessed the data can be representative with a similar feedstock input
B. The biogas input is based on table 6 in the qualitative description, also inserted in datasheet.
C. The uncertainty calculations varies the demand with +/- 25%
D. The uncertainty calculations varies the demand with +/- 15%
E. The uncertainty calculation varies the lifetime of the plant by 5 years
F. The uncertainty calculation varies the construction time of the plant by 1 year
G. The forecasted prices are based on a learning curve of 10%, this is further elaborated upon in the qualitative description
H. Due to curret supply bottlenecks it is assumed that the price will not develop towards 2025.
I. For uncertainty calculations for 2025 the prices varies by 15%
J. For uncertainty calculations for 2050 the learning curve for the forecast of prices in 2050 is tested with a 5% learning curve and a 15% learning curve.
K. Equipment is estimated to consitute 80% of the total investment while installation constitute 20%
L. All costs are without costs for biomass and transport
M. HRT=Hydraulic Retention Time. The HRT is between 60 and 100 days in newer Danish plants, depending on the biomass input and the plant’s technical specifications
N. DS%=dry solid content in feedstock. It should be noted, that the DM % of the input biomass is higher than the DM % in the reactor due to degradation of part of the DM input.The biogas plants should be operated with a DS content of a max of 13-14% in the reactor.
O. Production costs are calculated to be planned in 2020 and put into operation in 2022. In bare-field plants, everything is established simultaneously. Production costs are calculated in 2020 prices.
P. Electricity prices in these calculation = 0.06 €/kWh
Q. Estimated based construction time for similar plants (e.g. SBS Kliplev)
R. The gas output pr feedstock is estimated by The Danish Energy Agency ( stated in table 4 )
References:
[1]. DGC & PlanEnergi, "Kortlægning af produktionskæde for opgraderet biogas - EUDP-j.nr. 64018-0512", DGC, Hørshol, 2020.
[2]. F. Rosager and Biogas Danmark, Interviewees, Tlf. interview. [Interview]. 30 10 2022.
[3]. The Danish Energy Agency, ”Biomasseopgørelsen (2021-22)”. [Forthcoming; Online, https://ens.dk]
[4]. Rambøll, “Målrettet indsats for at mindske metantab fra danske biogasanlæg”, Energistyrelsen, 2021. Feedstock in biogasplant. OBS: the costs in the spreadsheet does not include cost of biomass Biomass Cattle slurry Pig slurry Deep litter Energy crops Straw Industrial waste Glycerine and similar Household waste Other crops and residues

## 2.1 Biogas, Scen. A, large
Technology |  | Biogas plant, Scenario A, large plant [~ 6,000 Nm3 CH4/h]
year |  | 2020 | 2025 | 2030 | 2040 | 2050 | 2025 | 2025 | 2050 | 2050 | Note | Ref
est |  | Est | Est | Est | Est | Est | Lower | Upper | Lower | Upper | - | -
cat | par
Energy/technical data
| Capacity [mill. tons biomass input/year] | 1.1078 | 1.1078 | 1.1078 | 1.1078 | 1.1078 | 0.99701 | 1.2186 | 0.99701 | 1.2186 | [A, B] | 1
| Total plant size [MW output] | 59.2818 | 59.2818 | 59.2818 | 59.2818 | 59.2818 |  |  |  |  | R | [1, 2]
Input
| Biomass [mill. tons/year] | 1.11 | 1.11 | 1.11 | 1.11 | 1.11 |  |  |  |  | B | 1
| Aux. electricity [% of output energy] | 2.163% | 2.163% | 1.882% | 1.817% | 1.709% | 1.622% | 2.704% | 1.282% | 2.136% | C | 1
| Aux. electricity [kWh/ton input] | 10.126 | 10.126 | 8.8097 | 8.5059 | 7.9996 | 7.5945 | 12.6576 | 5.9997 | 9.9995 | C | 1
| Aux. process heat [% of output energy] | 5.054% | 5.054% | 4.397% | 4.245% | 3.993% | 4.296% | 5.812% | 3.394% | 4.591% | D | 1
| Aux. process heat [kWh/ton input] | 23.705 | 23.705 | 20.6233 | 19.9122 | 18.7269 | 20.1492 | 27.2607 | 15.9179 | 21.536 | D | 1
Output
| Biogas [%] | Est: 100%; Est: 100%; Est: 100%; Est: 100%; Est: 100%; -: 1
| Biogas [GJ/ton input] | 1.67 | 1.67 | 1.67 | 1.67 | 1.67 |  |  |  |  | R | 1
| Biogas production, [MJ/s] | Est: 59.2818; Est: 59.2818; Est: 59.2818; Est: 59.2818; Est: 59.2818; -: [1, 2]
Forced outage [%] | bar: Est to Est; -
Planned outage [days per year] | bar: Est to Est; -
| Technical lifetime [years] | 20 | 20 | 20 | 20 | 20 | 15 | 25 | 15 | 25 | E | 1
| Construction time [years] | 2 | 2 | 2 | 2 | 2 | 1 | 3 | 1 | 3 | [F, Q]
Financial data
| Specific investment [M€/MWh Output] | 1.1018 | 1.1018 | 0.95857 | 0.92551 | 0.87042 | 0.93653 | 1.2671 | 0.77126 | 0.9806 | [G, H, I, J, N, O] | 1
| - of which equipment [M€/MWh Output] | 0.88144 | 0.88144 | 0.76685 | 0.74041 | 0.69634 | 0.74923 | 1.0137 | 0.61701 | 0.78448 | [G, H, I, J]
| - of which installation [M€/MWh Output] | 0.22036 | 0.22036 | 0.19171 | 0.1851 | 0.17408 | 0.18731 | 0.25341 | 0.15425 | 0.19612 | [G, H, I, J]
| Total O&M [k€/MW/year] | 68.0342 | 68.0342 | 59.1898 | 57.1487 | 53.747 | 57.8291 | 78.2393 | 47.6239 | 60.5504 | [G, H, I, L] | 1
| Total O&M [€/[ton input/year]] | 3.6335 | 3.6335 | 3.1612 | 3.0521 | 2.8705 | 3.0885 | 4.1785 | 2.5435 | 3.2338 | [G, H, I, K, P] | 1
| - of which O&M, excl electricity and heat [€/(ton input/year)] | 2.42 | 2.42 | 2.1054 | 2.0328 | 1.9118 | 2.057 | 2.783 | 1.694 | 2.1538 | [G, H, I, K] | 1
| - of which electricity [€/(ton input/year)] | 0.67752 | 0.67752 | 0.58945 | 0.56912 | 0.53524 | 0.5759 | 0.77915 | 0.47427 | 0.603 | [G, H, I, P] | 1
| - of which heat [€/(ton input/year)] | 0.53597 | 0.53597 | 0.4663 | 0.45022 | 0.42342 | 0.45558 | 0.61637 | 0.37518 | 0.47702 | [G, H, I] | 1
Technology-specific data
| Hourly gas output [k Nm3 CH4/h] | Est: 5.8864; Est: 5.8864; Est: 5.8864; Est: 5.8864; Est: 5.8864; -: [1, 3]
| Yearly gas output [mill. Nm3 CH4/year] | Est: 52.1228; Est: 52.1228; Est: 52.1228; Est: 52.1228; Est: 52.1228; -: [1, 3]
| HRT [days] | 65 | 65 | 65 | 65 | 65 |  |  |  |  | M | [1, 2]
| DS% | 17.3% | 17.3% | 17.3% | 17.3% | 17.3% |  |  |  |  | N | [1, 2]
| Methane emission [% of output] | Est: 0.9%; Est: 0.9%; Est: 0.9%; Est: 0.9%; Est: 0.9%; -: [1, 4]
| CO2 ressource [mill. Nm3 CO2/year] | Est: 43.8065; Est: 43.8065; Est: 43.8065; Est: 43.8065; Est: 43.8065; -: 1
| CO2 ressource [kton/year] | Est: 86.4767; Est: 86.4767; Est: 86.4767; Est: 86.4767; Est: 86.4767
Notes:
A. In the uncertainty caluculations, the capacity varies with +/- 10%. This is the biogas plant size for which it is assessed the data can be representative with a similar feedstock input
B. The biogas input is based on table 6 in the qualitative description, also inserted in datasheet.
C. The uncertainty calculations varies the demand with +/- 25%
D. The uncertainty calculations varies the demand with +/- 15%
E. The uncertainty calculation varies the lifetime of the plant by 5 years
F. The uncertainty calculation varies the construction time of the plant by 1 year
G. The forecasted prices are based on a learning curve of 10%, this is further elaborated upon in the qualitative description
H. Due to curret supply bottlenecks it is assumed that the price will not develop towards 2025.
I. For uncertainty calculations for 2025 the prices varies by 15%
J. For uncertainty calculations for 2050 the learning curve for the forecast of prices in 2050 is tested with a 5% learning curve and a 15% learning curve.
K. Equipment is estimated to consitute 80% of the total investment while installation constitute 20%
L. All costs are without costs for biomass and transport
M. HRT=Hydraulic Retention Time. The HRT is between 60 and 100 days in newer Danish plants, depending on the biomass input and the plant’s technical specifications
N. DS%=dry solid content in feedstock. It should be noted, that the DM % of the input biomass is higher than the DM % in the reactor due to degradation of part of the DM input.The biogas plants should be operated with a DS content of a max of 13-14% in the reactor.
O. Production costs are calculated to be planned in 2020 and put into operation in 2022. In bare-field plants, everything is established simultaneously. Production costs are calculated in 2020 prices.
P. Electricity prices in these calculation = 0.06 €/kWh
Q. Estimated based construction time for similar plants [e.g. SBS Kliplev]
R. The gas output pr feedstock is estimated by The Danish Energy Agency [ stated in table 4 ]
References:
[1]. DGC & PlanEnergi, "Kortlægning af produktionskæde for opgraderet biogas - EUDP-j.nr. 64018-0512", DGC, Hørshol, 2020.
[2]. F. Rosager and Biogas Danmark, Interviewees, Tlf. interview. [Interview]. 30 10 2022.
[3]. The Danish Energy Agency, ”Biomasseopgørelsen [2021-22]”. [Forthcoming; Online, https://ens.dk]
[4]. Rambøll, “Målrettet indsats for at mindske metantab fra danske biogasanlæg”, Energistyrelsen, 2021. Feedstock in biogasplant. OBS: the costs in the spreadsheet does not include cost of biomass Biomass Cattle slurry Pig slurry Deep litter Energy crops Straw Industrial waste Glycerine and similar Household waste Other crops and residues

## 2.1 Biogas, Scen. B, small
Technology |  | Biogas plant, Scenario B, small plant (~ 3,000 Nm3 CH4/h)
year |  | 2020 | 2025 | 2030 | 2040 | 2050 | 2025 | 2025 | 2050 | 2050 | Note | Ref
est |  | Est | Est | Est | Est | Est | Lower | Upper | Lower | Upper | - | -
cat | par
Energy/technical data
| Capacity [mill. tons biomass input/year] | 0.46 | 0.46 | 0.46 | 0.46 | 0.46 | 0.414 | 0.506 | 0.414 | 0.506 | [A, B] | 1
| Total plant size [MW output] | 29.6263 | 29.6263 | 29.6263 | 29.6263 | 29.6263 |  |  |  |  | R | [1, 2]
Input
| Biomass [mill. tons/year] | 0.46 | 0.46 | 0.46 | 0.46 | 0.46 |  |  |  |  | B | 1
| Aux. electricity [% of output energy] | 2.46% | 2.46% | 2.14% | 2.066% | 1.943% | 1.845% | 3.074% | 1.457% | 2.429% | C | 1
| Aux. electricity [kWh/ton input] | 13.8859 | 13.8859 | 12.0807 | 11.6641 | 10.9698 | 10.4144 | 17.3573 | 8.2274 | 13.7123 | C | 1
| Aux. process heat [% of output energy] | 6.867% | 6.867% | 5.974% | 5.768% | 5.425% | 5.837% | 7.897% | 4.611% | 6.239% | D | 1
| Aux. process heat [kWh/ton input] | 23.1564 | 23.1564 | 20.1461 | 19.4514 | 18.2936 | 19.6829 | 26.6299 | 15.5495 | 21.0376 | D | 1
Output
| Biogas [%] | Est: 100%; Est: 100%; Est: 100%; Est: 100%; Est: 100%; -: 1
| Biogas [GJ/ton input] | 2 | 2 | 2 | 2 | 2 |  |  |  |  | R | 1
| Biogas production, [MJ/s] | Est: 29.6263; Est: 29.6263; Est: 29.6263; Est: 29.6263; Est: 29.6263; -: [1, 2]
Forced outage [%] | bar: Est to Est; -
Planned outage [days per year] | bar: Est to Est; -
| Technical lifetime [years] | 20 | 20 | 20 | 20 | 20 | 15 | 25 | 15 | 25 | E | 1
| Construction time [years] | 2 | 2 | 2 | 2 | 2 | 1 | 3 | 1 | 3 | [F, Q]
Financial data
| Specific investment [M€/MWh Output] | 1.0373 | 1.0373 | 0.90248 | 0.87136 | 0.81949 | 0.88173 | 1.1929 | 0.72613 | 0.92323 | [G, H, I, J, N, O] | 1
| - of which equipment [M€/MWh Output] | 0.82987 | 0.82987 | 0.72198 | 0.69709 | 0.65559 | 0.70539 | 0.95435 | 0.58091 | 0.73858 | [G, H, I, J]
| - of which installation [M€/MWh Output] | 0.20747 | 0.20747 | 0.1805 | 0.17427 | 0.1639 | 0.17635 | 0.23859 | 0.14523 | 0.18465 | [G, H, I, J]
| Total O&M [k€/MW/year] | 83.0123 | 83.0123 | 72.2207 | 69.7303 | 65.5797 | 70.5604 | 95.4641 | 58.1086 | 73.8809 | [G, H, I, L] | 1
| Total O&M [€/(ton input/year)] | 5.2966 | 5.2966 | 4.608 | 4.4491 | 4.1843 | 4.5021 | 6.0911 | 3.7076 | 4.7139 | [G, H, I, K, P] | 1
| - of which O&M, excl electricity and heat [€/(ton input/year)] | 3.4257 | 3.4257 | 2.9804 | 2.8776 | 2.7063 | 2.9119 | 3.9396 | 2.398 | 3.0489 | [G, H, I, K] | 1
| - of which electricity [€/(ton input/year)] | 0.92909 | 0.92909 | 0.80831 | 0.78044 | 0.73398 | 0.78973 | 1.0685 | 0.65036 | 0.82689 | [G, H, I, P] | 1
| - of which heat [€/(ton input/year)] | 0.94177 | 0.94177 | 0.81934 | 0.79109 | 0.744 |  |  |  |  | [G, H, I] | 1
Technology-specific data
| Hourly gas output [k Nm3 CH4/h] | Est: 2.9736; Est: 2.9736; Est: 2.9736; Est: 2.9736; Est: 2.9736; -: [1, 3]
| Yearly gas output [mill. Nm3 CH4/year] | Est: 26.0485; Est: 26.0485; Est: 26.0485; Est: 26.0485; Est: 26.0485; -: [1, 3]
| HRT [days] | 65 | 65 | 65 | 65 | 65 |  |  |  |  | M | [1, 2]
| DS% | 21% | 21% | 21% | 21% | 21% |  |  |  |  | N | [1, 2]
| Methane emission [% of output] | Est: 0.9%; Est: 0.9%; Est: 0.9%; Est: 0.9%; Est: 0.9%; -: [1, 4]
| CO2 ressource [mill. Nm3 CO2/year] | Est: 19.2271; Est: 19.2271; Est: 19.2271; Est: 19.2271; Est: 19.2271; -: 1
| CO2 ressource [kton/year] | Est: 37.9555; Est: 37.9555; Est: 37.9555; Est: 37.9555; Est: 37.9555
Notes:
A. In the uncertainty caluculations, the capacity varies with +/- 10%. This is the biogas plant size for which it is assessed the data can be representative with a similar feedstock input
B. The biogas input is based on table 7 in the qualitative description, also inserted in datasheet.
C. The uncertainty calculations varies the demand with +/- 25%
D. The uncertainty calculations varies the demand with +/- 15%
E. The uncertainty calculation varies the lifetime of the plant by 5 years
F. The uncertainty calculation varies the construction time of the plant by 1 year
G. The forecasted prices are based on a learning curve of 10%, this is further elaborated upon in the qualitative description
H. Due to curret supply bottlenecks it is assumed that the price will not develop towards 2025.
I. For uncertainty calculations for 2025 the prices varies by 15%
J. For uncertainty calculations for 2050 the learning curve for the forecast of prices in 2050 is tested with a 5% learning curve and a 15% learning curve.
K. Equipment is estimated to consitute 80% of the total investment while installation constitute 20%
L. All costs are without costs for biomass and transport
M. HRT=Hydraulic Retention Time. The HRT is between 60 and 100 days in newer Danish plants, depending on the biomass input and the plant’s technical specifications
N. DS%=dry solid content in feedstock. It should be noted, that the DM % of the input biomass is higher than the DM % in the reactor due to degradation of part of the DM input.The biogas plants should be operated with a DS content of a max of 13-14% in the reactor.
O. Production costs are calculated to be planned in 2020 and put into operation in 2022. In bare-field plants, everything is established simultaneously. Production costs are calculated in 2020 prices.
P. Electricity prices in these calculation = 0.06 €/kWh
Q. Estimated based construction time for similar plants (e.g. SBS Kliplev)
R. The gas output pr feedstock is estimated by The Danish Energy Agency (stated in table 4 )
References:
[1]. DGC & PlanEnergi, "Kortlægning af produktionskæde for opgraderet biogas - EUDP-j.nr. 64018-0512", DGC, Hørshol, 2020.
[2]. F. Rosager and Biogas Danmark, Interviewees, Tlf. interview. [Interview]. 30 10 2022.
[3]. The Danish Energy Agency, ”Biomasseopgørelsen (2021-22)”. [Forthcoming; Online, https://ens.dk]
[4]. Rambøll, “Målrettet indsats for at mindske metantab fra danske biogasanlæg”, Energistyrelsen, 2021. Feedstock in biogasplant. OBS: the costs in the spreadsheet does not include cost of biomass Biomass Cattle slurry Pig slurry Deep litter Energy crops Straw Industrial waste Glycerine and similar Household waste Other crops and residues

## 2.1 Biogas, Scen. B, large
Technology |  | Biogas plant, Scenario B, large plant [~ 6,000 Nm3 CH4/h]
year |  | 2020 | 2025 | 2030 | 2040 | 2050 | 2025 | 2025 | 2050 | 2050 | Note | Ref
est |  | Est | Est | Est | Est | Est | Lower | Upper | Lower | Upper | - | -
cat | par
Energy/technical data
| Capacity [mill. tons biomass input/year] | 0.93 | 0.93 | 0.93 | 0.93 | 0.93 | 0.837 | 1.023 | 0.837 | 1.023 | [A, B] | 1
| Total plant size [MW output] | 59.2818 | 59.2818 | 59.2818 | 59.2818 | 59.2818 |  |  |  |  | R | [1, 2]
Input
| Biomass [mill. tons/year] | 0.925 | 0.925 | 0.925 | 0.925 | 0.925 |  |  |  |  | B | 1
| Aux. electricity [% of output energy] | 2.237% | 2.237% | 1.946% | 1.879% | 1.767% | 1.677% | 2.796% | 1.325% | 2.209% | C | 1
| Aux. electricity [kWh/ton input] | 12.4972 | 12.4972 | 10.8725 | 10.4976 | 9.8728 | 9.3729 | 15.6215 | 7.4046 | 12.341 | C | 1
| Aux. process heat [% of output energy] | 5.054% | 5.054% | 4.397% | 4.245% | 3.993% | 4.296% | 5.812% | 3.394% | 4.591% | D | 1
| Aux. process heat [kWh/ton input] | 28.2366 | 28.2366 | 24.5658 | 23.7187 | 22.3069 | 24.0011 | 32.472 | 18.9608 | 25.6529 | D | 1
Output
| Biogas [%] | Est: 100%; Est: 100%; Est: 100%; Est: 100%; Est: 100%; -: 1
| Biogas [GJ/ton input] | 2 | 2 | 2 | 2 | 2 |  |  |  |  | R | 1
| Biogas production, [MJ/s] | Est: 59.2818; Est: 59.2818; Est: 59.2818; Est: 59.2818; Est: 59.2818; -: [1, 2]
Forced outage [%] | bar: Est to Est; -
Planned outage [days per year] | bar: Est to Est; -
| Technical lifetime [years] | 20 | 20 | 20 | 20 | 20 | 15 | 25 | 15 | 25 | E | 1
| Construction time [years] | 2 | 2 | 2 | 2 | 2 | 1 | 3 | 1 | 3 | [F, Q]
Financial data
| Specific investment [M€/MWh Output] | 1.1128 | 1.1128 | 0.96816 | 0.93477 | 0.87913 | 0.9459 | 1.2797 | 0.77898 | 0.99041 | [G, H, I, J, N, O] | 1
| - of which equipment [M€/MWh Output] | 0.89026 | 0.89026 | 0.77453 | 0.74782 | 0.70331 | 0.75672 | 1.0238 | 0.62318 | 0.62594 | [G, H, I, J]
| - of which installation [M€/MWh Output] | 0.22256 | 0.22256 | 0.19363 | 0.18695 | 0.17583 | 0.18918 | 0.25595 | 0.1558 | 0.15649 | [G, H, I, J]
| Total O&M [k€/MW/year] | 68.9147 | 68.9147 | 59.9558 | 57.8883 | 54.4426 | 58.5775 | 79.2519 | 48.2403 | 48.4539 | [G, H, I, L] | 1
| Total O&M [€/(ton input/year)] | 4.3498 | 4.3498 | 3.7843 | 3.6538 | 3.4363 | 3.6973 | 5.0023 | 3.0449 | 3.0583 | [G, H, I, K, P] | 1
| - of which O&M, excl electricity and heat [€/(ton input/year)] | 2.9626 | 2.9626 | 2.5775 | 2.4886 | 2.3405 | 2.5182 | 3.407 | 2.0738 | 2.083 | [G, H, I, K] | 1
| - of which electricity [€/(ton input/year)] | 0.83618 | 0.83618 | 0.72747 | 0.70239 | 0.66058 | 0.71075 | 0.9616 | 0.58532 | 0.58791 | [G, H, I, P] | 1
| - of which heat [€/(ton input/year)] | 0.55099 | 0.55099 | 0.47936 | 0.46283 | 0.43528 | 0.46834 | 0.63364 | 0.38569 | 0.3874 | [G, H, I] | 1
Technology-specific data
| Hourly gas output [k Nm3 CH4/h] | Est: 5.8864; Est: 5.8864; Est: 5.8864; Est: 5.8864; Est: 5.8864; -: [1, 3]
| Yearly gas output [mill. Nm3 CH4/year] | Est: 52.1228; Est: 52.097; Est: 52.097; Est: 52.097; Est: 52.097; -: [1, 3]
| HRT [days] | 65 | 65 | 65 | 65 | 65 |  |  |  |  | M | [1, 2]
| DS% | 21% | 21% | 21% | 21% | 21% |  |  |  |  | N | [1, 2]
| Methane emission [% of output] | Est: 0.9%; Est: 0.5%; Est: 0.5%; Est: 0.5%; Est: 0.5%; -: [1, 4]
| CO2 ressource [mill. Nm3 CO2/year] | Est: 43.8065; Est: 43.8065; Est: 43.8065; Est: 43.8065; Est: 43.8065; -: 1
| CO2 ressource [kton/year] | Est: 86.4767; Est: 86.4767; Est: 86.4767; Est: 86.4767; Est: 86.4767
Notes:
A. In the uncertainty caluculations, the capacity varies with +/- 10%. This is the biogas plant size for which it is assessed the data can be representative with a similar feedstock input
B. The biogas input is based on table 7 in the qualitative description, also inserted in datasheet.
C. The uncertainty calculations varies the demand with +/- 25%
D. The uncertainty calculations varies the demand with +/- 15%
E. The uncertainty calculation varies the lifetime of the plant by 5 years
F. The uncertainty calculation varies the construction time of the plant by 1 year
G. The forecasted prices are based on a learning curve of 10%, this is further elaborated upon in the qualitative description
H. Due to curret supply bottlenecks it is assumed that the price will not develop towards 2025.
I. For uncertainty calculations for 2025 the prices varies by 15%
J. For uncertainty calculations for 2050 the learning curve for the forecast of prices in 2050 is tested with a 5% learning curve and a 15% learning curve.
K. Equipment is estimated to consitute 80% of the total investment while installation constitute 20%
L. All costs are without costs for biomass and transport
M. HRT=Hydraulic Retention Time. The HRT is between 60 and 100 days in newer Danish plants, depending on the biomass input and the plant’s technical specifications
N. DS%=dry solid content in feedstock. It should be noted, that the DM % of the input biomass is higher than the DM % in the reactor due to degradation of part of the DM input.The biogas plants should be operated with a DS content of a max of 13-14% in the reactor.
O. Production costs are calculated to be planned in 2020 and put into operation in 2022. In bare-field plants, everything is established simultaneously. Production costs are calculated in 2020 prices.
P. Electricity prices in these calculation = 0.06 €/kWh
Q. Estimated based construction time for similar plants [e.g. SBS Kliplev]
R. The gas output pr feedstock is estimated by The Danish Energy Agency [stated in table 4 ]
References:
[1]. DGC & PlanEnergi, "Kortlægning af produktionskæde for opgraderet biogas - EUDP-j.nr. 64018-0512", DGC, Hørshol, 2020.
[2]. F. Rosager and Biogas Danmark, Interviewees, Tlf. interview. [Interview]. 30 10 2022.
[3]. The Danish Energy Agency, ”Biomasseopgørelsen [2021-22]”. [Forthcoming; Online, https://ens.dk]
[4]. Rambøll, “Målrettet indsats for at mindske metantab fra danske biogasanlæg”, Energistyrelsen, 2021. Feedstock in biogasplant. OBS: the costs in the spreadsheet does not include cost of biomass Biomass Cattle slurry Pig slurry Deep litter Energy crops Straw Industrial waste Glycerine and similar Household waste Other crops and residues

## 2.2 Gasif. Fixed Bed, Producer
Technology |  | Gasifier, biomass, producer gas, small - medium scale
year |  | 2015 | 2020 | 2030 | 2050 | 2020 | 2020 | 2050 | 2050 | Note | Ref
est |  | ctrl | ctrl | ctrl | ctrl | Lower | Upper | Lower | Upper | - | -
cat | par
Energy/technical data
| Typical fuel input capacity, one unit [MWth] | 20 | 20 | 20 | 20 |  |  |  |  | A | 1,2,8
Input
| Biomass [% of input capacity] | ctrl: 98; ctrl: 98; ctrl: 98; ctrl: 98
| Electricity [% of input capacity] | ctrl: 2; ctrl: 2; ctrl: 2; ctrl: 2
Output
| Producer gas Output [% of fuel input] | 74 | 75 | 77 | 83 | 60 | 80 | 80 | 90 | C | 3,4,5,8,11
| Heat Output [% of input] | 10 | 10 | 9 | 5 |  |  |  |  | B | 3,4,5,8,11
| Unplanned outage [%] | ctrl: 5; ctrl: 5; ctrl: 5; ctrl: 5; -: 1,2,8
| Planned outage [weeks per year] | ctrl: 3; ctrl: 3; ctrl: 3; ctrl: 3; -: 1,2,8
| Technical lifetime [years] | ctrl: 20; ctrl: 20; ctrl: 20; ctrl: 20; -: 1,2,8
| Construction time [years] | ctrl: 1.5; ctrl: 1.5; ctrl: 1.5; ctrl: 1.5; -: 1,2,8
Financial data
| Specific investment [M€/MWth] | 1.4888 | 1.3824 | 1.2761 | 1.1697 | 0.95706 | 1.9141 | 0.74438 | 1.4888 | D | 1,3,4,5
- of which equipment | bar: ctrl
- of which installation | bar: ctrl
| Fixed O&M [€/MWth/year] | 22331.4 | 21268 | 19141.2 | 17227.08 | 15951 | 26478.66 | 12867.14 | 21480.68 | D | 1,3,4,5
| Variable O&M [€/MWhth] | 2.7648 | 2.6585 | 2.3395 | 2.1268 | 1.8078 | 3.5092 | 1.4888 | 2.8712 | D | 1,3,4,5
Technology-specific data
| Minimum load [% of full load] | ctrl: 20; ctrl: 20; ctrl: 20; ctrl: 20; -: 8
References:
[18]. “Handbook Biomass Gasification”, Edited by H.A.M. Knoef, BTG biomass technology group, 2005.
3. IEA Task 32, Workshop State of the art technologies for small biomass co-generation, 2010
4. http://www.volund.dk/Biomass_energy/Technologies/Gasification_of_biomass
5. BioSynergi, telefonkontakt Henrik Houman
Notes:
A. The stated capacity is the upper range, down scaling is possible.
B. With flue gas condensation, considering lower heating value of biomass fuel.
C. Producer gas primarily consists of the components N2, H2, CO, CO2, CH4, and water. Calorific value 5 - 6 MJ/Nm3. For some references ([3], [4]) the electric efficincy has been used to calculate gasifier efficiencies, assuming an engine efficiency of 42%.
D. Fixed bed gasifiers are usually integrated with an internal combustion gas engine gen-set. Sources are for total project including gas engine and the engine part has been deducted at 1.33 M€/Mwe and 42% efficiency. It is assumed that the accumulated production capacity will increase by 40 % between 2015 and 2020, double between 2020 and 2030 and between 2030 and 2050. A learning curve progress rate of 90 % is assumed this yields a 5 % decrease in investment costs between 2015 and 2020, 10 % reduction between 2020 and 2030 and between 2030 and 2050. Similar progress ratios have been used for O&M costs.
E. The values in [9] have been used (sh. 85) but adjusted to keep overall yearly O&M costs at 3% of investment
F. The values in [9] have been used. Variable O&M for a Staged down draft gasifier (sh. 85) have been subtracted O&M of a gas engine (sh. 06).
G. Efficiencies are expected to improve gradually from presently demonstrated levels, to cold gas efficiencies of 85% in 2050. It is assumed that a total efficiency of 90% can be obtained in 2050.

## 3.2 Fast Pyrolysis Wood
Technology |  | Fast pyrolysis (25 MW) - Wood feedstock
year |  | 2025 | 2030 | 2035 | 2040 | 2050 | 2025 | 2025 | 2050 | 2050 | Note | Ref
est |  | ctrl | ctrl | ctrl | ctrl | ctrl | Lower | Upper | Lower | Upper | - | -
cat | par
Energy/technical data
| Typical total plant size [MW Input biomass] | 25 | 25 | 25 | 25 | 25 | 25 | 25 | 25 | 25 | A, C | [4,8]
| Typical total plant size [MW input] | 27.75 | 27.75 | 27.75 | 27.75 | 27.75 | 27.75 | 27.75 | 27.75 | 27.75 | A, C | [4,8]
Input
| Feedstock Consumption [MWh/MWh Total Input] | 93% | 93% | 93% | 93% | 93% | 93% | 93% | 93% | 93% | L
| Feedstock Consumption [ton/hr] | 5 | 5 | 5 | 5 | 5 | 5 | 5 | 5 | 5 | G
Electricity Consumption [MWh/MWh Total Input] | bar: ctrl to -
| Heat Consuption [MWh/MWh Total Input] | 6% | 6% | 6% | 6% | 6% | 6% | 6% | 6% | 6% | K, L
Output
| Pyrolysis Oil Output [MWh/MWh Total Input] | 70% | 70% | 70% | 70% | 70% | 70% | 70% | 70% | 70% | A, E, J | [3]
| Pyrolysis gas Output [MWh/MWh Total Input] | 15% | 15% | 15% | 15% | 15% | 15% | 15% | 15% | 15% | A | [3]
| Total efficiency | 85% | 85% | 85% | 85% | 85% | 85% | 85% | 85% | 85% | I, D
| Forced outage [%] | 4% | 4% | 4% | 4% | 4% | 3% | 6% | 3% | 6% |  | [2]
| Planned outage [weeks per year] | 2 | 2 | 2 | 2 | 2 | 2 | 2 | 2 | 2 |  | [2,9]
| Technical lifetime [years] | 25 | 25 | 25 | 25 | 25 | 25 | 25 | 25 | 25
| Construction time [years] | 2 | 2 | 2 | 2 | 2 | 1 | 2 | 1 | 2
Financial data
| Specific investment [M€/MW output from pyrolysis process] | 1 | 1 | 0.9 | 0.85 | 0.765 | 1 | 1.2 | 0.87975 | 0.57375 | A, B, M | [1,3,4]
| - equipment [%] | 85% | 85% | 85% | 85% | 85% | 85% | 85% | 85% | 85%
| - installation [%] | 15% | 15% | 15% | 15% | 15% | 15% | 15% | 15% | 15%
| Fixed and variable O&M [M€/MW output from pyrolysis process/year] | 0.08 | 0.08 | 0.072 | 0.068 | 0.0612 | 0.08 | 0.096 | 0.07038 | 0.0459 | H | [1,2,7]
Start up [M€/MW output from pyrolysis process per start up] | bar: -
Technology-specific data
| Specific energy content [GJ/ton pyrlolysis oil from wood] | 16 | 16 | 16 | 16 | 16 | 16 | 25 | 16 | 25 |  | [10, 12]
| Specific density of pyrlolysis oil [ton/m3] | 1.1 | 1.1 | 1.1 | 1.1 | 1.1 | 1.1 | 1.2 | 1.1 | 1.2 |  | [11]
| Specific energy content [MJ/Nm3 pyrolysis gas from wood] | 14 | 14 | 14 | 14 | 14 | 10 | 20 | 10 | 20 |  | [11, 12]
| Specific density of pyrolysis gas [kg/Nm3] | 1.1 | 1.1 | 1.1 | 1.1 | 1.1 | 1.2 | 1.3 | 1.2 | 1.3 |  | [12]
Notes:
A. | Based on input from developers operating commercial pyrolysis plants.
B. | The upper and lower estimates for 2050 have been calculated based on an uncertainty margin of 15%.
C. | For fast pyrolysis the capacity is expected to stay at 25MW
D. | Char is used internally for heat production, char ends up in the sand heat carrier; the is reheated by burning the char in a fluidized bed combustor.
E. | There is either a need for external heat input, or alternatively, approximately 2/3 of the non-condensable gases produced during pyrolysis can be recirculated and used as a heat source within the process itself.
F. | Included in OPEX
G. | Annual feedstock use: 30,000–40,000 tons per plant. The benefit of plants in this size is that the feedstock is often available at a single location.
H. | One person can operate a plant; full automation is possible
I. | Up to 85%, including export of steam/heat
J. | Commercial fast pyrolysis plants aims to maximize the liquid output
K. | Can be based on recycled steam from gasboiler
L. | See flowchart in the qualitative describtion
M. | From 2030 to 2040, a 15% price reduction is anticipated, driven by technological improvements, increased deployment, and learning effects across the value chain. After 2040, the pace of cost reduction is expected to slow down, with a further 10% decrease projected by 2050
References:
[1] | IEA Bioenergy Task 33, 2022. Appendix: Chemical analysis of various biomass feedstocks.
[2] | Wright, Mark M.; Satrio, Justinus A.; et al., 2010. Techno-Economic Analysis of Biomass Fast Pyrolysis to Transportation Fuels. National Renewable Energy Laboratory, Technical Report NREL/TP-6A20-46586.
[3] | Pienihäkkinen, Elmeri; Lindfors, Christian; Ohra-aho, Taina; Oasmaa, Anja, 2022. Improving Fast Pyrolysis Bio-Oil Yield and Quality by Alkali Removal from Feedstock. Energy & Fuels, 36(6), 3654–3664
[4] | Collard, François-Xavier; Wijeyekoon, Suren; Bennett, Paul, 2024. Commercial Status of Direct Thermochemical Liquefaction Technologies. IEA Bioenergy Task 34, Work Package 3.3.
[5] | Zhao, L.; Cao, X.; Wang, Q.; Yang, F.; Xu, G., 2020. Carbonization of Biomass for Biochar Production: Effects on Biochar Yield and Properties. International Journal of Environmental Research and Public Health, 17(21), 7762.
[6] | Brewer, Catherine E.; Levine, Jonah, 2016. Weight or Volume for Handling Biochar and Biomass? The Biochar Journal.
[7] | Letoffet, Antoine; Campion, Nicolas; Böhme, Moritz; Jensen, Claus Dalsgaard; Ahrenfeldt, Jesper; Clausen, Lasse Røngaard, 2024, Techno-economic assessment of upgrading pyrolysis bio-oils for future marine fuels, Energy Conversion and Management, Issue 306
[8] | van de Beld, Bert, 2012. EMPYRO – Fast Pyrolysis Demonstration Plant. IEA Bioenergy Task XII, Presentation.
[9] | Shemfe, M.,Sai Gu, S., Ranganathan, P. 2015. Techno-economic performance analysis of biofuel production and miniature electric power generation from biomass fast pyrolysis and bio-oil upgrading, Fuel, Volume 143, 2015, Pages 361-372, https://doi.org/10.1016/j.fuel.2014.11.078.
[10] | Ben, H.; Ragauskas, A.; et al., 2019. A Comprehensive Characterization of Pyrolysis Oil from Softwood Barks. Polymers 2019, 11, 1387; doi:10.3390/polym11091387
[11] | Grojzdek, M., Novosel, B., et al. 2024. Pyrolysis of different wood species: influence of process conditions on biochar properties and gas-phase composition, Volume 14, pages 6027-6037
[12] | Amegnaghawon, A., Anyalewechi, C., et al., 2021, Biomass pyrolysis technologies for value-added products: a state-of-the-art review, Enviornment, Development and Sustainability, V23, P 14324-14378

## 3.2 Fast Pyrolysis Straw
Technology |  | Fast pyrolysis (25 MW) - Straw feedstock
year |  | 2025 | 2030 | 2035 | 2040 | 2050 | 2025 | 2025 | 2050 | 2050 | Note | Ref
est |  | ctrl | ctrl | ctrl | ctrl | ctrl | Lower | Upper | Lower | Upper | - | -
cat | par
Energy/technical data
| Typical total plant size [MW Input biomass] | 25 | 25 | 25 | 25 | 25 | 25 | 25 | 25 | 25 | A | [4,8]
| Typical total plant size [MW input] | 27.75 | 27.75 | 27.75 | 27.75 | 27.75 | 27.75 | 27.75 | 27.75 | 27.75 | A | [4,8]
Input
| Feedstock Consumption [MWh/MWh Total Input] | 93% | 93% | 93% | 93% | 93% | 93% | 93% | 93% | 93% | K
| Feedstock Consumption [ton/hr] | 5 | 5 | 5 | 5 | 5 | 5 | 5 | 5 | 5 | L
Electricity Consumption [MWh/MWh Total Input] | bar: ctrl to -
| Heat Consuption [MWh/MWh Total Input] | 6% | 6% | 6% | 6% | 6% | 6% | 6% | 6% | 6% | J, K
Output
| Pyrolysis Oil Output [MWh/MWh Total Input] | 60% | 60% | 60% | 60% | 60% | 45% | 60% | 45% | 60% | A,C | [3]
| Pyrolysis gas/heat Output [MWh/MWh Total Input] | 15% | 15% | 15% | 15% | 15% | 10% | 15% | 10% | 15% | A,C, E | [3]
| Total efficiency | ctrl: 75%; ctrl: 75%; ctrl: 75%; ctrl: 75%; ctrl: 75%; -: H, D
| Forced outage [%] | 4% | 4% | 4% | 4% | 4% | 3% | 6% | 3% | 6% |  | [2]
| Planned outage [weeks per year] | 2 | 2 | 2 | 2 | 2 | 2 | 2 | 2 | 2 |  | [2,9]
| Technical lifetime [years] | 25 | 25 | 25 | 25 | 25 | 25 | 25 | 25 | 25
| Construction time [years] | 2 | 2 | 2 | 2 | 2 | 1 | 2 | 1 | 2
Financial data
| Specific investment [M€/MW output from pyrolysis process] | 1.2 | 1.2 | 1.08 | 1.02 | 0.918 | 1 | 1.2 | 1.0557 | 0.6885 | A, B, F, M, N | [1,3,4]
| - equipment [%] | 85% | 85% | 85% | 85% | 85% | 85% | 85% | 85% | 85%
| - installation [%] | 15% | 15% | 15% | 15% | 15% | 15% | 15% | 15% | 15%
| Fixed and variable O&M [M€/MW output from pyrolysis process/year] | 0.096 | 0.096 | 0.0864 | 0.0816 | 0.07344 | 0.08 | 0.096 | 0.084456 | 0.05508 | B, I | [1,2,7]
Start up [M€/MW output from pyrolysis process per start up] | bar: -
Technology-specific data
| Specific energy content [GJ/ton pyrlolysis oil from straw] | 16 | 16 | 16 | 16 | 16 | 16 | 16 | 16 | 16 |  | [10, 11]
| Specific density of pyrlolysis oil [ton/m3] | 1.1 | 1.1 | 1.1 | 1.1 | 1.1 | 1.1 | 1.1 | 1.1 | 1.1 |  | [10]
| Specific energy content [MJ/Nm3 pyrolysis gas from straw] | 14 | 14 | 14 | 14 | 14 | 14 | 14 | 14 | 14 |  | [10, 11]
| Specific density of pyrolysis gas [kg/Nm3] | 1.1 | 1.1 | 1.1 | 1.1 | 1.1 | 1.1 | 1.1 | 1.1 | 1.1 |  | [10]
Notes:
A. | Based on input from developers operating commercial pyrolysis plants, they're only testing using straw, while their commercial plants use wood as feedstock. Therefore, there is greater data uncertainty associated with straw-based configurations.
B. | Higher ash and chlorine content require more extensive pre-treatment, resulting in an estimated 10% increase in cost compared to fast pyrolysis using wood as feedstock.
C. | The upper and lower values are based solely on bench-scale experiments.
D. | Char is used internally for heat production, char ends up in the sand heat carrier; the is reheated by burning the char in a fluidized bed combustor.
E. | There is either a need for external heat input, or alternatively, approximately 2/3 of the non-condensable gases produced during pyrolysis can be recirculated and used as a heat source within the process itself.
F. | The upper and lower estimates for 2050 have been calculated based on an uncertainty margin of 15%.
G. | Included in OPEX
H. | Up to 85%, including export of electricity and steam
I. | One person can operate a plant; full automation is possible
J. | Can be based on recycled steam from gasboiler
K. | The distribution here is based on small-scale data, as there are currently no commercial plants using straw as inpu
L. | Annual feedstock use: 30,000–40,000 tons per plant. The benefit of plants in this size is that the feedstock is often available at a single location.
M. | From 2030 to 2040, a 15% price reduction is anticipated, driven by technological improvements, increased deployment, and learning effects across the value chain. After 2040, the pace of cost reduction is expected to slow down, with a further 10% decrease projected by 2050
N. | Straw cannot be processed by FP without being demetallized prior to pyrolysis. Demetallization generally includes an acid wash, which significantly increases the CAPEX and OPEX for the pyrolysis unit.
References:
[1] | IEA Bioenergy Task 33, 2022. Appendix: Chemical analysis of various biomass feedstocks.
[2] | Wright, Mark M.; Satrio, Justinus A.; Brown, Robert C.; Daugaard, Daren E.; Hsu, David D., 2010. Techno-Economic Analysis of Biomass Fast Pyrolysis to Transportation Fuels. National Renewable Energy Laboratory, Technical Report NREL/TP-6A20-46586.
[3] | Pienihäkkinen, Elmeri; Lindfors, Christian; Ohra-aho, Taina; Oasmaa, Anja, 2022. Improving Fast Pyrolysis Bio-Oil Yield and Quality by Alkali Removal from Feedstock. Energy & Fuels, 36(6), 3654–3664
[4] | Collard, François-Xavier; Wijeyekoon, Suren; Bennett, Paul, 2024. Commercial Status of Direct Thermochemical Liquefaction Technologies. IEA Bioenergy Task 34, Work Package 3.3.
[5] | Zhao, L.; Cao, X.; Wang, Q.; Yang, F.; Xu, G., 2020. Carbonization of Biomass for Biochar Production: Effects on Biochar Yield and Properties. International Journal of Environmental Research and Public Health, 17(21), 7762.
[6] | Brewer, Catherine E.; Levine, Jonah, 2016. Weight or Volume for Handling Biochar and Biomass? The Biochar Journal.
[7] | Letoffet, Antoine; Campion, Nicolas; Böhme, Moritz; Jensen, Claus Dalsgaard; Ahrenfeldt, Jesper; Clausen, Lasse Røngaard, 2024, Techno-economic assessment of upgrading pyrolysis bio-oils for future marine fuels, Energy Conversion and Management, Issue 306
[8] | van de Beld, Bert, 2012. EMPYRO – Fast Pyrolysis Demonstration Plant. IEA Bioenergy Task XII, Presentation.
[9] | Shemfe, M.,Sai Gu, S., Ranganathan, P. 2015. Techno-economic performance analysis of biofuel production and miniature electric power generation from biomass fast pyrolysis and bio-oil upgrading, Fuel, Volume 143, 2015, Pages 361-372, https://doi.org/10.1016/j.fuel.2014.11.078.
[10] | Park, J., Lee, Y., et al. 2014. Slow pyrolysis of straw: Analysis of products properties, carbon and energy yields. Bioresource Technology 155 (2014) 63–70
[11] | Amegnaghawon, A., Anyalewechi, C., et al., 2021, Biomass pyrolysis technologies for value-added products: a state-of-the-art review, Enviornment, Development and Sustainability, V23, P 14324-14378

## 3.2 Catalytic Pyrolysis Wood
Technology |  | Fast catalytic pyrolysis (25 MW) - wood feedstock
year |  | 2025 | 2030 | 2035 | 2040 | 2050 | 2025 | 2025 | 2050 | 2050 | Note | Ref
est |  | ctrl | ctrl | ctrl | ctrl | ctrl | Lower | Upper | Lower | Upper | - | -
cat | par
Energy/technical data
| Typical total plant size [MW Input biomass] | 10 | 25 | 25 | 25 | 100 | 10 | 20 | 25 | 100 | A | [1]
| Typical total plant size [MW input] | 12 | 27.75 | 27.75 | 27.75 | 110 | 12 | 22.5 | 27.75 | 110 | A | [1]
Input
| Feedstock Consumption [MWh/MWh Total Input] | 93% | 93% | 93% | 93% | 93% | 93% | 93% | 93% | 93%
Electricity Consumption [MWh/MWh Total Input] | bar: ctrl to Upper
Output
| Catalytic Pyrolysis Oil output [MWh/MWh Total Input] | 40% | 40% | 40% | 40% | 40% | 40% | 40% | 40% | 40% | I | [1,2]
| Energy (steam, heat, electricity) [MWh/MWh Total Input] | 53% | 53% | 53% | 53% | 53% | 53% | 53% | 53% | 53% | D | [1]
| Flue gas losses [MWh/MWh Total Input] | 7% | 7% | 7% | 7% | 7% | 7% | 7% | 7% | 7% |  | [1]
| Forced outage [%] | -: [3]
| Planned outage [weeks per year] | -: G; -: [3]
| Technical lifetime [years] | 25 | 25 | 25 | 25 | 25 | 25 | 25 | 25 | 25
| Construction time [years] | 2 | 2 | 2 | 2 | 2 | 1 | 2 | 1 | 2
Financial data
| Specific investment [M€/MW output from pyrolysis process] | 1.6 | 1.6 | 1.44 | 1.36 | 1.224 | 1.36 | 1.84 | 1.0404 | 1.4076 | E, F, H
| - equipment [%] | 85% | 85% | 85% | 85% | 85% | 85% | 85% | 85% | 85%
| - installation [%] | 15% | 15% | 15% | 15% | 15% | 15% | 15% | 15% | 15%
| Fixed and variable O&M [M€/MW output from pyrolysis process/year] | 0.192 | 0.192 | 0.1728 | 0.1632 | 0.14688 | 0.1632 | 0.2208 | 0.12485 | 0.16891 | B | [3]
Start up [M€/MW output from pyrolysis process per start up]
Technology-specific data
| Catalytic pyrolysis oil HHV [MJ/kg] | 35 | 35 | 35 | 35 | 35 | 35 | 35 | 35 | 35 |  | [1, 4]
| Biochar Output [Carbon balance] | 34% | 34% | 34% | 34% | 34% | 32% | 34% | 32% | 34% | C | [1]
| Pyrolysis oil Output [Carbon balance] | 32% | 32% | 32% | 32% | 32% | 20% | 36% | 20% | 36% | D | [1,4]
| Pyrolysis gas/heat Output [carbon balance] | 34% | 34% | 34% | 34% | 34% | 30% | 34% | 30% | 34% |  | [1,4]
Notes:
A. | The Technology Readiness Level (TRL) is estimated to be around 7. The technology is ready for the construction of plants in the 10–20 MW range, with expectations to scale up to 100 MW in the future
B. | Based on ex-situ catalysts or two-stage pyrolysis systems
C. | Char and gas is converted to heat
D. | The energy stems from the gas and coal output
E. | Based on input from developers operating commercial fast pyrolysis plants who are working on catalytic process development, there is greater data uncertainty associated with fast catalytic pyrolysis since there are no commercial plants
F. | From 2030 to 2040, a 15% price reduction is anticipated, driven by technological improvements, increased deployment, and learning effects across the value chain. After 2040, the pace of cost reduction is expected to slow down, with a further 10% decrease projected by 2050
G. | Compared to non-catalytic fast pyrolysis, catalytic pyrolysis is expected to involve higher downtime, primarily due to the need for catalyst replacement. This issue is particularly pronounced in in-situ catalytic pyrolysis systems
H. | The upper and lower estimates for 2050 have been calculated based on an uncertainty margin of 15%.
I. | The catalytic pyrolysis oil consists of: 90% biocrude, which can be further upgraded and refined into biofuels, including drop-in marine fuels and SAF. And 10% bio-aromatics, which can be used as chemical feedstocks.
References:
[1] | Autio, J.,2025, Evolution of catalytic pyrolysis for advanced biofuels, Valmet, presentation at Lignofuels 2025
[2] | Schaidle, J. et al., 2021. Catalytic Fast Pyrolysis for Chemicals: Cooperative Research and Development Final Report. NREL
[3] | Wright, Mark M.; Satrio, Justinus A.; Brown, Robert C.; Daugaard, Daren E.; Hsu, David D., 2010. Techno-Economic Analysis of Biomass Fast Pyrolysis to Transportation Fuels. National Renewable Energy Laboratory, Technical Report NREL/TP-6A20-46586.
[4] | Yung, M., Mukarakate, C., et al. 2023, Advancement and challenges in the production of low-carbon fules via catalytic fast pyrolysis og biomass through refinery integration an co-product generation, Royal society of chemistry

## 3.3 Slow Pyrolysis Large Garden
Technology |  | Large scale slow pyrolysis (20 MW) - Garden waste feedstock
year |  | 2025 | 2030 | 2035 | 2040 | 2050 | 2025 | 2025 | 2050 | 2050 | Note | Ref
est |  | ctrl | ctrl | ctrl | ctrl | ctrl | Lower | Upper | Lower | Upper | - | -
cat | par
Energy/technical data
| Typical total plant size [MW input biomass] | 18.19 | 18.19 | 18.19 | 18.19 | 18.19 | 18.19 | 18.19 | 18.19 | 18.19 | A, B | [7]
| Typical total plant size [MW input] | 21.04 | 21.04 | 21.04 | 21.04 | 21.04 | 21.04 | 21.04 | 21.04 | 21.04 | A, B
Input
| Feedstock Consumption [MWh/MWh Total Input] | 86.45% | 86.45% | 86.45% | 86.45% | 86.45% | 86.45% | 86.45% | 86.45% | 86.45% | F, J | [1,4]
| Electricity Consumption [MWh/MWh Total Input] | 4.04% | 4.04% | 4.04% | 4.04% | 4.04% | 4.04% | 4.04% | 4.04% | 4.04% | F, J | [1,4]
| Heat Consumption [MWh/MWh Total Input] | 10% | 10% | 10% | 10% | 10% | 10% | 10% | 10% | 10% | J
Output
| Biochar Output [MWh/MWh Total Input] | 46% | 46% | 46% | 46% | 46% | 46% | 46% | 46% | 46% | F, J
| Heat Output [MWh/MWh Total Input] | 41% | 41% | 41% | 41% | 41% | 41% | 41% | 41% | 41% | F, J, K
| Steam Output [MWh/MWh Total Input] | 0.9% | 0.9% | 0.9% | 0.9% | 0.9% | 0.9% | 0.9% | 0.9% | 0.9% | I, J
| Heat Losses [MWh/MWh Total Input] | 12% | 12% | 12% | 12% | 12% | 12% | 12% | 12% | 12% | J
| Forced outage [%] | 3% | 3% | 3% | 3% | 3% | 2% | 4% | 2% | 4% | H
| Planned outage [weeks per year] | 2 | 1 | 1 | 1 | 1 | 1 | 2 | 1 | 2
| Technical lifetime [years] | 20 | 20 | 20 | 20 | 20 | 20 | 25 | 20 | 25 |  | [2]
| Construction time [years] | 1.5 | 1.5 | 1.5 | 1.5 | 1.5 | 1.5 | 2 | 1.5 | 2
Financial data
| Specific investment [M€/MW output from pyrolysis process] | 1.8 | 1.8 | 1.548 | 1.4396 | 1.2957 | 1.8 | 1.8 | 1.62 | 1.17 | E, C, D | [2,3]
| - equipment [%] | 85% | 85% | 85% | 85% | 85% | 85% | 85% | 85% | 85%
| - installation [%] | 15% | 15% | 15% | 15% | 15% | 15% | 15% | 15% | 15%
| Fixed and variable O&M [M€/MW output from pyrolysis process/year] | 0.225 | 0.225 | 0.1935 | 0.17996 | 0.16196 | 0.225 | 0.225 | 0.2025 | 0.14625 | E
Start up [M€/MW output from pyrolysis process per start up] | bar: -
Technology-specific data
| Specific energy content [GJ/ton biochar from garden waste feedstock] | 22.5 | 22.5 | 22.5 | 22.5 | 22.5 | 20 | 25 | 20 | 25 |  | [5]
| Specific bulk density of biochar [ton/m3] | 0.5 | 0.5 | 0.5 | 0.5 | 0.5 | 0.15 | 0.5 | 0.15 | 0.5 |  | [6]
| Additional Heat Output Condensate [MW] | 3.5 | 3.5 | 3.5 | 3.5 | 3.5 | 3.5 | 3.5 | 3.5 | 3.5 | I
| Reciculated Heat [MW] | 1.65 | 1.65 | 1.65 | 1.65 | 1.65 | 1.65 | 1.65 | 1.65 | 1.65
| Alternative Configuation - Additional Input Heat [MW input] | 1.7 | 1.7 | 1.7 | 1.7 | 1.7 | 1.7 | 1.7 | 1.7 | 1.7 | K
| Alternative Configuation - Total plant size [MW input] | 22.74 | 22.74 | 22.74 | 22.74 | 22.74 | 22.74 | 22.74 | 22.74 | 22.74 | K
| Alternative Configuation - Pyrolysis Gas Output [MWh/MWh Alternative Total Input] | 49.25% | 49.25% | 49.25% | 49.25% | 49.25% | 49.25% | 49.25% | 49.25% | 49.25% | K
| Alternative Configuation - Biochar Output [MWh/MWh Alternative Total Input] | 42.22% | 42.22% | 42.22% | 42.22% | 42.22% | 42.22% | 42.22% | 42.22% | 42.22% | K
| Alternative Configuation - Steam Output [MWh/MWh Alternative Total Input] | 1.011% | 1.011% | 1.011% | 1.011% | 1.011% | 1.011% | 1.011% | 1.011% | 1.011% | K
| Alternative Configuation - Heat Losses [MWh/MWh Alternative Total Input] | 7.52% | 7.52% | 7.52% | 7.52% | 7.52% | 7.52% | 7.52% | 7.52% | 7.52% | K
Notes:
A. | Currently, there are no large-scale commercial pyrolysis plants based on garden waste as feedstock.
B. | The data sheet is largely based on information from Stiesdal, which operates plants using digestate and primarily focuses on straw and digestate rather than garden waste.
C. | Learning curve effect based on input from Stiesdal, with the following presumption: If 10 plants are established within five years, this would correspond to a CAPEX index of 86 relative to the baseline (index 100).
D. | If the learning rate is halved over the next five years, building same number of plants, an additional 7% reduction in CAPEX can be expected
E. | Calculated based on the Danish Environmental Protection Agency's investment cost per ton of treated garden waste.
F. | Refer to the energy balance presented in the qualitative chapter.
G. | Included in O&M
H. | Estimated to be approx. 3%, based on similar technologies.
I. | To ensure consistency across all Sankey diagrams in this catalogue, energy flows are based on the Lower Heating Value (LHV) of the input biomass. However, during the drying process in the pyrolysis plant with digestate input, the water content in the feedstock is converted into steam. This steam can be condensed in a condenser, resulting in a recoverable heat flow. In the case of a 20 MW garden waste processing plant, this condensation potential corresponds to an additional heat output of approximately 3.5 MW, thereby using the steam output listed above.
J. | Refer to the energy balance presented in the qualitative chapter.
K | In the displayed configuration, the pyrolysis gas is fed into a boiler where it produces: the noted Heat Output, the above-described Recirculated Heat, and a portion of the noted Heat Losses. In an alternative configuration without a boiler, the pyrolysis gas is an output. In this alternative configuration, there is no Heat Output, the Heat Losses are reduced by roughly 50%, and the pyrolysis unit would require additional Input Heat to replace the Recirculated Heat.
References:
[1] | Fambria, G., Lombardi, G., et al. 2024. Energy Assessment of a slow pyrolysis plant for Biochar and heat cogeneration
[2] | Miljøstyrelsen. 2023. Reduktion af klimagasser fra behandling af haveaffald - Del 3: alternative teknologier til behandling af haveaffald. Miljøprojekt nr 2233. Miljøministeriet
[3] | IEA Bioenergy task 39. 2020. Advanced Biofuels potential for cost reductions. IEA Bioenergy
[4] | Kabir, M. J., Chowdhury, A. A., Rasul, M. G., 2015. Pyrolysis of Municipal Green Waste: A modelling simulation and experimental analysis
[5] | Kumar, R. 2024. A review of biochar production from waste biomass. The Pharme Innovation
[6] | Persist. N.d. Biochar Technical Data Sheet
[7] | IEA Bioenergy, 2025, Country reports 2024, IEA Bioenergy: task 34

## 3.3 Slow Pyrolysis Large Straw
Technology |  | Large scale slow pyrolysis (20 MW) - Straw feedstock
year |  | 2025 | 2030 | 2035 | 2040 | 2050 | 2025 | 2025 | 2050 | 2050 | Note | Ref
est |  | ctrl | ctrl | ctrl | ctrl | ctrl | Lower | Upper | Lower | Upper | - | -
cat | par
Energy/technical data
| Typical total plant size [MW input biomass] | 20 | 20 | 20 | 20 | 20 | 20 | 20 | 20 | 20 | A, I | [6, 7]
| Typical total plant size [MW input] | 20.85 | 20.85 | 20.85 | 20.85 | 20.85 | 20.85 | 20.85 | 20.85 | 20.85
Input
| Feedstock Consumption [MWh/MWh Total Input] | 95.92% | 95.92% | 95.92% | 95.92% | 95.92% | 95.92% | 95.92% | 95.92% | 95.92% | B | [1]
| Electricity Consumption [MWh/MWh Total Input] | 4.077% | 4.077% | 4.077% | 4.077% | 4.077% | 4.077% | 4.077% | 4.077% | 4.077% | B | [1]
Output
| Biochar Output [MWh/MWh Total Input] | 45.08% | 45.08% | 45.08% | 45.08% | 45.08% | 45.08% | 45.08% | 45.08% | 45.08% | A, B | [1]
| Pyrolysis Oil Output [MWh/MWh Total Input] | 19.18% | 19.18% | 19.18% | 19.18% | 19.18% | 19.18% | 19.18% | 19.18% | 19.18% | A, B | [1]
| Heat Output [MWh/MWh Total Input] | 23.98% | 23.98% | 23.98% | 23.98% | 23.98% | 23.98% | 23.98% | 23.98% | 23.98% | A, B, J | [1]
| Heat losses [MWh/MWh total input] | 11.75% | 11.75% | 11.75% | 11.75% | 11.75% | 11.75% | 11.75% | 11.75% | 11.75% |  | [1]
| Forced outage [%] | 3% | 3% | 3% | 3% | 3% | 2% | 4% | 2% | 4% | G
| Planned outage [weeks per year] | 2 | 1 | 1 | 1 | 1 | 1 | 2 | 1 | 2
| Technical lifetime [years] | 20 | 20 | 20 | 20 | 20 | 20 | 25 | 20 | 25
| Construction time [years] | 1.5 | 1.5 | 1.5 | 1.5 | 1.5 | 1.5 | 2 | 1.5 | 2 | A
Financial data
| Specific investment [M€/MW output from pyrolysis process] | 1 | 1 | 0.86 | 0.7998 | 0.71982 | 1 | 1 | 0.9 | 0.65 | C,D | [1,2]
| - equipment [%] | 85% | 85% | 85% | 85% | 85% | 85% | 85% | 85% | 85%
| - installation [%] | 15% | 15% | 15% | 15% | 15% | 15% | 15% | 15% | 15%
| Fixed and variabel O&M [M€/MW output from pyrolysis process/year] | 0.125 | 0.125 | 0.1125 | 0.10625 | 0.1 | 0.11875 | 0.1375 | 0.1125 | 0.1 | F | [2]
Start up [M€/MW output from pyrolysis process per start up] | bar: -
Technology-specific data
| Recirculated heat [MW] | 1.7 | 1.7 | 1.7 | 1.7 | 1.7 | 1.7 | 1.7 | 1.7 | 1.7 | H | [1]
| Specific energy content LHV [GJ/ton biochar from straw] | 25 | 25 | 25 | 25 | 25 | 23 | 27 | 23 | 27 |  | [3, 5,8]
| Specific bulk density of biochar [ton/m3] | 0.5 | 0.5 | 0.5 | 0.5 | 0.5 | 0.15 | 0.5 | 0.15 | 0.5 |  | [4]
| Specific energy content LHV [GJ/ton pyrlolysis oil from straw] | 32.8 | 32.8 | 32.8 | 32.8 | 32.8 | 32.8 | 32.8 | 32.8 | 32.8 |  | [9]
| Specific density of pyrolysis oil [ton/m3] | 1.1 | 1.1 | 1.1 | 1.1 | 1.1 | 1.1 | 1.1 | 1.1 | 1.1 |  | [10]
| Alternative Configuation - Additional Input Heat [MW input] | 1.7 | 1.7 | 1.7 | 1.7 | 1.7 | 1.7 | 1.7 | 1.7 | 1.7 | J
| Alternative Configuation - Total plant size [MW input] | 22.55 | 22.55 | 22.55 | 22.55 | 22.55 | 22.55 | 22.55 | 22.55 | 22.55 | J
| Alternative Configuation - Pyrolysis Gas Output [MWh/MWh Alternative Total Input] | 31.04% | 31.04% | 31.04% | 31.04% | 31.04% | 31.04% | 31.04% | 31.04% | 31.04% | J
| Alternative Configuation - Biochar Output [MWh/MWh Alternative Total Input] | 41.69% | 41.69% | 41.69% | 41.69% | 41.69% | 41.69% | 41.69% | 41.69% | 41.69% | J
| Alternative Configuation - Pyrolysis oil Output [MWh/MWh Alternative Total Input] | 17.74% | 17.74% | 17.74% | 17.74% | 17.74% | 17.74% | 17.74% | 17.74% | 17.74% | J
| Alternative Configuation - Heat Losses [MWh/MWh Alternative Total Input] | 9.534% | 9.534% | 9.534% | 9.534% | 9.534% | 9.534% | 9.534% | 9.534% | 9.534% | J
Notes:
A. | Based on data provided by Stiesdal
B. | Refer to the energy balance presented in the qualitative chapter.
C. | Learning curve effect based on input from Stiesdal, with the following presumption: If 10 plants are established within five years, this would correspond to a CAPEX index of 86 relative to the baseline (index 100).
D. | If the learning rate is halved over the next five years, building same number of plants, an additional 7% reduction in CAPEX can be expected
E. | Included in O&M
F. | Based of IEA Bioenergy task's Estimates for cost reductions (10-20% on medium long term, here translated to 10% by 2035, 15% by 2040 and 20% by 2050)
G. | Estimated to be approx. 3%, based on similar technologies.
H. | Heat reciculated from boiler to pyrolysis
I. | Based on LHV. However the biomass enters the reactor with approx 10 wt% moisture
J. | In the displayed configuration, the pyrolysis gas is fed into a boiler where it produces: the noted Heat Output, the above-described Recirculated Heat, and a portion of the noted Heat Losses. In an alternative configuration without a boiler, the pyrolysis gas is an output. In this alternative configuration, there is no Heat Output, the Heat Losses are reduced by roughly 50%, and the pyrolysis unit would require additional Input Heat to replace the Recirculated Heat.
References:
[1] | Stiesdal, 2025 [interview]
[2] | IEA Bioenergy task 39. 2020. Advanced Biofuels potential for cost reductions. IEA Bioenergy
[3] | Vilas-Boas, A. C. M, Tarelho, L. A. C., Et al. 2023. Valorisation of residual biomass by pyrolysis: influence of process conditions on products. Sustainable Energy & Fuels
[4] | Persist. N.d. Biochar Technical Data Sheet
[5] | Stiesdal, 2024, White paper SkyClean Biochar
[6] | Skyclean-scale-up. Nd., Project activites - innvoationsprojektet
[7] | IEA Bioenergy, 2025, Country reports 2024, IEA Bioenergy: task 34
[8] | Monika Mierzwa-Hesztek et. al. 2019 Assessment of energy parameters of biomass and biochars, leachability of heavy metals and phytotxicity of their ashes, Journal of Material Cycles and Waste Management (2019) 21:786-800
[9] | Ea Energianalyse, SkyClean report, December 2020
[10] | Rathore et al. 2020, Experimental investigation on the production of bio-oil from straw at pilot scale, Environmental Engineering Research 2022; 27(1) 200592

## 3.3 Slow Pyrolysis Large Digest
Technology |  | Large scale slow pyrolysis (20 MW) - Digestate feedstock
year |  | 2025 | 2030 | 2035 | 2040 | 2050 | 2025 | 2025 | 2050 | 2050 | Note | Ref
est |  | ctrl | ctrl | ctrl | ctrl | ctrl | Lower | Upper | Lower | Upper | - | -
cat | par
Energy/technical data
| Typical total plant size [MW Input biomass] | 16.42 | 16.42 | 16.42 | 16.42 | 16.42 | 16.42 | 16.42 | 16.42 | 16.42 | A, K | [6, 7]
| Typical total plant size [MW input] | 21.08 | 21.08 | 21.08 | 21.08 | 21.08 | 21.08 | 21.08 | 21.08 | 21.08 | A
Input
| Feedstock Consumption [MWh/MWh Total Input] | 77.89% | 77.89% | 77.89% | 77.89% | 77.89% | 77.89% | 77.89% | 77.89% | 77.89% | B | [1]
| Electricity Consumption [MWh/MWh Total Input] | 4.032% | 3.558% | 3.558% | 3.558% | 3.558% | 3.558% | 3.558% | 3.558% | 3.558% | B | [1]
| Heat Consumption [MWh/MWh Total input] | 18.07% | 18.07% | 18.07% | 18.07% | 18.07% | 18.07% | 18.07% | 18.07% | 18.07% | I | [1]
Output
| Biochar Output [MWh/MWh Total Input] | 48.1% | 48.1% | 48.1% | 48.1% | 48.1% | 48.1% | 48.1% | 48.1% | 48.1% | A, B | [1]
| Heat Output [MWh/MWh Total Input] | 38.9% | 38.9% | 38.9% | 38.9% | 38.9% | 38.9% | 38.9% | 38.9% | 38.9% | A, B, I, M | [1]
| Heat losses [MWh/MWh total input] | 11.91% | 11.91% | 11.91% | 11.91% | 11.91% | 11.91% | 11.91% | 11.91% | 11.91% | A, B | [1]
| Steam output [MWh/MWh total input] | 1.091% | 1.091% | 1.091% | 1.091% | 1.091% | 1.091% | 1.091% | 1.091% | 1.091% | H | [1]
| Forced outage [%] | 3% | 3% | 3% | 3% | 3% | 2% | 4% | 2% | 4% | G
| Planned outage [weeks per year] | 2 | 1 | 1 | 1 | 1 | 1 | 2 | 1 | 2
| Technical lifetime [years] | 20 | 20 | 20 | 20 | 20 | 20 | 25 | 20 | 25
| Construction time [years] | 1.5 | 1.5 | 1.5 | 1.5 | 1.5 | 1.5 | 2 | 1.5 | 2
Financial data
| Specific investment [M€/MW output from pyrolysis process] | 1.5 | 1.5 | 1.29 | 1.1997 | 1.0797 | 1.2 | 1.6 | 1 | 1.2 | C, D, J | [1,2]
| - equipment [%] | 85% | 85% | 85% | 85% | 85% | 85% | 85% | 85% | 85%
| - installation [%] | 15% | 15% | 15% | 15% | 15% | 15% | 15% | 15% | 15%
| Fixed and variable O&M [M€/MW output from pyrolysis process/year] | 0.1875 | 0.1875 | 0.16875 | 0.15937 | 0.15 | 0.17812 | 0.20625 | 0.16875 | 0.15 | F | [2]
Start up [M€/MW output from pyrolysis process per start up] | bar: -
Technology-specific data
| Additional Heat Output Condensate [MW] | 3.5 | 3.5 | 3.5 | 3.5 | 3.5 | 3.5 | 3.5 | 3.5 | 3.5 | H
| Reciculated Heat [MW] | 1.65 | 1.65 | 1.65 | 1.65 | 1.65 | 1.65 | 1.65 | 1.65 | 1.65 | I
| Specific energy content LHV [GJ/ton biochar from digestate] | 22 | 22 | 22 | 22 | 22 | 22 | 22 | 22 | 22 | L | [3,5]
| Specific bulk density of biochar [ton/m3] | 0.5 | 0.5 | 0.5 | 0.5 | 0.5 | 0.15 | 0.5 | 0.15 | 0.5 |  | [4]
| Alternative Configuation - Additional Input Heat [MW input] | 1.7 | 1.7 | 1.7 | 1.7 | 1.7 | 1.7 | 1.7 | 1.7 | 1.7 | M
| Alternative Configuation - Total plant size [MW input] | 22.78 | 22.78 | 22.78 | 22.78 | 22.78 | 22.78 | 22.78 | 22.78 | 22.78 | M
| Alternative Configuation - Pyrolysis Gas Output [MWh/MWh Alternative Total Input] | 46.97% | 46.97% | 46.97% | 46.97% | 46.97% | 46.97% | 46.97% | 46.97% | 46.97% | M
| Alternative Configuation - Biochar Output [MWh/MWh Alternative Total Input] | 44.34% | 44.34% | 44.34% | 44.34% | 44.34% | 44.34% | 44.34% | 44.34% | 44.34% | M
| Alternative Configuation - Steam Output [MWh/MWh Alternative Total Input] | 1.01% | 1.01% | 1.01% | 1.01% | 1.01% | 1.01% | 1.01% | 1.01% | 1.01% | M
| Alternative Configuation - Heat Losses [MWh/MWh Alternative Total Input] | 7.682% | 7.682% | 7.682% | 7.682% | 7.682% | 7.682% | 7.682% | 7.682% | 7.682% | M
Notes:
A. | Based on data provided by Stiesdal
B. | Refer to the energy balance presented in the qualitative chapter.
C. | Learning curve effect based on input from Stiesdal, with the following presumption: If 10 plants are established within five years, this would correspond to a CAPEX index of 86 relative to the baseline (index 100)
D. | If the learning rate is halved over the next five years, building same number of plants, an additional 7% reduction in CAPEX can be expected
E. | Included in O&M
F. | Based of IEA Bioenergy task's Estimates for cost reductions (10-20% on medium long term, here translated to 10% by 2035, 15% by 2040 and 20% by 2050)
G. | Estimated to be approx. 3%, based on similar technologies.
H. | To ensure consistency across all Sankey diagrams in this catalogue, energy flows are based on the Lower Heating Value (LHV) of the input biomass. However, during the drying process in the pyrolysis plant with digestate input, the water content in the feedstock is converted into steam. This steam can be condensed in a condenser, resulting in a recoverable heat flow. In the case of a 20 MW digestate processing plant, this condensation potential corresponds to an additional heat output of approximately 3.5 MW, thereby using the steam output listed above.
I. | The heat demand for the drying process can be recovered by using the heat/steam produced in the boiler (from combustion of pyrolysis gas).
J. | Includes condenser as described in note H
K. | Corresponding to 20 MW on a dry basis (the 16.4 MW is the LHV)
L. | This depends on the pyrolysis conditions, but also on the digestate fed to the pyrolysis reactor, which can be very different from plant to plant.
M. | In the displayed configuration, the pyrolysis gas is fed into a boiler where it produces: the noted Heat Output, the above-described Recirculated Heat, and a portion of the noted Heat Losses. In an alternative configuration without a boiler, the pyrolysis gas is an output. In this alternative configuration, there is no Heat Output, the Heat Losses are reduced by roughly 50%, and the pyrolysis unit would require additional Input Heat to replace the Recirculated Heat.
References:
[1] | Stiesdal, 2025 [interview]
[2] | IEA Bioenergy task 39. 2020. Advanced Biofuels potential for cost reductions. IEA Bioenergy
[3] | Vilas-Boas, A. C. M, Tarelho, L. A. C., Et al. 2023. Valorisation of residual biomass by pyrolysis: influence of process conditions on products. Sustainable Energy & Fuels
[4] | Persist. N.d. Biochar Technical Data Sheet
[5] | Stiesdal, 2024, White paper SkyClean Biochar
[6] | Skyclean-scale-up. Nd., Project activites - innvoationsprojektet
[7] | IEA Bioenergy, 2025, Country reports 2024, IEA Bioenergy: task 34

## 3.3 Slow Pyrolysis Small Straw
Technology |  | Small scale slow pyrolysis (1 MW) - Straw feedstock
year |  | 2025 | 2030 | 2035 | 2040 | 2050 | 2025 | 2025 | 2050 | 2050 | Note | Ref
est |  | ctrl | ctrl | ctrl | ctrl | ctrl | Lower | Upper | Lower | Upper | - | -
cat | par
Energy/technical data
| Typical total plant size [MW Input biomass] | 1 | 1 | 1 | 1 | 1 | 0.5 | 1.5 | 0.5 | 1.5 | A | [1, 3, 6]
| Typical total plant size [MW input] | 1.023 | 1.023 | 1.023 | 1.023 | 1.023 | 0.5115 | 1.5345 | 0.5115 | 1.5345 | E
Input
| Feedstock Consumption [MWh/MWh Total Input] | 97.75% | 97.75% | 97.75% | 97.75% | 97.75% | 97.75% | 97.75% | 97.75% | 97.75% | E
| Electricity Consumption [MWh/MWh Total Input] | 2.248% | 2.248% | 2.248% | 2.248% | 2.248% | 2.248% | 2.248% | 2.248% | 2.248% | E
Output
| Biochar Output [MWh/MWh Total Input] | 43.99% | 44% | 44% | 44% | 44% | 44% | 44% | 44% | 44% | B, E | [6]
| Heat Output [MWh/MWh Total Input] | 38.03% | 38% | 38% | 38% | 38% | 38% | 38% | 38% | 38% | B, E, H | [6]
| Heat Losses [MWh/MWh total input] | 18% | 18% | 18% | 18% | 18% | 18% | 18% | 18% | 18% | B, E | [6]
| Forced outage [%] | 2% | 2% | 2% | 2% | 2% | 2% | 3% | 2% | 3% | G
| Planned outage [weeks per year] | 1 | 1 | 1 | 1 | 1 | 1 | 2 | 1 | 2
| Technical lifetime [years] | 15 | 15 | 15 | 15 | 15 | 15 | 20 | 15 | 20 | E, F
| Construction time [years] | 1.5 | 1.5 | 1.5 | 1.5 | 1.5 | 1.5 | 2 | 1.5 | 2
Financial data
| Specific investment [M€/MW output from pyrolysis process] | 1.8 | 1.755 | 1.62 | 1.53 | 1.53 | 1.7 | 1.9 | 1.62 | 1.44 | C, E | [1,3,2]
| - equipment [%] | 85% | 85% | 85% | 85% | 85% | 85% | 85% | 85% | 85%
| - installation [%] | 15% | 15% | 15% | 15% | 15% | 115% | 215% | 315% | 415%
| Fixed and variable O&M [M€/MW output from pyrolysis process/year] | 0.09 | 0.08775 | 0.081 | 0.0765 | 0.0765 | 0.08 | 0.1 | 0.081 | 0.072 | C, E | [1,2]
Start up [M€/MW output from pyrolysis process per start up] | bar: -
Technology-specific data
| Specific energy content [GJ/ton biochar from straw] | 25 | 25 | 25 | 25 | 25 | 23 | 27 | 23 | 27 |  | [5]
| Specific bulk density of biochar [ton/m3] | 0.5 | 0.5 | 0.5 | 0.5 | 0.5 | 0.15 | 0.5 | 0.15 | 0.5 |  | [4,5]
| Alternative Configuation - Additional Input Heat [MW input] | 0.124 | 0.124 | 0.124 | 0.124 | 0.124 | 0.062 | 0.186 | 0.062 | 0.186 | H
| Alternative Configuation - Total plant size [MW input] | 1.147 | 1.147 | 1.147 | 1.147 | 1.147 | 0.5735 | 1.7205 | 0.5735 | 1.7205 | H
| Alternative Configuation - Pyrolysis Gas Output [MWh/MWh Alternative Total Input] | 52.75% | 52.75% | 52.75% | 52.75% | 52.75% | 52.75% | 52.75% | 52.75% | 52.75% | H
| Alternative Configuation - Biochar Output [MWh/MWh Alternative Total Input] | 39.23% | 39.23% | 39.23% | 39.23% | 39.23% | 39.23% | 39.23% | 39.23% | 39.23% | H
| Alternative Configuation - Heat Losses [MWh/MWh Alternative Total Input] | 8.021% | 8.021% | 8.021% | 8.021% | 8.021% | 8.021% | 8.021% | 8.021% | 8.021% | H
Notes:
A. | Most small pyrolysis plants vary between 500 kW and 1,5 MW
B. | Current small-scale slow pyrolysis plants are designed to produce only biochar and heat, without direct syngas utilization or liquid extraction.
C. | Based of IEA Bioenergy task's Estimates for cost reductions (10-20% on medium long term, here translated to 10% by 2035, 15% by 2040 and 20% by 2050)
D. | Included in operating cost
E. | Based on data provided by Pyreg GmbH and Biomacron.
F. | The upper is considered 20 years, as some small scale pyrolysis plants has a lifetime of 20 year (e.g., Aquagreen)
G. | Estimated to be approx. 2-3%, based on similar technologies.
H. | In the displayed configuration, the pyrolysis gas is fed into a boiler where it produces: the noted Heat Output, the above-described Recirculated Heat, and a portion of the noted Heat Losses. In an alternative configuration without a boiler, the pyrolysis gas is an output. In this alternative configuration, there is no Heat Output, the Heat Losses are reduced by roughly 50%, and the pyrolysis unit would require additional Input Heat to replace the Recirculated Heat.
References:
[1] | Pyreg. 2025, [shared cost data]
[2] | IEA Bioenergy task 39. 2020. Advanced Biofuels potential for cost reductions. IEA Bioenergy
[3] | Biomacron. 2025, [shared cost data]
[4] | Persist. N.d. Biochar Technical Data Sheet
[5] | European Biochar Certificate (EBC) guidelines
[6] | Pyreg. N.d. Our Technology. https://pyreg.com/our-technology/

## 3.3 Slow Pyrolysis Small Digest
Technology |  | Small scale slow pyrolysis (1 MW) - Digestate feedstock
year |  | 2025 | 2030 | 2035 | 2040 | 2050 | 2025 | 2025 | 2050 | 2050 | Note | Ref
est |  | ctrl | ctrl | ctrl | ctrl | ctrl | Lower | Upper | Lower | Upper | - | -
cat | par
Energy/technical data
| Typical total plant size [MW Input biomass] | 1 | 1 | 1 | 1 | 1 | 0.5 | 1.5 | 0.5 | 1.5 | A | [1, 3, 6]
| Typical total plant size [MW input] | 1.023 | 1.023 | 1.023 | 1.023 | 1.023 | 0.5115 | 1.5345 | 0.5115 | 1.5345 | E
Input
| Feedstock Consumption [MWh/MWh Total Input] | 97.75% | 97.75% | 97.75% | 97.75% | 97.75% | 97.75% | 97.75% | 97.75% | 97.75% | E
| Electricity Consumption [MWh/MWh Total Input] | 2.248% | 2.248% | 2.248% | 2.248% | 2.248% | 2.248% | 2.248% | 2.248% | 2.248% | E
Output
| Biochar Output [MWh/MWh Total Input] | 35% | 35% | 35% | 35% | 35% | 35% | 35% | 35% | 35% | B, E | [6]
| Heat Output [MWh/MWh Total Input] | 47.02% | 47.02% | 47.02% | 47.02% | 47.02% | 47.02% | 47.02% | 47.02% | 47.02% | B, E, I | [6]
| Heat Losses [MWh/MWh total input] | 17.99% | 17.99% | 17.99% | 17.99% | 17.99% | 17.99% | 17.99% | 17.99% | 17.99% | B, E
| Forced outage [%] | 2% | 2% | 2% | 2% | 2% | 2% | 3% | 2% | 3% | H
| Planned outage [weeks per year] | 1 | 1 | 1 | 1 | 1 | 1 | 2 | 1 | 2
| Technical lifetime [years] | 15 | 15 | 15 | 15 | 15 | 15 | 20 | 15 | 20 | E, G
| Construction time [years] | 1 | 1 | 1 | 1 | 1 | 0.5 | 1 | 0.5 | 1
Financial data
| Specific investment [M€/MW output from pyrolysis process] | 2.3 | 2.2425 | 2.07 | 1.955 | 1.955 | 2.1 | 2.4 | 1.84 | 2.07 | C, E, F | [1,3,2]
| - equipment [%] | 85% | 85% | 85% | 85% | 85% | 85% | 85% | 85% | 85%
| - installation [%] | 15% | 15% | 15% | 15% | 15% | 15% | 15% | 15% | 15%
| Fixed and variable O&M [M€/MW output from pyrolysis process/year] | 0.115 | 0.11212 | 0.1035 | 0.09775 | 0.09775 | 0.08 | 0.1 | 0.1035 | 0.092 | C, E | [1,2]
Start up [M€/MW output from pyrolysis process per start up] | bar: -
Technology-specific data
| Specific energy content [GJ/ton biochar from digestate] | 27 | 27 | 27 | 27 | 27 | 27 | 27 | 27 | 27 |  | [5]
| Specific bulk density of biochar [ton/m3] | 0.5 | 0.5 | 0.5 | 0.5 | 0.5 | 0.15 | 0.5 | 0.15 | 0.5 |  | [4,5]
| Alternative Configuation - Additional Input Heat [MW input] | 0.124 | 0.124 | 0.124 | 0.124 | 0.124 | 0.062 | 0.186 | 0.062 | 0.186 | I
| Alternative Configuation - Total plant size [MW input] | 1.147 | 1.147 | 1.147 | 1.147 | 1.147 | 0.5735 | 1.7205 | 0.5735 | 1.7205 | I
| Alternative Configuation - Pyrolysis Gas Output [MWh/MWh Alternative Total Input] | 60.77% | 60.77% | 60.77% | 60.77% | 60.77% | 60.77% | 60.77% | 60.77% | 60.77% | I
| Alternative Configuation - Biochar Output [MWh/MWh Alternative Total Input] | 31.21% | 31.21% | 31.21% | 31.21% | 31.21% | 31.21% | 31.21% | 31.21% | 31.21% | I
| Alternative Configuation - Heat Losses [MWh/MWh Alternative Total Input] | 8.021% | 8.021% | 8.021% | 8.021% | 8.021% | 8.021% | 8.021% | 8.021% | 8.021% | I
Notes:
A. | Most small pyrolysis plants vary between 500 kW and 1,5 MW
B. | Current small-scale slow pyrolysis plants are designed to produce only biochar and heat, without direct syngas utilization or liquid extraction.
C. | Based of IEA Bioenergy task's Estimates for cost reductions (10-20% on medium long term, here translated to 10% by 2035, 15% by 2040 and 20% by 2050)
D. | Included in operating cost
E. | Based on data provided by Pyreg GmbH and Biomacron.
F. | As the cost data from Pyreg GmbH and Biomacron do not include drying, and the feedstock is assumed to have a moisture content of 20%, an additional cost for drying has been added. This cost is aligned with the drying costs used in estimates for large-scale slow pyrolysis systems.
G. | The upper is considered 20 years, as some small scale pyrolysis plants has a lifetime of 20 year (e.g., Aquagreen)
H. | Estimated to be approx. 2-3%, based on similar technologies.
I. | In the displayed configuration, the pyrolysis gas is fed into a boiler where it produces: the noted Heat Output, the above-described Recirculated Heat, and a portion of the noted Heat Losses. In an alternative configuration without a boiler, the pyrolysis gas is an output. In this alternative configuration, there is no Heat Output, the Heat Losses are reduced by roughly 50%, and the pyrolysis unit would require additional Input Heat to replace the Recirculated Heat.
References:
[1] | Pyreg. 2025, [shared cost data]
[2] | IEA Bioenergy task 39. 2020. Advanced Biofuels potential for cost reductions. IEA Bioenergy
[3] | Biomacron. 2025, [shared cost data]
[4] | Persist. N.d. Biochar Technical Data Sheet
[5] | European Biochar Certificate (EBC) guidelines
[6] | Pyreg. N.d. Our Technology. https://pyreg.com/our-technology/

## 3.5 Hydrothermal liquifaction
Technology |  | Bio Oil
year |  | 2015 | 2020 | 2030 | 2040 | 2050 | 2020 | 2020 | 2050 | 2050 | Note | Ref
est |  | ctrl | ctrl | ctrl | ctrl | ctrl | Lower | Upper | Lower | Upper | - | -
cat | par
Energy/technical data
| Typical total plant size [1,000 t Bio Oil/year] | n.a. | 120 | 180 | 250 | 300 | 50% | 125% | 75% | 125% | A, B | 1, 6
| Typical total plant size [MW] | n.a. | 145 | 220 | 300 | 360 | 50% | 125% | 75% | 125% | A, A1, B | 1, 6
Input
| Feedstock Consumption, [MWh/MWh Total Input] | n.a. | 0.95 | 0.95 | 0.95 | 0.95 | 90% | 150% | 90% | 125% | E | 4
| Electricity Consumption [MWh/MWh Total Input] | n.a. | 0.05 | 0.05 | 0.05 | 0.05 | 75% | 125% | 75% | 125% | E | 4
Output
| Bio Oil Output, [MWh/MWh Total Input] | n.a. | 0.82 | 0.82 | 0.82 | 0.82 | 90% | 110% | 90% | 110% | E | 4
| Co-products Output [MWh/MWh Total Input] | n.a. | 0 | 0 | 0 | 0 | 90% | 110% | 90% | 110% | E | 4
| Forced outage [%] | ctrl: n.a.; ctrl: 4; ctrl: 0; ctrl: 0; ctrl: 0
| Planned outage [weeks per year] | 4 | 4 | 4 | 4 | 4 |  |  |  |  | C | 8
| Technical lifetime [years] | ctrl: 20; ctrl: 20; ctrl: 20; ctrl: 20; ctrl: 20; -: H
| Construction time [years] | ctrl: 2; ctrl: 2; ctrl: 2; ctrl: 2; ctrl: 2
Financial data
| Specific investment [M€/MW Bio Oil] | n.a. | 2.3366 | 1.7524 | 1.3143 | 1.1683 | 75% | 125% | 75% | 125% | D, G | 6, 8
| - equipment [%] | ctrl: n.a.; ctrl: 75; ctrl: 75; ctrl: 75; ctrl: 75
| - installation [%] | ctrl: n.a.; ctrl: 25; ctrl: 25; ctrl: 25; ctrl: 25
| Fixed O&M [M€/MW Bio Oil/year] | n.a. | 0.066759 | 0.066759 | 0.066759 | 0.066759 | 75% | 125% | 75% | 125% | F, G | 6
| Variable O&M [€/MWh] | n.a. | 14.9017 | 14.9017 | 14.9017 | 14.9017 | 75% | 125% | 75% | 125% | F, G | 6
| Start up [€/MW Bio Oil] | n.a. | 0 | 0 | 0 | 0 | 0% | 0% | 0% | 0%
Technology-specific data
| Specific energy content [GJ/ton] HTL] | ctrl: 36.7; ctrl: 36.7; ctrl: 36.7; ctrl: 36.7; ctrl: 36.7
| Specific density [kg/l] or [ton/m3] | ctrl: 1.05; ctrl: 1.05; ctrl: 1.05; ctrl: 1.05; ctrl: 1.05
| Specific investment [M€/1000 t Bio Oil] | n.a. | 2.8357 | 2.1267 | 1.5951 | 1.4178 | 75% | 125% | 75% | 125% | D, G | 6, 8
| - equipment [%] | ctrl: n.a.; ctrl: 75; ctrl: 75; ctrl: 75; ctrl: 75
| - installation [%] | ctrl: n.a.; ctrl: 25; ctrl: 25; ctrl: 25; ctrl: 25
| Fixed O&M [M€/1,000 t Bio Oil] | n.a. | 0.081019 | 0.081019 | 0.081019 | 0.081019 | 75% | 125% | 75% | 125% | F, G | 6
| Variable O&M [M€/1,000 t Bio Oil] | n.a. | 0.15191 | 0.15191 | 0.15191 | 0.15191 | 75% | 125% | 75% | 125% | F, G | 6
| Start up [M€/1,000 t Bio Oil] | ctrl: n.a.; ctrl: 0; ctrl: 0; ctrl: 0
Notes:
A. The plant size range is likely limited by the feedstock availability.
A1. This value is the hourly rating and has been calculated as if the unit produces at capacity and was in operations 8,000 h/year.
B. The plant size range is typical of the range found in the literature. It is highly uncertain given that there is no commercial demonstration plant in operation yet.
C. This is twice the time normally found in process operations.
D. Capital costs for nth plant are used for 2050 and earlier costs are estimates.
E. These are based on extrapolated pilot plant results.
F. Nth plant estimates
G. M €/k tonne is million euro per 1,000 tonnes
H. 20+ years
References:
[1] Steeper Energy Announces Eur 50.6 M (Dkk 377 M) Advanced Biofuel Project With Norwegian-Swedish Joint Venture Silva Green Fuel In Licensing Deal. 2017. http://steeperenergy.com/2017/12/15/steeper-energy-announces-eur-50-6-m-dkk-377-m-advanced-biofuel-project-with-norwegian-swedish-joint-venture-silva-green-fuel-in-licensing-deal/
[2] Jensen, C.U., Rodriguez Guerrero, J.K., Karatzos, S. et al. 2017. Fundamentals of Hydrofaction™: Renewable crude oil from woody biomass. Biomass Conv. Bioref. (2017) 7: 495. https://doi.org/10.1007/s13399-017-0248-8
[3] Environment Canada. 1999. Bunker C Fuel Oil. www.etc-cte.ec.gc.ca/databases/oilproperties/pdf/web_bunker_c_fuel_oil.pdf
[4] Fracking Biomass. Biofuels Digest. Feb 2, 2017. http://www.biofuelsdigest.com/bdigest/2017/02/02/fracking-biomass-steeper-energy-and-the-pursuit-of-renewable-hydrocarbons/
[5] Jensen, C.U., Rodriguez Guerrero, J.K., Karatzos, S. et al. Biomass Conv. Bioref. (2017) 7: 495. https://doi.org/10.1007/s13399-017-0248-8
[6] Toms, P. 2017. Hydrofaction™ Oil: A Solution for Decarbonizing Long-haul Transport. https://www.bio.org/sites/default/files/0830AM-Perry%20Toms.pdf
[7] Zhu, Y., Biddy, M., Jones, S., Elliott, D., Schmidt, A. 2014. Techno-economic analysis of liquid fuel production from woody biomass via hydrothermal liquefaction (HTL) and upgrading, In Applied Energy, Volume 129, 2014, Pages 384-394, ISSN 0306-2619, https://doi.org/10.1016/j.apenergy.2014.03.053
[8] Licella. 2016. Licella Canfor Joint Venture at the forefront of global bioenergy. http://www.licella.com.au/news/licella-canfor-joint-venture-at-the-forefront-of-global-bioenergy/
[9] C.U. Jensen, J.K.R. Guerrero, S. Karatzos, G. Olofsson and S.B. Iversen, 10 - Hydrofaction™ of forestry residues to drop-in renewable transportation fuels, In Direct Thermochemical Liquefaction for Energy Applications, edited by Lasse Rosendahl,, Woodhead Publishing, 2018, Pages 319-345, ISBN 9780081010297, https://doi.org/10.1016/B978-0-08-101029-7.00009-6.
[10] Harris Group. 2013. Production of Advanced Biofuels via Liquefaction Hydrothermal Liquefaction Reactor Design. NREL/SR-5100-60642. http://www.ourenergypolicy.org/wp-content/uploads/2015/08/60462.pdf
[11] Magdeldin, M., Kohl, T., Järvinen, M. 2018. Techno-economic Assessment of Integrated Hydrothermal Liquefaction and Combined Heat and Power Production from Lignocellulose Residues, J. sustain. dev. energy water environ. syst., 6(1), pp 89-113, 2018. https://doi.org/10.13044/j.sdewes.d5.0177
[12] Pedersen, T. H., Hansen, N. H., Pérez, O. M., Cabezas, D. E. and Rosendahl, L. A. 2018. Renewable hydrocarbon fuels from hydrothermal liquefaction: A techno‐economic analysis. Biofuels, Bioprod. Bioref., 12: 213-223. doi:10.1002/bbb.1831

## 4.1 Upgrading 3,000 Nm3 per h
Technology |  | Biogas upgrading - Amine scrubber [~3,000 Nm3 CH4/h]
year |  | 2020 | 2025 | 2030 | 2040 | 2050 | 2025 | 2025 | 2050 | 2050 | Note | Ref
est |  | Est | Est | Est | Est | Est | Lower | Upper | Lower | Upper | - | -
cat | par
Energy/technical data
| Total plant size [MW output] | Est: 29.3434; Est: 29.3434; Est: 29.3434; Est: 29.3434; Est: 29.3434; -: 1
| Capacity, Biomethane output [k Nm3 biomethane/h] | Est: 2.9432; Est: 2.9432; Est: 2.9432; Est: 2.9432; Est: 2.9432; -: 1
| Yearly production [k Nm3 biomethane/year] | Est: 25799; Est: 25799; Est: 25799; Est: 25799; Est: 25799; -: 1
Input
| Biogas [% of biogas input] | Est: 100%; Est: 100%; Est: 100%; Est: 100%; Est: 100%; -: 1
| Auxilliary electricity for upgrading [% of biogas input] | 1.921% | 1.921% | 1.498% | 1.335% | 1.172% | 1.441% | 2.401% | 1.465% | 1.465% | A | 1
| Heat [% of biogas input] | 10.48% | 10.48% | 8.172% | 7.282% | 6.391% | 8.906% | 12.05% | 7.35% | 7.35% | B | 1
Output
| Biomethane [% of methane input] | Est: 99.05%; Est: 99.05%; Est: 99.05%; Est: 99.05%; Est: 99.05%; -: 1
| Waste gas [% of methane input] | Est: 0.9546%; Est: 0.9546%; Est: 0.9546%; Est: 0.9546%; Est: 0.9546%; -: 1
| Waste heat [% of methane input] | Est: 5.239%; Est: 5.239%; Est: 5.239%; Est: 5.239%; Est: 5.239%; -: 1
| Forced outage [weeks per year] | Est: 0.28571; Est: 0.28571; Est: 0.28571; Est: 0.28571; Est: 0.28571; -: 1
| Planned outage [weeks per year] | Est: 0.28571; Est: 0.28571; Est: 0.28571; Est: 0.28571; Est: 0.28571; -: 1
| Technical lifetime [years] | 20 | 20 | 20 | 20 | 20 | 15 | 25 | 15 | 25 | C | 1
| Construction time [years] | 1 | 1 | 1 | 1 | 1 | 1 | 2 | 1 | 2 | D | 1
Financial data
| Specific investment, upgrading and methane reduction [k€/MW output] | 192.9697 | 192.9697 | 150.5163 | 128.2858 | 117.7115 | 164.0242 | 221.9151 | 142.7975 | 92.6254 | [E, F, G] | [1, 3]
| Fixed O&M [k€/MW output/year] | 32.8815 | 32.8815 | 25.6476 | 22.8527 | 20.0577 | 27.9493 | 37.8138 | 24.3323 | 15.7831 | [E, F, G] | [1, 3]
| - of which fixed O&M costs upgrading and methane reduction, excl. electricity and heat [k€/MW output/year] | 9.205 | 9.205 | 7.1799 | 6.3975 | 5.6151 | 7.8243 | 10.5858 | 6.8117 | 4.4184 | [E, F, G] | 1
| - of which fixed O&M costs for heat [k€/MW output/year] | 12.3019 | 12.3019 | 9.5955 | 8.5498 | 7.5042 | 10.4566 | 14.1472 | 9.1034 | 5.9049 | [E, F, G] | 1
| - of which fixed O&M costs for electricity [k€/MW output/year] | 11.3746 | 11.3746 | 8.8722 | 7.9053 | 6.9385 | 9.6684 | 13.0808 | 8.4172 | 5.4598 | [E, F, G] | 1
| Variable O&M [€/GJ output] | 1.1559 | 1.1559 | 0.90162 | 0.80337 | 0.70511 | 0.98253 | 1.3293 | 0.85538 | 0.55484 | [E, F, G] | 1
| - of which electricity [€/GJ output] | 0.36044 | 0.36044 | 0.28114 | 0.25051 | 0.21987 | 0.30638 | 0.41451 | 0.26673 | 0.17301 | [E, F, G] | 1
Technology-specific data
| Methane slip / emission [%] | Est: 0.1%; Est: 0.1%; Est: 0.1%; Est: 0.1%; Est: 0.1%; -: [1, 2, 4]
| Minimum load [% of full load] | Est: 50%; Est: 50%; Est: 50%; Est: 50%; Est: 50%; -: 1
| CO2 ressource [mill. Nm3/year] | Est: 19.2271; Est: 19.2271; Est: 19.2271; Est: 19.2271; Est: 19.2271; -: 1
| CO2 ressource [kton/year] | Est: 37.9555; Est: 37.9555; Est: 37.9555; Est: 37.9555; Est: 37.9555; -: 1
Notes:
A. The uncertainty calculations varies the demand with +/- 25%
B. The uncertainty calculations varies the demand with +/- 15%
C. The uncertainty calculation varies the lifetime of the plant by 5 years
D. The uncertainty calculation varies the construction time of the plant by 1 year
E. The forecasted prices are based on a learning curve of 15%, this is further elaborated upon in the qualitative description
F. For uncertainty calculations for 2025 the prices varies by 15%
G. For uncertainty calculations for 20250 the learning curve for the forecast of prices in 2050 is tested with a 10% learning curve and a 20% learning curve.
References:
[1]. DGC & PlanEnergi, "Kortlægning af produktionskæde for opgraderet biogas - EUDP-j.nr. 64018-0512", DGC, Hørshol, 2020.
[2]. T. Hernø, "Potentiale for optimering af biogasopgradering", DGC, 2020.
[3]. D. E. Agency, "Technology Data for Carbon Capture, Transport and Storage", Danish Energy Agency, ;, 2021.
[4]. Rambøll, “Målrettet indsats for at mindske metantab fra danske biogasanlæg”, Energistyrelsen, 2021.

## 4.1 Upgrading 6,000 Nm3 per h
Technology |  | Biogas upgrading - Amine scrubber [~6,000 Nm3 CH4/h)
year |  | 2020 | 2025 | 2030 | 2040 | 2050 | 2025 | 2025 | 2050 | 2050 | Note | Ref
est |  | Est | Est | Est | Est | Est | Lower | Upper | Lower | Upper | - | -
cat | par
Energy/technical data
| Total plant size [MW output] | Est: 58.687; Est: 58.687; Est: 58.687; Est: 58.687; Est: 58.687; -: 1
| Capacity, Biomethane output [k Nm3 biomethane/h] | Est: 5.8864; Est: 5.8864; Est: 5.8864; Est: 5.8864; Est: 5.8864; -: 1
| Yearly production [k Nm3 biomethane/year] | Est: 51445; Est: 51445; Est: 51445; Est: 51445; Est: 51445; -: 1
Input
| Biogas [% of biogas input] | Est: 100%; Est: 100%; Est: 100%; Est: 100%; Est: 100%; -: 1
| Auxilliary electricity for upgrading [% of biogas input] | 1.892% | 1.892% | 1.476% | 1.315% | 1.154% | 1.419% | 2.365% | 1.443% | 1.443% | A | 1
| Heat [% of biogas input] | 10.32% | 10.32% | 8.051% | 7.174% | 6.297% | 8.774% | 11.87% | 7.241% | 7.241% | B | 1
Output
| Biomethane [% of methane input] | Est: 99.05%; Est: 99.05%; Est: 99.05%; Est: 99.05%; Est: 99.05%; -: 1
| Waste gas [% of methane input] | Est: 0.9543%; Est: 0.9543%; Est: 0.9543%; Est: 0.9543%; Est: 0.9543%; -: 1
| Waste heat [% of methane input] | Est: 5.268%; Est: 5.268%; Est: 5.268%; Est: 5.268%; Est: 5.268%; -: 1
| Forced outage [weeks per year] | Est: 0.28571; Est: 0.28571; Est: 0.28571; Est: 0.28571; Est: 0.28571; -: 1
| Planned outage [weeks per year] | Est: 0.28571; Est: 0.28571; Est: 0.28571; Est: 0.28571; Est: 0.28571; -: 1
| Technical lifetime [years] | 20 | 20 | 20 | 20 | 20 | 15 | 25 | 15 | 25 | C | 1
| Construction time [years] | 1 | 1 | 1 | 1 | 1 | 1 | 2 | 1 | 2 | D | 1
Financial data
| Specific investment, upgrading and methane reduction [k€/MW output] | 132.2894 | 132.2894 | 103.1857 | 91.2708 | 80.6965 | 112.446 | 152.1328 | 97.8941 | 63.4989 | [E, F, G] | [1, 3]
| Fixed O&M [k€/MW output/year] | 29.5751 | 29.5751 | 23.0685 | 20.5547 | 18.0408 | 25.1388 | 34.0113 | 21.8855 | 14.196 | [E, F, G] | [1, 3]
| - of which fixed O&M costs upgrading and methane reduction, excl. electricity and heat [k€/MW output/year] | 6.0093 | 6.0093 | 4.6873 | 4.1765 | 3.6657 | 5.1079 | 6.9107 | 4.4469 | 2.8845 | [E, F, G] | 1
| - of which fixed O&M costs for heat [k€/MW output/year] | 12.3539 | 12.3539 | 9.636 | 8.5859 | 7.5358 | 10.5008 | 14.2069 | 9.1419 | 5.9298 | [E, F, G] | 1
| - of which fixed O&M costs for electricity [k€/MW output/year] | 11.2119 | 11.2119 | 8.7453 | 7.7923 | 6.8392 | 9.5301 | 12.8937 | 8.2968 | 5.3817 | [E, F, G] | 1
| Variable O&M [€/GJ output] | 1.0344 | 1.0344 | 0.80684 | 0.71891 | 0.63099 | 0.87924 | 1.1896 | 0.76546 | 0.49651 | [E, F, G] | 1
| - of which electricity [€/GJ output] | 0.35529 | 0.35529 | 0.27712 | 0.24692 | 0.21672 | 0.30199 | 0.40858 | 0.26291 | 0.17054 | [E, F, G] | 1
Technology-specific data
| Methane slip / emission [%] | Est: 0.1%; Est: 0.1%; Est: 0.1%; Est: 0.1%; Est: 0.1%; -: [1, 2, 4]
| Minimum load [% of full load] | Est: 50%; Est: 50%; Est: 50%; Est: 50%; Est: 50%; -: 1
| CO2 ressource [mill. Nm3/year] | Est: 43.8065; Est: 43.8065; Est: 43.8065; Est: 43.8065; Est: 43.8065; -: 1
| CO2 ressource [kton/year] | Est: 86.4767; Est: 86.4767; Est: 86.4767; Est: 86.4767; Est: 86.4767; -: 1
Notes:
A. The uncertainty calculations varies the demand with +/- 25%
B. The uncertainty calculations varies the demand with +/- 15%
C. The uncertainty calculation varies the lifetime of the plant by 5 years
D. The uncertainty calculation varies the construction time of the plant by 1 year
E. The forecasted prices are based on a learning curve of 15%, this is further elaborated upon in the qualitative description
F. For uncertainty calculations for 2025 the prices varies by 15%
G. For uncertainty calculations for 20250 the learning curve for the forecast of prices in 2050 is tested with a 10% learning curve and a 20% learning curve.
References:
[1]. DGC & PlanEnergi, "Kortlægning af produktionskæde for opgraderet biogas - EUDP-j.nr. 64018-0512", DGC, Hørshol, 2020.
[2]. T. Hernø, "Potentiale for optimering af biogasopgradering", DGC, 2020.
[3]. D. E. Agency, "Technology Data for Carbon Capture, Transport and Storage", Danish Energy Agency, ;, 2021.
[4]. Rambøll, “Målrettet indsats for at mindske metantab fra danske biogasanlæg”, Energistyrelsen, 2021.

## 4.2 SNG from methan. of biogas
Technology |  | SNG from Biogas
year |  | 2015 | 2020 | 2030 | 2040 | 2050 | 2020 | 2020 | 2050 | 2050 | Note | Ref
est |  | ctrl | ctrl | ctrl | ctrl | ctrl | Lower | Upper | Lower | Upper | - | -
cat | par
Energy/technical data
| Typical total plant size [1,000 GJ SNG/year] | 70 | 100 | 250 | 500 | 700 | 75% | 125% | 75% | 125% | A, B | 1, 7
| Typical total plant size [MW] | 2.3148 | 3.3069 | 8.2672 | 16.5344 | 23.1481 | 75% | 125% | 75% | 125% | A, A1, B | 1, 7
Input
| Biogas Consumption [MWh/MWh Total Input] | 0.53 | 0.53 | 0.53 | 0.53 | 0.53 | 80% | 120% | 80% | 120% | C, I | 2
| Hydrogen Consumption [MWh/MWh Total Input] | 0.46 | 0.46 | 0.46 | 0.46 | 0.46 | 80% | 120% | 80% | 120% | C, E | 2
| Electricity Consumption [MWh/MWh Total Input] | 0.01 | 0.01 | 0.01 | 0.01 | 0.01 | 50% | 150% | 50% | 150% | D | 2
Output
| SNG Output [MWh/MWh Total Input] | 0.89 | 0.89 | 0.89 | 0.89 | 0.89 | 90% | 110% | 95% | 105% | G | 2
| District Heating Output [MWh/MWh Total Input] | 0.1 | 0.1 | 0.1 | 0.1 | 0.1 | 50% | 150% | 50% | 150% | G | 2
| Forced outage [%] | ctrl: 4; ctrl: 4; ctrl: 0; ctrl: 0; ctrl: 0; -: F
| Planned outage [weeks per year] | ctrl: 2; ctrl: 2; ctrl: 2; ctrl: 2; ctrl: 2
| Technical lifetime [years] | ctrl: 25; ctrl: 25; ctrl: 25; ctrl: 25; ctrl: 25
Construction time [years] | bar: ctrl to ctrl
Financial data
| Specific investment [M€/MW SNG] | 1.1577 | 0.96472 | 0.80393 | 0.64314 | 0.48236 | 50% | 150% | 50% | 150% | H | 1
| - equipment [%] | ctrl: 75; ctrl: 75; ctrl: 75; ctrl: 75; ctrl: 75
| - installation [%] | ctrl: 25; ctrl: 25; ctrl: 25; ctrl: 25; ctrl: 25
| Fixed O&M [M€/MW/year SNG] | 0.046306 | 0.038589 | 0.032157 | 0.025726 | 0.019294 | 90% | 110% | 90% | 110% |  | 1
| Variable O&M [€/MWh SNG] | 5.5127 | 4.5939 | 3.8282 | 3.0626 | 2.2969 | 90% | 110% | 90% | 110% |  | 1
| Start up [€/GJ SNG] | ctrl: 0; ctrl: 0; ctrl: 0; ctrl: 0; ctrl: 0
Technology-specific data
| Specific energy content [GJ/ton] SNG] | ctrl: 50.7; ctrl: 50.7; ctrl: 50.7; ctrl: 50.7; ctrl: 50.7
| Specific investment [M€/1000 GJ SNG] | 0.038281 | 0.031901 | 0.026584 | 0.021267 | 0.015951 | 50% | 150% | 50% | 150% | H | 1
| - equipment [%] | ctrl: 75; ctrl: 75; ctrl: 75; ctrl: 75; ctrl: 75
| - installation [%] | ctrl: 25; ctrl: 25; ctrl: 25; ctrl: 25; ctrl: 25
| Fixed O&M [€/GJ SNG] | 0.15313 | 0.1276 | 0.10634 | 0.08507 | 0.063802 | 90% | 110% | 90% | 110% |  | 1
| Variable O&M [€/GJ SNG] | 0.15313 | 0.1276 | 0.10634 | 0.08507 | 0.063802 | 90% | 110% | 90% | 110% |  | 1
| Start up [€/GJ SNG] | ctrl: 0; ctrl: 0; ctrl: 0; ctrl: 0; ctrl: 0
Notes:
A. The plant size range is likely limited by the biogas availability.
B. A1. This value is the hourly rating and has been calculated as if the unit produces at capacity and was in operations 8,000 h/year.
C. Plant size progression is based on moving from small biogas system to large systems as the technology is proven.
D. There are variations in the process that will have some impact on the overall efficiency. It is not yet clear what might become the industry standard.
E. This is the power for the system excluding the electrolyzer.
F. The methanation step does not lend itself to intermittent operation. The concept of intermittent power to SNG is not practical without intermediate storage for hydrogen that would allow the methanation plant to operate continuously. This would have a significant capital cost impact.
G. Some recoverable waste heat is available from the process.
H. There is a significant range in the capital cost estimates.
I. Assumes that the biogas is 65% methane.
References:
[1] Manuel Götz, Jonathan Lefebvre, Friedemann Mörs, Amy McDaniel Koch, Frank Graf, Siegfried Bajohr, Rainer Reimert, Thomas Kolb, Renewable Power-to-Gas: A technological and economic review, In Renewable Energy, Volume 85, 2016, Pages 1371-1390, ISSN 0960-1481, https://doi.org/10.1016/j.renene.2015.07.066
[2] Swiss Federal Office of Energy SFOE. 2017. Direct Methanation of Biogas. https://www.aramis.admin.ch/Default.aspx?DocumentID=45656&Load=true
[3] gwf gas + energy. 2014. Das e-gas-Projekt am Biogasanlagen-standort in Werlte. https://www.di-verlag.de/media/content/gwf-GE/gwf_Gas_5_14/gwf-GE_05_2014_FB_Kurt.pdf?xaf26a=7841c984ef837209544e
[4] Rauch, R., Hrbek, J. and Hofbauer, H. 2014. Biomass gasification for synthesis gas production and applications of the syngas. WIREs Energy Environ, 3: 343–362. https://doi.org/10.1002/wene.97
[5] Combination of Power-to-Gas with Biogas Plant. Vienna University of Technology. https://www.tuwien.ac.at/fileadmin/t/tuwien/fotos/pa/download/2015/HM2015/Flyer_Power_to_Bio--Gas_EN.pdf
[6] Hitachi Zosen Corporation and Hitachi Zosen Inova to Build First Joint Power-To-Gas Plant. Dec 2017. http://www.hz-inova.com/cms/en/home?p=6276
[7] Hansen, J., Holstebroe, M., Jensen, M., Rass-Hansen, J., Heiredal-Clausen, T. 2016. SOEC Enabled Biogas Upgrading. 12th European SOFC & SOE Forum.
[8] Udvikling og effektivisering af biogasproduktionen I Danmark – Delrapport 1 og 2, Danish Energy Agency Biogas Taskforce 2015.

## 4.3 Biomethanation of biogas
Technology |  | Electro-methane from biomethanation of biogas
year |  | 2020 | 2025 | 2030 | 2040 | 2050 | 2025 | 2025 | 2050 | 2050 | Note | Ref
est |  | ctrl | ctrl | ctrl | ctrl | ctrl | Lower | Upper | Lower | Upper | - | -
cat | par
Energy/technical data
| Typical total plant size [MW-methane] | ctrl: 0.4; ctrl: 8; ctrl: 15.9; ctrl: 23.9; ctrl: 23.9; -: A
| Typical total plant size biogas input [Nm3/h] | ctrl: 100; ctrl: 2000; ctrl: 4000; ctrl: 6000; ctrl: 6000; -: B
Input
| CO2 Consumption [Nm3/MWh Total Input] | 80 | 80 | 80 | 80 | 80 | 100% | 110% | 100% | 110%
| Hydrogen Consumption [MWh/MWh Total Input] | 0.96 | 0.96 | 0.96 | 0.96 | 0.96 | 100% | 110% | 100% | 110% | C
| Electricity Consumption [MWh/MWh Total Input] | 0.04 | 0.04 | 0.04 | 0.04 | 0.04 | 80% | 120% | 80% | 120%
| Nutrients consumption [l/MWh Total Input] | 0.98 | 0.98 | 0.98 | 0.98 | 0.98 | 80% | 120% | 80% | 120% | D
Output
| Methane Output [MWh/MWh Total Input] | 0.79 | 0.79 | 0.79 | 0.79 | 0.79 | 100% | 110% | 100% | 110% | E, F, G
| Heat Output [MWh/MWh Total Input] | 0.16 | 0.16 | 0.16 | 0.16 | 0.16 | 100% | 110% | 100% | 110% | H
| Water Output [(m3/h)/MWh Total Input] | 0.1 | 0.1 | 0.1 | 0.1 | 0.1 | 100% | 110% | 100% | 110% | I
Forced outage [-] | bar: ctrl to ctrl
| Planned outage [%] | ctrl: ≤ 5; ctrl: ≤ 5; ctrl: ≤ 3; ctrl: ≤ 2; ctrl: ≤ 2; -: J
| Technical lifetime [years] | ctrl: 20; ctrl: 25; ctrl: 30; ctrl: 30; ctrl: 30
| Construction time [years] | ctrl: 1-2; ctrl: 1-2; ctrl: 1-2; ctrl: 1-2; ctrl: 1-2
Financial data
| Specific investment [M€/MW] | 9.6 | 2.1 | 1.5 | 1.2 | 1.2 | 70% | 130% | 70% | 130% | D, K
| - equipment [%] | ctrl: 85; ctrl: 85; ctrl: 85; ctrl: 85; ctrl: 85
| - installation [%] | ctrl: 15; ctrl: 15; ctrl: 15; ctrl: 15; ctrl: 15
| Fixed O&M [M€/MW/year] | ctrl: 0.08; ctrl: 0.08; ctrl: 0.08; ctrl: 0.08; ctrl: 0.08
| Variable O&M [€/MWh] | ctrl: -; ctrl: -; ctrl: -; ctrl: -; ctrl: -; -: K, L
| Start up [€/MW] | ctrl: 90; ctrl: 90; ctrl: 90; ctrl: 90; ctrl: 90; -: L, M
Technology-specific data
| Normal density [kg-H2/Nm3-H2] | ctrl: 0.09; ctrl: 0.09; ctrl: 0.09; ctrl: 0.09; ctrl: 0.09
| LHV hydrogen [kWh-H2/kg-H2] | ctrl: 33.3; ctrl: 33.3; ctrl: 33.3; ctrl: 33.3; ctrl: 33.3
| Methane density [kg/Nm3] | ctrl: 0.67; ctrl: 0.67; ctrl: 0.67; ctrl: 0.67; ctrl: 0.67
| LHV methane [kWh/kg] | ctrl: 13.9; ctrl: 13.9; ctrl: 13.9; ctrl: 13.9; ctrl: 13.9
Notes:
A. The specified power relates to the lower heating value of methane generated in biomethanation process
B. Assumed specification for biogas: 58% CH4, 42% CO2, 0,5% mol O2, 2500 ppm H2S
C. Supplied at a pressure of around 1 bar and temperature of around 50 °C
D. Nutrient mix is supplier specific
E. Includes only methane produced in the biomethanation unit
F. Methane concentration out of reactor 95% ±5%, polishing unit can be included for higher purity
G. At atmospheric pressure and 50-60°C
H. At around 50-60°C. Utilization for district heating thereby requires a heat pump
I. Net water outlet. Some suppliers add water to the feed
J. ≤ 5 % of total hours of the year
K. Note that the technology was still in demonstration scale in 2020, resulting in high investment costs.
L. Costs for nutrients. Nutrient type is supplier specific with variable costs.
M. Cost of heat for start-up. Based on five start-ups per year.

## 4.4 Gasif. CFB, Bio-SNG
Technology |  | Gasifier, biomass, bio-SNG, medium - large scale
year |  | 2015 | 2020 | 2030 | 2050 | 2020 | 2020 | 2050 | 2050 | Note | Ref
est |  | ctrl | ctrl | ctrl | ctrl | Lower | Upper | Lower | Upper | - | -
cat | par
Energy/technical data
| Typical fuel input capacity, one unit [MWth] | ctrl: 32; ctrl: 154; ctrl: 400; ctrl: 400; -: 12;13
Input | bar: -
| Biomass [% of input capacity] | ctrl: 91; ctrl: 100; ctrl: 100; ctrl: 100
| Electricity [% of input capacity] | ctrl: 9; ctrl: 0; ctrl: 0; ctrl: 0; -: B
Output | bar: -
| Bio SNG Output [% of fuel input] | 56 | 60 | 63 | 70 | 58 | 65 | 65 | 75 | G | 21;19;13/17/19;
| Heat Output [% of input] | 15 | 20 | 22 | 20 |  |  |  |  | H | 21;19;13/17/19;
| Unplanned outage [%] | ctrl: 3; ctrl: 3; ctrl: 3; ctrl: 3
| Planned outage [weeks per year] | ctrl: 3; ctrl: 3; ctrl: 3; ctrl: 3
| Technical lifetime [years] | ctrl: 15; ctrl: 20; ctrl: 20; ctrl: 20
| Construction time [years] | ctrl: 2.5; ctrl: 2.5; ctrl: 2.5; ctrl: 2.5
Financial data
| Specific investment [M€/MWth] | 4.2536 | 2.6585 | 1.7014 | 1.5951 | 1.9141 | 3.1902 | 1.4888 | 2.7648 | E | 12+21;12+19+13;15/17
| - of which equipment | - | 0 | 0 | 0 | 0 | 0 | 0 | 0 | 0
| - of which installation | - | 0 | 0 | 0 | 0 | 0 | 0 | 0 | 0
| Fixed O&M [€/MWth/year] | 85603.7 | 42748.68 | 27861.08 | 25627.94 | 32114.68 | 53489.02 | 19247.54 | 32114.68 | F | 12/21;12/21+13/17/19
| Variable O&M [€/MWhth] | 5.636 | 2.8712 | 1.8078 | 1.7014 | 1.9141 | 3.7219 | 1.1697 | 2.2331 | F | 12/21;12/21+13/17/19
Technology-specific data
| Warm start-up time [hours] | ctrl: 6; ctrl: 6; ctrl: 6; ctrl: 6; -: C
| Cold start-up time [hours] | ctrl: 12; ctrl: 12; ctrl: 12; ctrl: 12; -: C
Environment
| NOX [g per GJ fuel] | 16 | 20 | 20 | 20 |  |  |  |  | D | 23, 29
| CH4 [g per GJ fuel] | 0 | 0 | 0 | 0 |  |  |  |  | D | 29
| N2O [g per GJ fuel] | 0.3 | 1 | 1 | 0 |  |  |  |  | D | 23, 29
References:
12
13
17
19
21
23
29
Notes:
A. With flue gas condensation
B. Generally the plants' electricity generation is assumed to balance the consumption
C. Assumed to be in the same magnitude as a coal fired power plant
D. 2015 data for NOX and N2O origin from [23]. Other values are assumed to be in the same magnitude as a biomass fired PF power plant (pellets)
E. For 2015, values reflect the 20 MWgas Swedish GoBiGas Phase 1 demonstration project. A proportionality factor of 0.7 is assumed to apply when going from 2015 to 2020 based on the anticipated upscaling from 20 MWgas to 100 MWgas [21]. For 2030, the figure is an average of a value from theoretical studies [17] multiplied by 1.4 and a value from feasibility studies [19] multiplied by 1.15. From 2030 to 2050 simply a reduction of 10% has been assumed to reflect a learning curve.
F. Assumed that the total O&M costs splits in 1/3 variable, 2/3 fixed costs, 8000 h/year
G. Efficiencies are expected to improve gradually from presently demonstrated level, to values corresponding to various studies for large plants in 2030, and gradual increase to 2050. It is assumed that a total efficiency of 90% can be obtained.
H. Heat at normal district heating temprature set 80/50 deg. Additional low temperature heat for heat pumps is possible. For uncertainty values, a higher heat output can be expected at low gas output and vice versa.

## 5.1 Methanol biomass gasif.
Technology |  | Bio Methanol
year |  | 2015 | 2020 | 2030 | 2040 | 2050 | 2020 | 2020 | 2050 | 2050 | Note | Ref
est |  | ctrl | ctrl | ctrl | ctrl | ctrl | Lower | Upper | Lower | Upper | - | -
cat | par
Energy/technical data
| Typical total plant size [1,000 t Methanol/year] | 100 | 100 | 200 | 250 | 300 | 50% | 200% | 50% | 125% | A, B | 3, 5, 6
| Typical total plant size [MW] | 65 | 65 | 130 | 165 | 195 | 50% | 200% | 50% | 125% | A, A1, B | 3, 5, 6
Input
| Feedstock Consumption, [MWh/MWh Total Input] | 1 | 1 | 1 | 1 | 1 | 90% | 150% | 90% | 120% |  | 1
Output
| Methanol Output [MWh/MWh Total Input] | 0.58 | 0.58 | 0.61 | 0.63 | 0.65 | 100% | 133% | 100% | 133% | D | 1
| District Heating Output [MWh/MWh Total Input] | 0.22 | 0.22 | 0.22 | 0.22 | 0.22 | 80% | 125% | 80% | 125% | D | 1
| Electricity Output [MWh/MWh Total Input] | 0.02 | 0.02 | 0.02 | 0.02 | 0.02 | 80% | 125% | 80% | 125% | D | 1
| Forced outage [%] | ctrl: 4; ctrl: 4; ctrl: 0; ctrl: 0; ctrl: 0
| Planned outage [weeks per year] | ctrl: 2; ctrl: 2; ctrl: 2; ctrl: 2; ctrl: 2
| Technical lifetime [years] | ctrl: 25; ctrl: 20; ctrl: 20; ctrl: 20; ctrl: 20
| Construction time [years] | ctrl: 2.5; ctrl: 2.5; ctrl: 2.5; ctrl: 2.5; ctrl: 2.5
Financial data
| Specific investment [M€/MW Methanol] | 5.5914 | 5.5914 | 3.1063 | 2.2557 | 1.5532 | 50% | 106.3% | 85.07% | 120% | F | 1, 3, 5, 6
| - equipment [%] | ctrl: 75; ctrl: 75; ctrl: 75; ctrl: 75; ctrl: 75
| - installation [%] | ctrl: 25; ctrl: 25; ctrl: 25; ctrl: 25; ctrl: 25
| Fixed O&M [M€/MW/year Methanol] | 0.062127 | 0.062127 | 0.041418 | 0.04079 | 0.041418 | 90% | 110% | 90% | 110% | E, F | 1
| Variable O&M [€/MWh methanol] | 21.6979 | 21.6979 | 14.4653 | 14.4653 | 14.4653 | 90% | 110% | 90% | 110% | E,,F | 1
| Start up [M€/1,000 t Methanoll] | ctrl: 0; ctrl: 0; ctrl: 0; ctrl: 0; ctrl: 0
Technology-specific data
| Specific energy content [GJ/ton] methanol] | ctrl: 20.1; ctrl: 20.1; ctrl: 20.1; ctrl: 20.1; ctrl: 20.1
| Specific density [kg/l] or [ton/m3] | ctrl: 0.79; ctrl: 0.79; ctrl: 0.79; ctrl: 0.79; ctrl: 0.79
| Specific investment [M€/1,000 t Methanol] | 3.6343 | 3.6343 | 2.0191 | 1.4887 | 1.0095 | 50% | 100% | 80% | 120% | F | 1, 3, 5, 6
| Fixed O&M [M€/1,000 t Methanol] | 0.040381 | 0.040381 | 0.026921 | 0.026921 | 0.026921 | 90% | 110% | 90% | 110% | E, F | 1
| Variable O&M [M€/1,000 t Methanol] | 0.12114 | 0.12114 | 0.080762 | 0.080762 | 0.080762 | 90% | 110% | 90% | 110% | E,,F | 1
| Start up [M€/1,000 t Methanoll] | ctrl: 0; ctrl: 0; ctrl: 0; ctrl: 0; ctrl: 0
Notes:
A. The plant size range is assumed based on the proposed Värmlands plant and the NREL nth plant.
A1. This value is the hourly rating and has been calculated as if the unit produces at capacity and was in operations 8,000 h/year.
B. Feedstock availability is likely to determine the maximum plant size.
C. Some plants may produce their own power and have no power imports.
D. Plants that produce their own power will have much lower heat available to district heat.
E. Assumed a 25/75 split on fixed to variable operating costs.
F. M €/k tonne is million euro per 1,000 tonnes
References:
[1] Andersson, J.,Lundgren, J., and Marklund, M. 2014. Methanol production via pressurized entrained flow biomass gasification – Techno-economic comparison of integrated vs. stand-alone production, In Biomass and Bioenergy, Volume 64, 2014, Pages 256-268, ISSN 0961-9534, https://doi.org/10.1016/j.biombioe.2014.03.063
[2] Danish Technology Institute. 2011. GreenSynFuels. EUDP project journal number: 64010-0011. http://serenergy.com/wp-content/uploads/2015/11/GreenSynFuels_report_final.pdf
[3] Clausen, L. 2014. Integrated torrefaction vs. external torrefaction – A thermodynamic analysis for the case of a thermochemical biorefinery. Energy, Volume 77, Pages 597-607. https://doi.org/10.1016/j.energy.2014.09.042.
[4] IEA Bioenergy Task 39. 2016. IEA-Bioenergy-Task-39-Newsletter-Issue-42-April-2016. http://task39.sites.olt.ubc.ca/files/2012/01/IEA-Bioenergy-Task-39-Newsletter-Issue-42-April-2016.pdf
[5] Värmlands Metanol AB. http://www.varmlandsmetanol.se/Om%20Projektet.htm
[6] Värmlands Metanol AB. 2016. Metanol från skog - ett miljövänligt drivmedel. http://www.varmlandsmetanol.se/dokument/Folder%20VM%20sept%202016.pdf
[7] NREL. 2011. Technoeconomic comparison of biofuels: ethanol, methanol, and gasoline from gasification of woody residues. https://www.nrel.gov/docs/fy12osti/52636.pdf
[8] Sub Group on Advanced Biofuels. 2017. Cost of Biofuel. http://platformduurzamebiobrandstoffen.nl/wp-content/uploads/2017/07/2017_SGAB_Cost-of-Biofuels.pdf

## 5.2 Methanol from hydrogen
Technology |  | Methanol from hydrogen and carbon dioxide
year |  | 2020 | 2025 | 2030 | 2040 | 2050 | 2020 | 2020 | 2050 | 2050 | Note | Ref
est |  | ctrl | ctrl | ctrl | ctrl | ctrl | Lower | Upper | Lower | Upper | - | -
cat | par
Energy/technical data
| Typical total plant size [TPD] | 300 | 300 | 600 | 900 | 1200 |  |  |  |  | A | 3
| Typical total plant size [MW-methanol] | ctrl: 69; ctrl: 69; ctrl: 138; ctrl: 207; ctrl: 276
Input
| CO2 [ton/ton-methanol] | 1.4 | 1.4 | 1.4 | 1.4 | 1.4 | 100% | 110% | 100% | 110% | B | 5
| Hydrogen [ton/ton-methanol] | 0.19 | 0.19 | 0.19 | 0.19 | 0.19 | 100% | 110% | 100% | 110% | C | 5
| Hydrogen [MWh/ton-methanol] | 6.4 | 6.4 | 6.4 | 6.4 | 6.4 | 100% | 110% | 100% | 110% | D
| Electricity [MWh/ton-methanol] | 0.1 | 0.1 | 0.1 | 0.1 | 0.1 | 80% | 120% | 80% | 120% | E | 5
| Net steam [MWh/ton-methanol] | 0.58 | 0.58 | 0.58 | 0.58 | 0.58 | 80% | 120% | 80% | 120% | E | 5
Output
| Methanol output[MWh/MWh total input] | 0.78 | 0.78 | 0.78 | 0.78 | 0.78 | 100% | 110% | 100% | 110% | G
| District Heating Output [MWh/MWh Total Input] | 0.2 | 0.2 | 0.2 | 0.2 | 0.2 | 90% | 110% | 90% | 110% | H
| Heat loss [MWh/MWh total input] | 0.02 | 0.02 | 0.02 | 0.02 | 0.02 | 90% | 110% | 90% | 110% | I
| Water [ton/ton-methanol] | 0.55 | 0.55 | 0.55 | 0.55 | 0.55 | 100% | 110% | 100% | 110% | J
| Forced outage [%] | ctrl: 5; ctrl: 4; ctrl: 3; ctrl: 3; ctrl: 2
| Planned outage [weeks per year] | ctrl: 3; ctrl: 3; ctrl: 3; ctrl: 3; ctrl: 3
| Technical lifetime [years] | ctrl: 30; ctrl: 30; ctrl: 30; ctrl: 30; ctrl: 30
| Construction time [years] | ctrl: 2; ctrl: 2; ctrl: 2; ctrl: 2; ctrl: 2
Financial data
| Specific investment [M€/MW-methanol] | 1.3459 | 1.3459 | 1.0854 | 0.95518 | 0.86834 | 50% | 150% | 50% | 150% | L | 1
| - equipment [%] | ctrl: 85; ctrl: 85; ctrl: 85; ctrl: 85; ctrl: 85
| - installation [%] | ctrl: 15; ctrl: 15; ctrl: 15; ctrl: 15; ctrl: 15
| Fixed O&M [k€/[MW-methanol/year]] | 39.0754 | 39.0754 | 30.392 | 30.392 | 26.0503 |  |  |  |  | M | 1
| Variable O&M [€/MWh-methanol] | ctrl: 0; ctrl: 0; ctrl: 0; ctrl: 0; ctrl: 0; -: N
| Start up [M€/MW-methanol] | ctrl: 0; ctrl: 0; ctrl: 0; ctrl: 0; ctrl: 0
Technology-specific data
| Specific energy content [GJ/ton-methanol] | ctrl: 19.9; ctrl: 19.9; ctrl: 19.9; ctrl: 19.9; ctrl: 19.9
| Specific density [kg/l] or [ton/m3] | ctrl: 0.79; ctrl: 0.79; ctrl: 0.79; ctrl: 0.79; ctrl: 0.79
| Specific investment [M€/TPD] | 0.31 | 0.31 | 0.25 | 0.22 | 0.2 | 50% | 150% | 50% | 150% | L | 1
| - equipment [%] | ctrl: 85; ctrl: 85; ctrl: 85; ctrl: 85; ctrl: 85
| - installation [%] | ctrl: 15; ctrl: 15; ctrl: 15; ctrl: 15; ctrl: 15
| Fixed O&M [M€/[1,000 TPD/year]] | 9 | 9 | 7 | 7 | 6 |  |  |  |  | M | 1
| Variable O&M [M€/1,000 ton-methanol] | ctrl: 0; ctrl: 0; ctrl: 0; ctrl: 0; ctrl: 0
| Start up [M€/TPD] | ctrl: 0; ctrl: 0; ctrl: 0; ctrl: 0; ctrl: 0
Notes:
A. In the period 2020-2030 the plant size is governed by the available carbon resource. Towards 2050, direct air capture is expected to play a role resulting in increased plant sizes.
B. The value is slightly higher than stoichiometric reaction due to the formation of organic by-products
C. Calculated based on 2,130 Nm3-H2/ton-methanol and 0,09 kg-H2/Nm3-H2
D. Converted based on a lower heating value for hydrogen of 33,3 kWh/kg
E. Haldor Topsøe [5] states a value of 500 kWh/ton-methanol, which includes compression of H2 and CO2. The figure provided in the table covers electricity demand for auxiliary equipment excl. compressors and is assumed to be 20 % of the value provided by Haldor Top søe
F. Steam produced in the methanol reactor is reused for heating purposes in the distillation section. The value provided states the net import steam.
G. Calculated based on a lower heating value for methanol of 19,9 GJ/ton
H. Based on assumption that warm streams can be cooled to 50 °C
I. Includes heat loss to ambient and cooling at temperatures below 50 °C
J. Based on stoichiometry of the chemical reaction. The waste water includes traces of organic byproducts from the methanol synthesis, and can be handled in conventional central waste water facilities or treated on site
K. Construction time from order placement to start of commercial operation. Methanol reactor is a long lead item which is a governing factor for the construction time
L. According to battery limits as described in the text. Reduction in specific investment over time is due to economy of scale and not due to technological development.
M. Estimated to be 3 % of CAPEX
References:
1. H. Nami, G. Butera, N. J. B. Campion, H. L. Frandsen and P. V. Hendriksen, "MarE-ful: Energy efficiencies in synthesising green fuels and their expected cost," 2021.
3. Lemvig Biogas, "Erfaringer med totrins udrådning i fuldskala hos Lemvig Biogasanlæg," [Online]. Available: https://www.biogas.dk/wp-content/uploads/2021/12/Lars-A-Kristensen_Lemvig-Biogas_21-12-08.pdf.
5. Haldor Topsøe, [Online]. Available: https://info.topsoe.com/hubfs/DOWNLOADS/DOWNLOADS%20-%20Brochures/eMethanol.pdf?hsCtaTracking=6ca24cee-0aed-45df-8aa4-846ecd19151c%7C5d9f6bef-ebfc-483e-8a06-cdfed4aee34a.

## 5.3 Methanol from biogas & H2
Technology |  | Methanol from biogas and hydrogen
year |  | 2020 | 2025 | 2030 | 2040 | 2050 | 2020 | 2020 | 2050 | 2050 | Note | Ref
est |  | ctrl | ctrl | ctrl | ctrl | ctrl | Lower | Upper | Lower | Upper | - | -
cat | par
Energy/technical data
| Biogas [Nm3/h] | ctrl: 90; ctrl: 90; ctrl: 900; ctrl: 5000; ctrl: 5000
| Typical total plant size [TPD] | ctrl: 3.024; ctrl: 3.024; ctrl: 30.24; ctrl: 168; ctrl: 168; -: A
| Typical total plant size [MW-methanol] | ctrl: 0.69804; ctrl: 0.69804; ctrl: 6.9804; ctrl: 38.78; ctrl: 38.78
Input
| Biogas [ton/ton-methanol] | 0.89477 | 0.89477 | 0.89477 | 0.89477 | 0.89477 | 100% | 100% | 100% | 100% | B | [1]
| Biogas [MWh/ton-methanol] | 4.0959 | 4.0959 | 4.0959 | 4.0959 | 4.0959 | 100% | 100% | 100% | 100% | B | [1]
| Oxygen [ton/ton-methanol] | 0.42871 | 0.42871 | 0.42871 | 0.42871 | 0.42871 | 100% | 100% | 100% | 100% |  | [1]
| Hydrogen [ton/ton-methanol] | 0.074474 | 0.074474 | 0.074474 | 0.074474 | 0.074474 | 100% | 100% | 100% | 100% | C | [1]
| Hydrogen [MWh/ton-methanol] | 2.48 | 2.48 | 2.48 | 2.48 | 2.48 | 100% | 100% | 100% | 100% | C | [1]
| Electricity [MWh/ton-methanol] | 0.34 | 0.34 | 0.34 | 0.34 | 0.34 | 90% | 110% | 90% | 110% | D | [1]
| Net steam [MWh/ton-methanol] | 0.153 | 0.153 | 0.153 | 0.153 | 0.153 | 90% | 110% | 90% | 110% | E | [1]
Output
| Methanol [MWh/MWh total input] | 0.78199 | 0.78199 | 0.78199 | 0.78199 | 0.78199 | 100% | 110% | 100% | 110% | F. | [1]
| District heating [MWh/MWh total input] | 0 | 0 | 0 | 0 | 0 | 100% | 110% | 100% | 110% | G. | [1]
| Effluent gas [MWh/MWh total input] | 0.028293 | 0.028293 | 0.028293 | 0.028293 | 0.028293 | 100% | 100% | 100% | 100% | H. | [1]
| Heat loss [MWh/MWh total input] | 0.19098 | 0.19098 | 0.19098 | 0.19098 | 0.19098 | 90% | 100% | 90% | 100% | I. | [1]
| Water [ton/ton-methanol] | 0.30276 | 0.30276 | 0.30276 | 0.30276 | 0.30276 | 100% | 100% | 100% | 100% | J. | [1]
| Forced outage [%] | 5 | 4 | 3 | 3 | 2 |  |  |  |  | J. | [1]
| Planned outage [weeks per year] | 3 | 3 | 3 | 3 | 3 |  |  |  |  | J. | [1]
| Technical lifetime [years] | 25 | 25 | 25 | 25 | 25 |  |  |  |  | J. | [1]
| Construction time [years] | 2 | 2 | 2 | 2 | 2 |  |  |  |  | J. | [1]
Financial data
| Specific investment [M€/MW-methanol] | 2.8652 | 2.8652 | 2.2921 | 2.1919 | 2.1919 | 50% | 150% | 50% | 150% | J. | [1]
| - equipment [%] | 80 | 80 | 80 | 80 | 80 |  |  |  |  | J. | [1]
| - installation [%] | 20 | 20 | 20 | 20 | 20 |  |  |  |  | J. | [1]
| Fixed O&M [k€/[MW-methanol/year]] | 114.6066 | 114.6066 | 91.6853 | 87.6741 | 87.6741 | 50% | 150% | 50% | 150% | K. | [1]
| Variable O&M [€/MWh-methanol] | 4.917 | 4.917 | 3.9336 | 3.7615 | 3.7615 | 50% | 150% | 50% | 150% | L. | [1]
| Start up [M€/MW-methanol] | ctrl: 0; ctrl: 0; ctrl: 0; ctrl: 0; ctrl: 0
Technology-specific data
| Specific energy methanol content [GJ/ton-methanol] | ctrl: 19.9; ctrl: 19.9; ctrl: 19.9; ctrl: 19.9; ctrl: 19.9
| Specific methanol density [kg/l] or [ton/m3] | ctrl: 0.79; ctrl: 0.79; ctrl: 0.79; ctrl: 0.79; ctrl: 0.79
| Specific investment [M€/TPD] | 0.66138 | 0.66138 | 0.5291 | 0.50595 | 0.50595 | 50% | 150% | 50% | 150% | J. | [1]
| - equipment [%] | ctrl: 80; ctrl: 80; ctrl: 80; ctrl: 80; ctrl: 80; -: [1]
| - installation [%] | ctrl: 20; ctrl: 20; ctrl: 20; ctrl: 20; ctrl: 20; -: [1]
| Fixed O&M [M€/[1,000 TPD/year]] | 26.455 | 26.455 | 21.164 | 20.2381 | 20.2381 | 50% | 150% | 50% | 150% | K. | [1]
| Variable O&M [M€/1,000 ton-methanol] | 0.02718 | 0.02718 | 0.021744 | 0.020793 | 0.020793 | 50% | 150% | 50% | 150% | L. | [1]
| Start up [M€/TPD] | ctrl: 0; ctrl: 0; ctrl: 0; ctrl: 0; ctrl: 0
Notes:
A. Biogas and Hydrogen to methanol plants operate at lab or pilot scale in 2024. The capacity is increased to large scale demonstration plant/small biogas plant (900 Nm3 biogas/h) in 2030 and to a typical biogas plant (5000 Nm3 biogas/h) in 2040 and 2050. Low technology readiness level means that there are several technological and economical challenges to overcome before the upscaling is realized.
B. It is assumed that the input biogas is clean with no harmful substances for the reformation and methanol synthesis processes.
C. Hydrogen energy is based on the lower heating value.
D. FiW states an electricity consumption of 0.34 MWh/ton, which does not include electricity for electrolysis.
E. The net steam consumption covers synthesis gas preheating before methanol syntheiss and separation of products (primarily methanol and water) in distillation.
F. Technology developments may slightly improve the methanol output.
G. Heat is reused in the process streams leaving 50°C as waste heat, which is considered ususable as heat source for heat pumps in district heating but direct use in district heating. Developments can result in minor amounts of heat directly usuable for district heating.
H. Effluent gas is purged to prevent build up of undesired sideproducts etc. Effluents contain energy that is not used in the methanol synthesis.
I. The reported heat loss is heat loss during process steps. Technology advancements can slightly reduce the heat loss.
J. Based on numbers from FiW. For CAPEX additional 20-25% to account for civil work, installation, hookup and storage. For CAPEX or "specific investment" (M€/MW-methanol and M€/TPD) notice significant uncertainty due to process/technology at low TRL.
K. 4% af CAPEX is assumed as fixed O&M including salaries, maintenance, servicing etc.
L. Variable OPEX is estimated to 1.5% of CAPEX
References:
[1] Technical and economical data are primarily based on experiments and simulations performed at Forschungsinstitut für Wasserwirtschaft und Klimazukunft an der RWTH Aachen e.V by M.Sc. Carl Fritsch and Dr.-Ing. Kristoffer Ooms

## 5.4 Hydrogen to Ammonia
Technology |  | Green Ammonia plant: Hydrogen to ammonia (excl. electrolyzer and excl. ASU)
year |  | 2020 | 2030 | 2040 | 2050 | 2020 | 2020 | 2050 | 2050 | Note | Ref
est |  | ctrl | ctrl | ctrl | ctrl | Lower | Upper | Lower | Upper | - | -
cat | par
Energy/technical data
| Typical total plant size [TPD] (ton per day) | 229 | 458 | 916 | 2290 | 100% | 100% | 100% | 100% | A
| Typical total plant size [MW] (Ammonia output) | 50 | 100 | 200 | 500 | 100% | 100% | 100% | 100%
Input
| N2 Consumption [t/t Ammonia] | 0.839 | 0.839 | 0.839 | 0.839 | 98% | 102% | 98% | 102% | B | [1]
| Hydrogen Consumption [t/t Ammonia] | 0.18 | 0.18 | 0.18 | 0.18 | 98% | 102% | 98% | 102% | B | [1]
| Hydrogen Consumption [MWh/MWh Total Input] | 0.947 | 0.947 | 0.947 | 0.947 | 98% | 102% | 98% | 102% | B | [1]
| Electricity Consumption [MWh/MWh Total Input] | 0.053 | 0.053 | 0.053 | 0.053 | 95% | 110% | 75% | 150% | C | [1]
Output
| Ammonia Output [MWh/MWh Total Input] | 0.823 | 0.823 | 0.823 | 0.823 | 98% | 102% | 98% | 102% |  | [1]
| High value heat Output [MWh/MWh Total Input] | 0.108 | 0.108 | 0.108 | 0.108 | 98% | 102% | 98% | 102% | D | [1]
| District Heating Output [MWh/MWh Total input] | 0.038 | 0.038 | 0.038 | 0.038 | 0% | 100% | 0% | 100% | E | [1]
| Forced outage [%], unplanned shutdown | 5 | 5 | 5 | 5 | 5 | 5 | 5 | 5 |  | [3]
| Planned outage [weeks per year] | 3 | 3 | 3 | 3 | 3 | 3 | 3 | 3 |  | [3]
| Minimum operation capacity | 20% | 20% | 20% | 20% | 10% | 30% | 10% | 30% |  | [2]
| Technical lifetime [years] | ctrl: 30; ctrl: 30; ctrl: 30; ctrl: 30
| Construction time [years] | ctrl: 2; ctrl: 2; ctrl: 2; ctrl: 2
Financial data
| Specific investment [M€/MW Ammonia output] | 1.6869 | 1.3797 | 1.1284 | 0.86513 | 1.3186 | 2.2225 | 0.60614 | 1.0102 | F, I, J | [3]
| - equipment [%] | 50 | 50 | 50 | 50 |  |  |  |  | 0 | [3]
| - installation [%] | 50 | 50 | 50 | 50 |  |  |  |  | 0 | [3]
| Fixed O&M [k€/MW Ammonia/year] | 50.6058 | 41.3906 | 33.8534 | 25.9538 | 39.5585 | 66.6752 | 18.1841 | 30.3069 | G | [3]
| Variable O&M [€/MWh Ammonia] | 0.021268 | 0.021268 | 0.021268 | 0.021268 | 0.010634 | 0.042536 | 0.010634 | 0.042536 | H | [3]
| Start up [M€/1,000 t Ammonia] | ctrl: N.A.; ctrl: N.A.; ctrl: N.A.; ctrl: N.A.; -: 0
Technology-specific data
| Specific investment mark-up factor optional ASU | 1.09 | 1.09 | 1.09 | 1.09 | 97% | 100% | 97% | 100% | F | [3]
| Specific energy content [GJ/ton Ammonia] | ctrl: 18.9; ctrl: 18.9; ctrl: 18.9; ctrl: 18.9
| Specific density [kg/l] or [ton/m3] Ammonia | ctrl: 626; ctrl: 626; ctrl: 626; ctrl: 626
| Specific investment [M€/TPD Ammonia output] | 0.3683 | 0.30123 | 0.24638 | 0.18889 | 0.27074 | 0.45633 | 0.12445 | 0.20742 | F, I | [3]
| Fixed O&M [k€/TPD Ammonia] | 11.049 | 9.037 | 7.3914 | 5.6666 | 8.1223 | 13.69 | 3.7336 | 6.2227 |  | [3]
| Variable O&M [€/t Ammonia] | 0.10634 | 0.10634 | 0.10634 | 0.10634 | 0.05 | 0.2 | 0.05 | 0.2 |  | [3]
| Start up [M€/TPD Ammonia] | ctrl: N.A.; ctrl: N.A.; ctrl: N.A.; ctrl: N.A.
Notes:
A: Typical NH₃ plant size based on H2 supply from 100 MWe electrolyzer for 2020.
B: Assume 98% efficiency with respect to mass of the ammonia synthesis
C: Assumption of higher pressure electrolysis available in the future, requiring lower compression power. A green ammonia plant that contains a dedicated ASU for nitrogen production will have additional power requirements, cf. chapter 3.3
D: Steam at up to 350°C may be produced by NH₃ synthesis
E: Heat available at 30-60°C and requires heat pump for use for district heating.
F: Specific investment of green NH₃ plant (excl. electrolysis, excl. ASU, NH₃ storage and utilities) is estimated as 54% of conventional NH₃ plant based on NG. Cost is decreasing with time mainly because of scale effect (increasing plant size). To add the cost of an ASU a multiplication factor of 1.06-1.09 should be applied to the total Specific Investment (both entries in Financial Data and Technology-specific data) as a rule of thumb.
G: Fixed O&M is taken as 3% of CAPEX
H: Variable O&M estimated as cost for catalyst replacement and misc. consumables
I: Financial data is given in 2015-€ as in the other datasheets (and in contrast to Figure 9-2, which is showing the corresponding cost in 2019-€)
J: Cost projection is considering economy of scale only and does not consider further technical development, due to the maturity of ammonia synthesis. In case capacities are expected for other years than shown in the datasheet, one should use the corresponding cost data of the respective capacity instead of the cost data for a given year. See also Figure 16 in the chapter.
References:
[1] Based on calculated mass and energy balance
[2] Based on normal operation ranges for instrumentations and rotating equipment. Lower capacity range is possible but it is normally expensive as spare insturmentation and rotating equipment is required
[3] Based on collected data, i.e. based on several sources, as specified in the qualitative section

## 5.5 Gasif.Ent. Flow FT, liq fu
Technology |  | Gasifier, biomass, Fischer Tropsch liquid fuels, large scale
year |  | 2015 | 2020 | 2030 | 2040 | 2050 | 2020 | 2020 | 2050 | 2050 | Note | Ref
est |  | ctrl | ctrl | ctrl | ctrl | ctrl | Lower | Upper | Lower | Upper | - | -
cat | par
Energy/technical data
| Typical total plant size [1,000 t FT Liquids/year] | 50 | 50 | 100 | 125 | 150 | 100% | 150% | 50% | 150% | A, B | 1, 6
| Typical total plant size [MW] | 75 | 75 | 150 | 190 | 225 | 100% | 150% | 50% | 150% | A, A1, B | 1, 6
Input
| Feedstock Consumption [MWh/MWh Total Input] | 1 | 1 | 1 | 1 | 1 | 80% | 100% | 80% | 100% | C | 1
Output
| Naphta Output [MWh/MWh Total Input] | 0.1376 | 0.1376 | 0.14484 | 0.15389 | 0.16295 | 80% | 110% | 80% | 110% | D | 1
| Jet Fuel Output [MWh/MWh Total Input] | 0.0147 | 0.0147 | 0.015474 | 0.016441 | 0.017408 | 80% | 110% | 80% | 110% | D | 1
| Diesel Output [MWh/MWh Total Input] | 0.0998 | 0.0998 | 0.10505 | 0.11162 | 0.11818 | 80% | 110% | 80% | 110% | D | 1
| Electricity Output [MWh/MWh Total Input] | 0.0117 | 0.0117 | 0.016 | 0.018 | 0.02 | 80% | 110% | 80% | 110% | D | 1
| Forced outage [%] | ctrl: 4; ctrl: 4; ctrl: 0; ctrl: 0; ctrl: 0
| Planned outage [weeks per year] | ctrl: 2; ctrl: 2; ctrl: 2; ctrl: 2; ctrl: 2
| Technical lifetime [years] | ctrl: 20; ctrl: 25; ctrl: 25; ctrl: 25; ctrl: 25
| Construction time [years] | ctrl: 2; ctrl: 2; ctrl: 2; ctrl: 2; ctrl: 2
Financial data
| Specific investment [M€/MW Liquids/year] | 4.6035 | 4.6035 | 4.1431 | 3.8478 | 3.6828 | 75% | 120% | 75% | 120% | E, L | 1, 6, 7, 8, 9
| - equipment [%] | ctrl: 75; ctrl: 75; ctrl: 75; ctrl: 75; ctrl: 75
| - installation [%] | ctrl: 25; ctrl: 25; ctrl: 25; ctrl: 25; ctrl: 25
| Fixed O&M [M€/MW/year FT Liquids/year] | 0.11048 | 0.11048 | 0.11048 | 0.10914 | 0.11048 | 75% | 120% | 75% | 120% | L | 1
| Variable O&M [€/MWh FT Liquids/year] | 1.1299 | 1.1299 | 1.1299 | 1.1311 | 1.1299 | 75% | 120% | 75% | 120% | L | 1
| Start up [M€/1,000 t FT Liquids/year] | ctrl: 0; ctrl: 0; ctrl: 0; ctrl: 0; ctrl: 0; -: F
Technology-specific data
| Specific energy content [GJ/ton] FT Diesel | ctrl: 44; ctrl: 44; ctrl: 44; ctrl: 44; ctrl: 44
| Specific density [kg/l] or [ton/m3] | ctrl: 0.77; ctrl: 0.77; ctrl: 0.77; ctrl: 0.77; ctrl: 0.77
| Specific investment [M€/1,000 t FT Liquids/year] | 6.4935 | 6.4935 | 5.8442 | 5.5 | 5.1948 | 75% | 120% | 75% | 120% | E, L | 1, 6, 7, 8, 9
| - equipment [%] | ctrl: 75; ctrl: 75; ctrl: 75; ctrl: 75; ctrl: 75
| - installation [%] | ctrl: 25; ctrl: 25; ctrl: 25; ctrl: 25; ctrl: 25
| Fixed O&M [M€/1,000 t FT Liquids/year] | 0.15584 | 0.15584 | 0.15584 | 0.156 | 0.15584 | 75% | 120% | 75% | 120% | L | 1
| Variable O&M [M€/1,000 t FT Liquids/year] | 0.012987 | 0.012987 | 0.012987 | 0.013 | 0.012987 | 75% | 120% | 75% | 120% | L | 1
| Start up [M€/1,000 t FT Liquids/year] | ctrl: 0; ctrl: 0; ctrl: 0; ctrl: 0; ctrl: 0; -: F
Notes:
A. The plant size is assumed based on the proposed Velocys plant and the NREL nth plant.
A1. This value is the hourly rating and has been calculated as if the unit produces at capacity and was in operations 8,000 h/year
B. Feedstock availability is likely to determine the maximum plant size.
C. The feedstock requirements could vary with efforts to improve the desired product selectivity.
D. Over time the power available for export may increase due to improve thermal management in the plant.
E. There is a wide range of reported capital costs for the existing plants and a wide range in the cost of future plants.
F. Start-up costs are included in the operating costs.
M €/k tonne is million euro per 1,000 tonnes
References:
[1] Tan, E. C. D., Snowden-Swan, L. J., Talmadge, M., Dutta, A., Jones, S., Ramasamy, K. K., Gray, M., Dagle, R., Padmaperuma, A., Gerber, M., Sahir, A. H., Tao, L. and Zhang, Y. 2017. Comparative techno-economic analysis and process design for indirect liquefaction pathways to distillate-range fuels via biomass-derived oxygenated intermediates upgrading. Biofuels, Bioprod. Bioref., 11: 41–66. https://www.doi.org/10.1002/bbb.1710
[2] Kreutz, T., Larson, E., Liu, G., Williams, R. 2008. Fischer-Tropsch Fuels from Coal and Biomass. 25th Annual International Pittsburgh Coal Conference. http://acee.princeton.edu/wp-content/uploads/2016/10/Kreutz-et-al-PCC-2008-10-7-08.pdf
[3] Baliban, R., Elia, J., Floudas, C., Gurau, B., Weingarten, M., and Klotz, S. 2013. Hardwood Biomass to Gasoline, Diesel, and Jet Fuel: 1. Process Synthesis and Global Optimization of a Thermochemical Refinery. Energy & Fuels 2013 27 (8), 4302-4324. https://www.doi.org/10.1021/ef302003f
[4] Sikarwar, V., Zhao, M., Clough, P., Yao, J., Zhong, X., Memon, Shah, M., Anthony, E., and Fennell, P. 2016. An overview of advances in biomass gasification. Energy Environ. Sci. 2016, 9, 2939. https://doi.org/10.1039/C6EE00935B
[5] Molino, A., Chianese, S., Musmarra, D. 2016. Biomass gasification technology: The state of the art overview, In Journal of Energy Chemistry, Volume 25, Issue 1, 2016, Pages 10-25, ISSN 2095-4956, https://doi.org/10.1016/j.jechem.2015.11.005
[6] Velocys. 2017. The biomass-to-liquids process. http://www.velocys.com/our-biorefineries/
[7] Chandra, P.K. & Payne, Fred. 1986. Turndown Ratio of a Gasifier-Combustor Predicted by a Simulation Model. Transactions of the ASAE. 29. 1748-1753. https://doi.org/10.13031/2013.30383.
[8] Danish Energy Agency. 2017. Energy Statistics 2015. https://ens.dk/sites/ens.dk/files/Statistik/energy_statistics_2015.pdf
[9] Li X, Rubæk GH, Müller-Stöver DS, Thomsen TP, Ahrenfeldt J and Sørensen P. 2017. Plant Availability of Phosphorus in Five Gasification Biochars. Front. Sustain. Food Syst. 1:2. https://www.doi.org/10.3389/fsufs.2017.00002
[10] Velocys. 2017. Establishment of a strategic alliance with TRI. http://www.velocys.com/establishment-of-a-strategic-alliance-with-tri/
[11] Velocys. 2017. Velocys plans for the construction of a commercial BTL plant move forward. https://biorrefineria.blogspot.ca/2017/06/velocys-plans-for-construction-of-commercial-BTL-plant-move-forward.html
[12] Tijm, P. 1994. Shell Middle Distillate Synthesis: The Process, The Plant, The Products. http://web.anl.gov/PCS/acsfuel/preprint%20archive/Files/39_4_WASHINGTON%20DC_08-94_1146.pdf
[13] van der Laan, P. 1999. Kinetics, Selectivity and Scale Up of the Fischer-Tropsch Synthesis. http://www.adktroutguide.com/files/1999_Phd_Thesis_-_Kinetics_Selectivity_and_Scaleup_of_FT_Synthesis.pdf
[14] Industrial Equipment News. 2017. Mississippi Lands Biofuel Refinery. https://www.ien.com/operations/news/20980331/mississippi-lands-biofuel-refinery
[15] Irena. 2016. Innovation Outlook. Advanced Liquid Biofuels. http://www.irena.org/DocumentDownloads/Publications/IRENA_Innovation_Outlook_Advanced_Liquid_Biofuels_2016.pdf
[16] Sub Group on Advanced Biofuels. 2017. Cost of Biofuel. http://platformduurzamebiobrandstoffen.nl/wp-content/uploads/2017/07/2017_SGAB_Cost-of-Biofuels.pdf
[17] de Jong, S., Hoefnagels, R., Faaij, A., Slade, R., Mawhood, R. and Junginger, M. 2015. The feasibility of short-term production strategies for renewable jet fuels – a comprehensive techno-economic comparison. Biofuels, Bioprod. Bioref., 9: 778–800. https://www.doi.org/10.1002/bbb.1613

## 5.6 Hydrogen to Jet
Technology |  | Hydrogen to Jet Fuel
year |  | 2020 | 2030 | 2040 | 2050 | 2020 | 2020 | 2050 | 2050 | Note | Ref
est |  | ctrl | ctrl | ctrl | ctrl | Lower | Upper | Lower | Upper | - | -
cat | par
Energy/technical data
| Typical total plant size [1,000 kt FT Liquids/year] | 2 | 13 | 41 | 165 | 50% | 150% | 50% | 150% | A, B, | 18, 20, 23
| Typical total plant size [MW] Output | 3.1 | 20.5 | 64.5 | 259.6 | 50% | 150% | 50% | 150% | A,B,C | 18, 20
Input
| CO2 Consumption [t/t FT Liquids] | 4.3 | 3.9 | 3.6 | 3.3 | 100% | 110% | 100% | 110% | C, D, E
| Hydrogen Consumption [MWh/MWh Total Input] | 0.995 | 0.995 | 0.995 | 0.995 | 75% | 125% | 75% | 125% | E
| Power Consumption [MWh/MWh Total Input] | 0.005 | 0.005 | 0.005 | 0.005 | 75% | 125% | 75% | 125% | E
Output
| FT Liquids Output [MWh/MWh Total Input] | 0.65 | 0.7 | 0.73 | 0.75 | 80% | 120% | 80% | 120% | F, G, O | 20, 18
| District Heating Output [MWh/MWh Total Input] | 0.25 | 0.2 | 0.17 | 0.15 | 80% | 120% | 80% | 120% | H
| Forced outage [%] | ctrl: 0; ctrl: 0; ctrl: 0; ctrl: 0; -: I
| Planned outage [weeks per year] | ctrl: 3; -: 18
| Technical lifetime [years] | ctrl: 25
| Construction time [years] | ctrl: 2
Financial data
| Specific investment [M€/MW Liquids/year] | 2.2331 | 1.7014 | 1.1697 | 0.95706 | 75% | 150% | 75% | 125% | G, J | 18, 20, 26, 30
| - equipment [%] | ctrl: 75; ctrl: 75; ctrl: 75; ctrl: 75; -: K
| - installation [%] | ctrl: 25; ctrl: 25; ctrl: 25; ctrl: 25
| Fixed O&M [€/MWH Liquids] | 17.9715 | 13.5052 | 9.0389 | 7.8692 | 90% | 110% | 90% | 110% | L | 18
| Variable O&M [€/MWH Liquids] | 5.636 | 4.4663 | 3.4029 | 2.2331 | 90% | 110% | 90% | 110% | M | 26
| Start up [€/l FT Liquids] | ctrl: 0; ctrl: 0; ctrl: 0; ctrl: 0
Technology-specific data
| Specific investment [€/l FT Liquids/year] | 3.5091 | 2.6584 | 1.8077 | 1.4887 | 75% | 150% | 75% | 125% | G, J | 18, 20, 26, 30
| - equipment [%] | ctrl: 75; ctrl: 75; ctrl: 75; ctrl: 75; -: K
| - installation [%] | ctrl: 25; ctrl: 25; ctrl: 25; ctrl: 25
| Fixed O&M [€/l FT Liquids] | 0.17014 | 0.1276 | 0.08507 | 0.074436 | 90% | 110% | 90% | 110% | L | 18
| Variable O&M [€/l FT Liquids] | 0.053169 | 0.042535 | 0.031901 | 0.021267 | 90% | 110% | 90% | 110% | M | 26
| Start up [€/l FT Liquids] | ctrl: 0; ctrl: 0; ctrl: 0; ctrl: 0
Notes:
A. The plant size range is based on the Schmidt and Mortensen reports and other analysis in the literature. Scale up is our assumption.
B. CO2 availability is likely to determine the maximum plant size.
C. Conversion to MW is based on 8,000 operating hours per year and the energy output in all liquid fuels. The conversion is rounded. Some reports are based on only 4,000 hours of operation. Figure 1-2 utilizes the 2050 estimates.
D. Carbon efficiency in the literature ranges from 75 to 95%. Assuming that the early plants have low carbon efficiency and increase over time.
E. Denominator of FT liquids is the total liquid fuel output.
F. Hydrogen and power are the only energy input. Power will be required for pumping, compression, and utilities in addition to hydrogen production. Power estimated based on typical electric demand in petroleum refineries.
G. FT Liquids efficiency increases as hydrogen production efficiency increases with adoption of more efficient technologies. 2020 and 2030 assume alkaline electrolysis, 2040 is based on PEM systems, and 2050 assumes SOEC. Limited improvement in FT synthesis assumed, although jet fuel selectivity may improve over time.
H. Own calculations.
I. Some heat is lost in the process to drive the RWGS reaction. Assumes that total losses and internal consumption is 10% of the input. The quality of the district heat will depend on the electrolysis technology employed. The FT portion of the process will have excess steam available. The quantity and quality of the steam will depend on the FT process employed and the plant configuration.
J. This will depend on the level of hydrogen storage and the frequency of low surplus electricity periods that are outside of the range used for the calculation of the required hydrogen storage.
K. The capital costs drop as plant size increases and through technological learning. Hydrogen storage costs are included (10% of capital costs) but not sized in the reference. No CO2 storage is assumed.
L. Own Assumption
M. Based on 5% of capital cost.
N. Based on 1.5% of capital cost. Excludes cost of power and carbon dioxide.
O. A reasonable distribution of the FT fuels might be 60% jet fuel, 20% gasoline, and 20% lighter products (LPG and fuel gas), but the distribution of outputs could be very different depending on the plant design, catalyst and the operating conditions.
References:
<none>

## 5.6 Power to Jet
Technology |  | Power to Jet Fuel
year |  | 2020 | 2030 | 2040 | 2050 | 2020 | 2020 | 2050 | 2050 | Note | Ref
est |  | ctrl | ctrl | ctrl | ctrl | Lower | Upper | Lower | Upper | - | -
cat | par
Energy/technical data
| Typical total plant size [1,000 t FT Liquids/year] | 2 | 13 | 41 | 165 | 50% | 150% | 50% | 150% | A, B, C | 18, 20, 23
| Typical total plant size [MW] Output | 3.1 | 20.5 | 64.5 | 259.6 | 50% | 150% | 50% | 150% | A,B,C | 18, 20
Input
| CO2 Consumption [t/t FT Liquids] | 4.3 | 3.9 | 3.6 | 3.3 | 100% | 110% | 100% | 110% | D, E
| Electricity Consumption [MWh/MWh Total Input] | 1 | 1 | 1 | 1 | 100% | 100% | 100% | 100% | F
Output
| FT Liquids Output [MWh/MWh Total Input] | 0.37 | 0.4 | 0.5 | 0.55 | 80% | 120% | 80% | 120% | G, H, O | 20, 18
| District Heating Output [MWh/MWh Total Input] | 0.43 | 0.4 | 0.3 | 0.25 | 80% | 120% | 80% | 120% | I
| Forced outage [%] | ctrl: 0; ctrl: 0; ctrl: 0; ctrl: 0; -: J
| Planned outage [weeks per year] | ctrl: 3; ctrl: 3; ctrl: 3; ctrl: 3; -: 18
| Technical lifetime [years] | 25 | 25 | 25 | 25 | 20 | 30
| Construction time [years] | ctrl: 2; ctrl: 2; ctrl: 2; ctrl: 2
Financial data
| Specific investment [M€/MW Output] | 3.4029 | 2.6585 | 2.0205 | 1.7014 | 75% | 150% | 75% | 125% | K | 18, 20, 26, 30
| - equipment [%] | 75 | 75 | 75 | 75 | 0 | 0 | 0 | 0 | L
| - installation [%] | 25 | 25 | 25 | 25 | 0 | 0 | 0 | 0 | 0
| Fixed O&M [€/MWh FT Liquids] | 28.1801 | 16.9081 | 11.272 | 5.636 | 90% | 110% | 90% | 110% | M | 18
| Variable O&M [€/MWH FT Liquids] | 9.0389 | 5.636 | 3.4029 | 2.2331 | 90% | 110% | 90% | 110% | N | 26
| Start up [€/MWh FT Liquids] | 0 | 0 | 0 | 0 | 0 | 0 | 0 | 0 | 0
Technology-specific data
| Specific investment [€/l FT Liquids/year] | 5.3169 | 4.2535 | 3.1901 | 2.6584 | 75% | 150% | 75% | 125% | K | 18, 20, 26, 30
| - equipment [%] | ctrl: 75; ctrl: 75; ctrl: 75; ctrl: 75; -: L
| - installation [%] | ctrl: 25; ctrl: 25; ctrl: 25; ctrl: 25
| Fixed O&M [€/l FT Liquids] | 0.26584 | 0.15951 | 0.10634 | 0.053169 | 90% | 110% | 90% | 110% | M | 18
| Variable O&M [€/l FT Liquids] | 0.08507 | 0.053169 | 0.031901 | 0.021267 | 90% | 110% | 90% | 110% | N | 26
| Start up [€/l FT Liquids] | ctrl: 0; ctrl: 0; ctrl: 0; ctrl: 0
Notes:
A. The plant size range is based on the Schmidt and Mortensen reports and other analysis in the literature. Scale up is our assumption.
B. CO2 availability is likely to determine the maximum plant size.
C. Conversion to MW is based on 8,000 operating hours per year and the energy output in all liquid fuels. The conversion is rounded. Some reports are based on only 4,000 hours of operation. Figure 1-2 utilizes the 2050 estimates.
D. Carbon efficiency in the literature ranges from 75 to 95%. Assuming that the early plants have low carbon efficiency and increase over time.
E. Denominator of FT liquids is the total liquid fuel output.
F. Power is the only energy input. Power will be required for pumping, compression, and utilities in addition to hydrogen production.
G. FT Liquids efficiency increases as hydrogen production efficiency increases with adoption of more efficient technologies. 2020 and 2030 assume alkaline electrolysis, 2040 is based on PEM systems, and 2050 assumes SOEC. Limited improvement in FT synthesis assumed, although jet fuel selectivity may improve over time.
H. Own calculations.
I. Some heat is lost in the process to drive the RWGS reaction. Assumes that total losses and internal consumption is 20% of the input. The quality of the district heat will depend on the electrolysis technology employed. The FT portion of the process will have excess steam available. The quantity and quality of the steam will depend on the FT process employed and the plant configuration.
J. This will depend on the level of hydrogen storage and the frequency of low surplus electricity periods that are outside of the range used for the calculation of the required hydrogen storage.
K. The capital costs drop as plant size increases and through technological learning. Hydrogen storage costs are included (10% of capital costs) but not sized in the reference. No CO2 storage is assumed.
L. Own Assumption
M. Based on 5% of capital cost.
N. Based on 1.5% of capital cost. Excludes cost of power and carbon dioxide.
O. A reasonable distribution of the FT fuels might be 60% jet fuel, 20% gasoline, and 20% lighter products (LPG and fuel gas), but the distribution of outputs could be very different depending on the plant design, catalyst and the operating conditions.
References:
<none>

## 5.7 Vegetable oil FAME
Technology |  | Vegetable Oil FAME
year |  | 2015 | 2020 | 2030 | 2040 | 2050 | 2020 | 2020 | 2050 | 2050 | Note | Ref
est |  | ctrl | ctrl | ctrl | ctrl | ctrl | Lower | Upper | Lower | Upper | - | -
cat | par
Energy/technical data
| Typical total plant size [1,000 t biodiesel/year] | 100 | 100 | 100 | 100 | 100 | 50% | 200% | 50% | 200% | A | 1
| Typical total plant size [MW biodiesel] | 125 | 125 | 125 | 125 | 125 | 50% | 200% | 50% | 200% | A1
Input
| Veg Oil Consumption [MWh/MWh Total Input] | 0.925 | 0.926 | 0.929 | 0.931 | 0.933 | 99% | 101% | 99% | 101% | E,I | 4
| Methanol Consumption [MWh/MWh Total Input] | 0.046 | 0.046 | 0.046 | 0.046 | 0.046 | 93% | 107% | 93% | 107% | B,E,I | 4
| Electricity Consumption [MWh/MWh Total Input] | 0.004 | 0.004 | 0.003 | 0.0025 | 0.002 | 50% | 150% | 75% | 125% | E,I | 4
| Natural Gas Consumption [MWh/MWh Total Input] | 0.025 | 0.024 | 0.022 | 0.02 | 0.018 | 50% | 150% | 75% | 125% | E,I | 4
Output
| Biodiesel Output [MWh/MWh Total Input] | 0.903 | 0.903 | 0.903 | 0.903 | 0.903 | 99% | 101% | 99% | 101% | F | 4
| Glycerine Output [MWh/MWh Total Input] | 0.039 | 0.039 | 0.039 | 0.039 | 0.039 | 99% | 101% | 99% | 101% | F | 4
| Forced outage [%] | ctrl: 0; ctrl: 0; ctrl: 0; ctrl: 0; ctrl: 0; -: H
| Planned outage [weeks per year] | ctrl: 2; ctrl: 2; ctrl: 2; ctrl: 2; ctrl: 2
| Technical lifetime [years] | ctrl: 25; ctrl: 25; ctrl: 25; ctrl: 25; ctrl: 25
| Construction time [years] | ctrl: 1.5; ctrl: 1.5; ctrl: 1.5; ctrl: 1.5; ctrl: 1.5
Financial data
| Specific investment [M €/MW] | 0.54445 | 0.53594 | 0.52743 | 0.51893 | 0.51042 | 90% | 110% | 90% | 110% | C, J, L
| - equipment [%] | ctrl: 75; ctrl: 75; ctrl: 75; ctrl: 75; ctrl: 75; -: G
| - installation [%] | ctrl: 25; ctrl: 25; ctrl: 25; ctrl: 25; ctrl: 25; -: G
| Fixed O&M [M €/MW/year] | 0.018716 | 0.018716 | 0.018716 | 0.018716 | 0.018716 | 90% | 110% | 90% | 110% | D, K, L
| Variable O&M [€/MWh] | 7.1992 | 7.1992 | 7.1992 | 7.1992 | 7.1992 | 90% | 110% | 90% | 110% | D, K, L
| Start-up [M €/MW] | ctrl: 0; ctrl: 0; ctrl: 0; ctrl: 0; ctrl: 0
Technology-specific data
| Specific energy content [GJ/ton biodiesel] | ctrl: 37.2; ctrl: 37.2; ctrl: 37.2; ctrl: 37.2; ctrl: 37.2
| Specific density [kg/l] or [ton/m3] | ctrl: 0.885; ctrl: 0.885; ctrl: 0.885; ctrl: 0.885; ctrl: 0.885
| Specific investment [M €/1,000 t biodiesel/year] | 0.68056 | 0.66992 | 0.65929 | 0.64866 | 0.63802 | 90% | 110% | 90% | 110% | C, J
| - equipment [%] | ctrl: 75; ctrl: 75; ctrl: 75; ctrl: 75; ctrl: 75; -: G
| - installation [%] | ctrl: 25; ctrl: 25; ctrl: 25; ctrl: 25; ctrl: 25; -: G
| Fixed O&M [M €/1,000 t biodiesel] | 0.023394 | 0.023394 | 0.023394 | 0.023394 | 0.023394 | 90% | 110% | 90% | 110% | D, K, L
| Variable O&M [M €/1,000 t biodiesel] | 0.074436 | 0.074436 | 0.074436 | 0.074436 | 0.074436 | 90% | 110% | 90% | 110% | D, K, L
Notes:
A. The plant size is assumed based on the plants sizes of existing vegetable oil based bio-diesel plants in EU.
A1. This value is the hourly rating and has been calculated as if the unit produces 100,000 t/year and was in operations 8,000 h/year.
B. Energy input from supporting chemicals of minor amounts is not considered.
C. The total capital cost include total installed cost (total direct costs) and all indirect costs such as engineering, construction, contractor’s fee, contingency and working capital.
D. O&M costs, costs for main raw materials are not included
E. 2050 values are based on industry best plant in 2015. 2020 and 2030 values interpolated between 2015 and 2050 values.
F. Total output excludes the heat loss.
G. Estimated from Iowa State biodiesel profitability file.
H. Best plants operate at greater than 95% of capacity.
I. The uncertainty is one standard deviation from the average from the NBB survey.
J. Range of capital cost is +/- 25% of mean.
K. Operating cost is +/- 10% of mean.
L. M €/k tonne is million euro per 1,000 tonnes
References:
[1] Personal Communication. 2018. T Jensen, Emmelev A/S
[2] International Institute for Sustainable Development. 2012. Biofuels – At What Cost? Mandating ethanol and biodiesel consumption in Germany. https://www.iisd.org/gsi/sites/default/files/bf_awc_germany.pdf
[3] Desmet Ballestra. 2015. Biodiesel. http://www.desmetballestra.com/images/PDF-Brochures-2014/Biodiesel2015.pdf
[4] US Energy Information Administration. 2015. International Energy Statistics. Biofuels Production. http://www.eia.gov/cfapps/ipdbproject/IEDIndex3.cfm?tid=79&pid=79&aid=1
[5] Energy Statistics 2015. https://ens.dk/sites/ens.dk/files/Statistik/energy_statistics_2015.pdf
[6] IEA Bioenergy Task 39. Newsletter #39. Denmark Feature. http://task39.sites.olt.ubc.ca/files/2015/06/IEA-Bioenergy-Task-39-Newsletter-Issue-39-May-2015-final.pdf
[7] Chen, R., Qin, Z., Han, J., Wang, M., Taheripour, F., Tyner, W., O'Connor, D., Duffield, J. 2018. Life cycle energy and greenhouse gas emission effects of biodiesel in the United States with induced land use change impacts. Bioresource Technology, Volume 251, 2018, Pages 249-258, ISSN 0960-8524, https://doi.org/10.1016/j.biortech.2017.12.031.
[8] Cargill. 2017. Cargill to build state of- the-art biodiesel plant in Wichita, Kansas. https://www.cargill.com/2017/cargill-to-build-state-of-the-art-biodiesel-plant-in-wichita-ks
[9] IRENA. 2013. Road Transport: The Cost of Renewable Solutions. http://www.irena.org/-/media/Files/IRENA/Agency/Publication/2013/Road_Transport.ashx
[10] Berghout, Niels. (2008). Technological learning in the German biodiesel industry: An experience curve approach to quantify reductions in production costs, energy use and greenhouse gas emissions. http://task39.sites.olt.ubc.ca/files/2013/05/Technological-learning-in-the-German-Biodiesel-Industry.pdf
[11] Iowa State University. 2017. Biodiesel Profitability. http://www.extension.iastate.edu/agdm/energy/xls/d1-15biodieselprofitability.xlsx

## 5.8 UCO & animal fat FAME
Technology |  | UCO and Animal Fat FAME
year |  | 2015 | 2020 | 2030 | 2040 | 2050 | 2020 | 2020 | 2050 | 2050 | Note | Ref
est |  | ctrl | ctrl | ctrl | ctrl | ctrl | Lower | Upper | Lower | Upper | - | -
cat | par
Energy/technical data
| Typical total plant size [1,000 t biodiesel/year] | 50 | 50 | 50 | 50 | 50 | 50% | 200% | 50% | 200% | A | 1
| Typical total plant size [MW biodiesel/year] | 60 | 60 | 60 | 60 | 60 | 50% | 200% | 50% | 200% | A1
Input
| Veg Oil Consumption, [MWh/MWh Total Input] | 0.906 | 0.909 | 0.912 | 0.912 | 0.912 | 99% | 101% | 99% | 101% | E,I | 1
| Methanol Consumption [MWh/MWh Total Input] | 0.044 | 0.044 | 0.044 | 0.044 | 0.044 | 93% | 107% | 93% | 107% | B,E,I | 1
| Electricity Consumption [MWh/MWh Total Input] | 0.007 | 0.006 | 0.005 | 0.005 | 0.004 | 50% | 150% | 50% | 150% | E,I | 1
| Natural Gas Consumption [MWh/MWh Total Input] | 0.044 | 0.04 | 0.036 | 0.034 | 0.032 | 50% | 50% | 50% | 50% | E,I | 1
Output
| Biodiesel Output [MWH/MWh] | 0.84 | 0.85 | 0.86 | 0.86 | 0.87 | 99% | 101% | 99% | 101% | F | 1
| Glycerine Output [MWH/MWh Total Input] | 0.04 | 0.04 | 0.04 | 0.04 | 0.04 | 99% | 101% | 99% | 101% | F | 1
| Forced outage [%] | ctrl: 0; ctrl: 0; ctrl: 0; ctrl: 0; ctrl: 0; -: H
| Planned outage [weeks per year] | ctrl: 2; ctrl: 2; ctrl: 2; ctrl: 2; ctrl: 2
| Technical lifetime [years] | ctrl: 25; ctrl: 25; ctrl: 25; ctrl: 25; ctrl: 25
| Construction time [years] | ctrl: 1.5; ctrl: 1.5; ctrl: 1.5; ctrl: 1.5; ctrl: 1.5
Financial data
| Specific investment [M €/MW] | 1.1497 | 1.0805 | 0.9941 | 0.95088 | 0.89326 | 85.07% | 120% | 90% | 110% | C, J, L | 3
| - equipment [%] | ctrl: 75; ctrl: 75; ctrl: 75; ctrl: 75; ctrl: 75; -: G
| - installation [%] | ctrl: 25; ctrl: 25; ctrl: 25; ctrl: 25; ctrl: 25; -: G
| Fixed O&M [M €/MW/year] | 0.13017 | 0.13017 | 0.13017 | 0.13017 | 0.13017 | 90% | 110% | 90% | 110% | D, K, L | 4
| Variable O&M [€/MWh] | 8.1397 | 8.1397 | 8.1397 | 8.1397 | 8.1397 | 90% | 110% | 90% | 110% | D, K, L | 4
| Start-up [M €/MW] | 0 | 0 | 0 | 0 | 0 | 0 | 0 | 0 | 0
Technology-specific data
| Specific energy content [GJ/ton] biodiesel] | ctrl: 37.2; ctrl: 37.2; ctrl: 37.2; ctrl: 37.2; ctrl: 37.2
| Specific density [kg/l] or [ton/m3] | ctrl: 0.885; ctrl: 0.885; ctrl: 0.885; ctrl: 0.885; ctrl: 0.885
| Specific investment [M €/1,000 t biodiesel/year] | 1.4143 | 1.3292 | 1.2229 | 1.1697 | 1.0634 | 80% | 120% | 90% | 110%
| - equipment [%] | ctrl: 75; ctrl: 75; ctrl: 75; ctrl: 75; ctrl: 75; -: G
| - installation [%] | ctrl: 25; ctrl: 25; ctrl: 25; ctrl: 25; ctrl: 25; -: G
| Fixed O&M [M €/1,000 t biodiesel] | 0.1562 | 0.1562 | 0.1562 | 0.1562 | 0.1562 | 90% | 110% | 90% | 110% | D, K, L
| Variable O&M [M €/1,000 t biodiesel] | 0.084109 | 0.084109 | 0.084109 | 0.084109 | 0.084109 | 90% | 110% | 90% | 110% | D, K, L
Notes:
A. The plant size is assumed based on the plants sizes of existing vegetable oil based bio-diesel plants in EU.
A1. This value is the hourly rating and has been calculated as if the unit produces 100,000 t/year and was in operations 8,000 h/year.
B. Energy input from supporting chemicals of minor amounts is not considered.
C. The total capital cost include total installed cost (total direct costs) and all indirect costs such as engineering, construction, contractor’s fee, contingency and working capital.
D. O&M costs, costs for main raw materials are not included
E. 2050 values are based on industry best plant in 2015. 2020 and 2030 values interpolated between 2015 and 2050 values.
F. Total output excludes the heat loss.
G. Estimated from Iowa State biodiesel profitability file.
H. Best plants operate at greater than 95% of capacity.
I. The uncertainty is one standard deviation from the average from the NBB survey.
J. Range of capital cost is +/- 25% of mean.
K. Operating cost is +/- 10% of mean.
L. M €/k tonne is million euro per 1,000 tonnes
References:
[1] Personal Communication. 2018. T Jensen, Emmelev A/S
[2] International Institute for Sustainable Development. 2012. Biofuels – At What Cost? Mandating ethanol and biodiesel consumption in Germany. https://www.iisd.org/gsi/sites/default/files/bf_awc_germany.pdf
[3] Desmet Ballestra. 2015. Biodiesel. http://www.desmetballestra.com/images/PDF-Brochures-2014/Biodiesel2015.pdf
[4] US Energy Information Administration. 2015. International Energy Statistics. Biofuels Production. http://www.eia.gov/cfapps/ipdbproject/IEDIndex3.cfm?tid=79&pid=79&aid=1
[5] Energy Statistics 2015. https://ens.dk/sites/ens.dk/files/Statistik/energy_statistics_2015.pdf
[6] IEA Bioenergy Task 39. Newsletter #39. Denmark Feature. http://task39.sites.olt.ubc.ca/files/2015/06/IEA-Bioenergy-Task-39-Newsletter-Issue-39-May-2015-final.pdf
[7] Chen, R., Qin, Z., Han, J., Wang, M., Taheripour, F., Tyner, W., O'Connor, D., Duffield, J. 2018. Life cycle energy and greenhouse gas emission effects of biodiesel in the United States with induced land use change impacts. Bioresource Technology, Volume 251, 2018, Pages 249-258, ISSN 0960-8524, https://doi.org/10.1016/j.biortech.2017.12.031.
[8] Cargill. 2017. Cargill to build state of- the-art biodiesel plant in Wichita, Kansas. https://www.cargill.com/2017/cargill-to-build-state-of-the-art-biodiesel-plant-in-wichita-ks
[9] IRENA. 2013. Road Transport: The Cost of Renewable Solutions. http://www.irena.org/-/media/Files/IRENA/Agency/Publication/2013/Road_Transport.ashx
[10] Berghout, Niels. (2008). Technological learning in the German biodiesel industry: An experience curve approach to quantify reductions in production costs, energy use and greenhouse gas emissions. http://task39.sites.olt.ubc.ca/files/2013/05/Technological-learning-in-the-German-Biodiesel-Industry.pdf
[11] Iowa State University. 2017. Biodiesel Profitability. http://www.extension.iastate.edu/agdm/energy/xls/d1-15biodieselprofitability.xlsx

## 5.9 HVO jet fuel
Technology |  | HVO Jet Fuel
year |  | 2015 | 2020 | 2030 | 2040 | 2050 | 2020 | 2020 | 2050 | 2050 | Note | Ref
est |  | ctrl | ctrl | ctrl | ctrl | ctrl | Lower | Upper | Lower | Upper | - | -
cat | par
Energy/technical data
| Typical total plant size [1,000 t HVO/year] | 400 | 400 | 600 | 700 | 800 | 50% | 200% | 50% | 100% | A, B
| Typical total plant size MW HVO [MW] | 580 | 580 | 875 | 1020 | 1165 | 50% | 200% | 50% | 100% | A, A1, B
Input
| Feedstock Consumption [MWh/MWh Total Inputs] | 0.779 | 0.779 | 0.779 | 0.779 | 0.779 | 90% | 110% | 90% | 110% | C, G | 2,3
| Hydrogen Consumption [MWh/MWh Total Inputs] | 0.099 | 0.099 | 0.099 | 0.099 | 0.099 | 90% | 110% | 90% | 110% | C,D, G | 2,3
| Electricity Consumption [MWh/MWh Total Inputs] | 0.003 | 0.003 | 0.003 | 0.003 | 0.003 | 90% | 110% | 90% | 110% | C, G | 2,3
| Natural Gas Consumption [MWh/MWh Total Inputs] | 0.119 | 0.119 | 0.119 | 0.119 | 0.119 | 90% | 110% | 90% | 110% | C, G | 2,3
Output
| HVO Jet Output [MWh/MWh Total Input] | 0.66 | 0.66 | 0.66 | 0.66 | 0.66 | 90% | 110% | 90% | 110% | C, H
| Naphta Output [MWh/MWh Total Input] | 0.0651 | 0.0651 | 0.0651 | 0.0651 | 0.0651 | 90% | 110% | 90% | 110% | C, H
| LPG Output [MWh/MWh Total Input] | 0.0924 | 0.0924 | 0.0924 | 0.0924 | 0.0924 | 90% | 110% | 90% | 110% | C, H
| Fuel Gas Output [MWh/MWh Total Input] | 0.1 | 0.1 | 0.1 | 0.1 | 0.1 | 90% | 110% | 90% | 110% | C, H
| District Heating Output [MWh/MWh Total input] | 0.02655 | 0.02655 | 0.02655 | 0.02655 | 0.02655 | 90% | 110% | 90% | 110% | C, H
| Forced outage [%] | ctrl: 0; ctrl: 0; ctrl: 0; ctrl: 0; ctrl: 0; -: I
| Planned outage [weeks per year] | ctrl: 2; ctrl: 2; ctrl: 2; ctrl: 2; ctrl: 2
| Technical lifetime [years] | ctrl: 25; ctrl: 25; ctrl: 25; ctrl: 25; ctrl: 25
| Construction time [years] | ctrl: 2; ctrl: 2; ctrl: 2; ctrl: 2; ctrl: 2
Financial data
| Specific investment [M €/MW HVO Jet] | 1.0191 | 1.0191 | 0.86177 | 0.80276 | 0.75868 | 50% | 150% | 50% | 150% | A, E, J, L
| -equipment [%] | 75 | 75 | 75 | 75 | 75 | 0 | 0 | 0 | 0
| - installation [%] | 25 | 25 | 25 | 25 | 25 | 0 | 0 | 0 | 0
| Fixed O&M [M €/MW/year] | 0.038098 | 0.038098 | 0.03788 | 0.037911 | 0.037934 | 90% | 110% | 90% | 110% | F, K, L
| Variable O&M [€/MWh] | 9.0395 | 9.0395 | 9.0395 | 9.0395 | 9.0395 | 90% | 110% | 90% | 110% | F, K, L
| Start-up [M €/1,000 t HVO Jet] | 0 | 0 | 0 | 0 | 0 | 0 | 0 | 0 | 0
Technology-specific data
| Specific energy content [GJ/ton] | ctrl: 44; ctrl: 44; ctrl: 44; ctrl: 44; ctrl: 44
| Specific density [kg/l] or [ton/m3] | ctrl: 0.77; ctrl: 0.77; ctrl: 0.77; ctrl: 0.77; ctrl: 0.77
| Specific investment [M €/1000 t HVO Jet] | 1.4777 | 1.4777 | 1.2567 | 1.1697 | 1.1048 | 50% | 150% | 50% | 150% | A, E, J, L
| -equipment [%] | ctrl: 75; ctrl: 75; ctrl: 75; ctrl: 75; ctrl: 75
| - installation [%] | ctrl: 25; ctrl: 25; ctrl: 25; ctrl: 25; ctrl: 25
| Fixed O&M [M €/1,000 t HVO] | 0.05524 | 0.05524 | 0.05524 | 0.05524 | 0.05524 | 90% | 110% | 90% | 110% | F, K, L
| Variable O&M [M €/1,000 t HVO] | 0.11048 | 0.11048 | 0.11048 | 0.11048 | 0.11048 | 90% | 110% | 90% | 110% | F, K, L
| start up [M €/1,000 t HVO] | ctrl: 0; ctrl: 0; ctrl: 0; ctrl: 0; ctrl: 0
Notes:
A. The plant size is assumed based on the plants sizes of existing HVO plants. Jet production is 80% of HVO diesel production with the other 20% representing increased co-products.
A1. This value is the hourly rating and has been calculated as if the unit produces at capacity and was in operations 8,000 h/year.
B. The plant size uncertainty represents the current range in the market.
C. Performance is typical based similar performance to HVO diesel but with less primary product and more co-products.
D. Hydrogen consumption is also a function of the feedstock to a small degree.
E. The total capital cost include total installed cost (total direct costs) and all indirect costs such as engineering, construction, contractor’s fee, contingency and working capital.
F. O&M costs, costs for main raw materials are not included.
G. There is limited potential for process improvements.
H. Total output excludes the heat loss.
I. Best plants operate at greater than 95% of capacity.
J. Range of capital cost is +/- 25% of mean.
K. Operating cost uncertainty is +/- 10% of mean.
L. M €/k tonne is million euro per 1,000 tonnes.
References:
[1] AltAir. 2017. The Department of Energy: Wet and Gaseous Feedstocks: Barriers and Opportunities. https://energy.gov/sites/prod/files/2017/07/f35/BETO_2017WTE-Workshop_BryanSherbacow-AltAir.pdf
[2] Antonissen, K. 2016. Greenhouse gas performance of renewable jet fuel: a comparison of conversion pathways. https://dspace.library.uu.nl/bitstream/handle/1874/347665/MSc%20Thesis%20K.Y%20Antonissen%2c%20May%202016%20%281%29.pdf?sequence=2&isAllowed=y
[3] de Jong, S., Antonissen, K., Hoefnagels, R., Lonza, L., Wang, M., Faaij, A., and Junginger, M. 2017. Life-cycle analysis of greenhouse gas emissions from renewable jet fuel production. Biotechnology for Biofuels201710:64. https://doi.org/10.1186/s13068-017-0739-7
[4] Tao, L., Milbrandt, A., Zhang, Y., and Wang, W. 2017. Techno‑economic and resource analysis of hydroprocessed renewable jet fuel. Biotechnology for Biofuels. 10:261. https://doi.org/10.1186/s13068-017-0945-3
[5] Starck, L., Pidol, L., Jeuland, N., Chapus, T., Bogers, P., Bauldreay, J. 2016. Production of Hydroprocessed Esters and Fatty Acids (HEFA) - Optimization of Process Yield. Oil Gas Sci. Technol. - Rev. IFP Energies nouvelles. Volume 71, Number 1, January-February 2016. https://doi.org/10.2516/ogst/2014007
[6] Stratton et al. 2010. Life Cycle Greenhouse Gas Emissions from Alternative Jet Fuels. http://web.mit.edu/aeroastro/partner/reports/proj28/partner-proj28-2010-001.pdf
[7] de Jong, S., Hoefnagels, R., Faaij, A., Slade, R., Mawhood, R. and Junginger, M. 2015. The feasibility of short-term production strategies for renewable jet fuels – a comprehensive techno-economic comparison. Biofuels, Bioprod. Bioref., 9: 778–800. https://www.doi.org/10.1002/bbb.1613

## 5.10 Hydrogenated veg oil
Technology |  | HVO / renwable diesel
year |  | 2015 | 2020 | 2030 | 2040 | 2050 | 2020 | 2020 | 2050 | 2050 | Note | Ref
est |  | ctrl | ctrl | ctrl | ctrl | ctrl | Lower | Upper | Lower | Upper | - | -
cat | par
Energy/technical data
| Typical total plant size [1,000 t HVO/year] | 500 | 500 | 750 | 850 | 1000 | 50% | 200% | 50% | 100% | A, B
| Typical total plant size [MW HVO] | 730 | 730 | 1100 | 1250 | 1460 | 50% | 200% | 50% | 100% | A, A1, B
Input
| Feedstock Consumption [MWh/MWh Total Inputs] | 0.881 | 0.881 | 0.881 | 0.881 | 0.881 | 99% | 101% | 99% | 101% | C | 3,4,11
| Hydrogen Consumption [MWh/MWh Total Inputs] | 0.105 | 0.105 | 0.105 | 0.105 | 0.105 | 93% | 107% | 93% | 107% | C, D | 3,4,11
| Electricity Consumption [MWh/MWh Total Inputs] | 0.008 | 0.008 | 0.008 | 0.008 | 0.008 | 50% | 150% | 50% | 150% | C | 3,4,11
| Natural Gas Consumption [MWh/MWh Total Inputs] | 0.007 | 0.007 | 0.007 | 0.007 | 0.007 | 50% | 50% | 50% | 50% | C | 3,4,11
Output
| HVO Output [MWh/MWh Total Input] | 0.85 | 0.85 | 0.85 | 0.85 | 0.85 | 99% | 101% | 99% | 101% | C, H
| Naphta Output [MWh/MWh Total Input] | 0.066 | 0.066 | 0.066 | 0.066 | 0.066 | 99% | 101% | 99% | 101% | C, H
| Fuel Gas Output [MWh/MWh Total Input] | 0.033 | 0.033 | 0.033 | 0.033 | 0.033 | 99% | 101% | 99% | 101% | C, H
| LPG Output [MWh/MWh Total Input] | 0.0275 | 0.0275 | 0.0275 | 0.0275 | 0.0275 | 99% | 101% | 99% | 101% | C, H
| District Heating Output [MWh/MWh Total input] | 0.003555 | 0.003555 | 0.003555 | 0.003555 | 0.003555 | 99% | 101% | 99% | 101% | C, H
| Forced outage [%] | ctrl: 0; ctrl: 0; ctrl: 0; ctrl: 0; ctrl: 0; -: I
| Planned outage [weeks per year] | ctrl: 2; ctrl: 2; ctrl: 2; ctrl: 2; ctrl: 2; -: 7
| Technical lifetime [years] | ctrl: 25; ctrl: 25; ctrl: 25; ctrl: 25; ctrl: 25
| Construction time [years] | ctrl: 2; ctrl: 2; ctrl: 2; ctrl: 2; ctrl: 2
Financial data
| Specific investment [M €/MW] | 0.81349 | 0.80403 | 0.67796 | 0.63634 | 0.61485 | 90% | 110% | 90% | 110% | E, J, L | 10, 12
| - equipment [%] | ctrl: 75; ctrl: 75; ctrl: 75; ctrl: 75; ctrl: 75
| - installation [%] | ctrl: 25; ctrl: 25; ctrl: 25; ctrl: 25; ctrl: 25
| Fixed O&M [M €/MW/year] | 0.037837 | 0.037837 | 0.037665 | 0.037564 | 0.037837 | 90% | 110% | 90% | 110% | F, K, L | 7
| Variable O&M [€/MWh] | 9.019 | 9.019 | 9.019 | 9.019 | 9.019 | 90% | 110% | 90% | 110% | F, K, L | 7
| start up [M €/MW] | 0 | 0 | 0 | 0 | 0 | 0% | 0% | 0% | 0%
Technology-specific data
| Specific energy content [GJ/ton] | ctrl: 44.1; ctrl: 44.1; ctrl: 44.1; ctrl: 44.1; ctrl: 44.1
| Specific density [kg/l] or [ton/m3] | ctrl: 0.77; ctrl: 0.77; ctrl: 0.77; ctrl: 0.77; ctrl: 0.77
| Specific investment [M €/1,000 t HVO] | 1.1877 | 1.1739 | 0.99432 | 0.93577 | 0.89765 | 90% | 110% | 90% | 110% | E, J, L | 10, 12
| - equipment [%] | ctrl: 75; ctrl: 75; ctrl: 75; ctrl: 75; ctrl: 75
| - installation [%] | ctrl: 25; ctrl: 25; ctrl: 25; ctrl: 25; ctrl: 25
| Fixed O&M [M €/1,000 t HVO] | 0.05524 | 0.05524 | 0.05524 | 0.05524 | 0.05524 | 90% | 110% | 90% | 110% | F, K, L | 7
| Variable O&M [M €/1,000 t HVO] | 0.11048 | 0.11048 | 0.11048 | 0.11048 | 0.11048 | 90% | 110% | 90% | 110% | F, K, L | 7
| start up [M €/1,000 t HVO] | ctrl: 0; ctrl: 0; ctrl: 0; ctrl: 0; ctrl: 0
Notes:
A. The plant size is assumed based on the plants sizes of existing HVO plants.
A1. This value is the hourly rating and has been calculated as if the unit produces at capacity and was in operations 8,000 h/year.
B. The plant size uncertainty represents the current range in the market.
C. Performance is typical based on public data and confidential data reviewed by [S&T)2 Consultants Inc.
D. Hydrogen consumption is also a function of the feedstock to a small degree.
E. The total capital cost include total installed cost (total direct costs) and all indirect costs such as engineering, construction, contractor’s fee, contingency and working capital.
F. O&M costs, costs for main raw materials are not included.
G. There is limited potential for process improvements.
H. Total output excludes the heat loss.
I. Best plants operate at greater than 95% of capacity.
J. Range of capital cost is +/- 25% of mean.
K. Operating cost uncertainty is +/- 10% of mean.
L. M €/k tonne is million euro per 1,000 tonnes
References:
[1] Neste. 2013. North American Tallow Pathway Description. https://www.arb.ca.gov/fuels/lcfs/2a2b/apps/nes-na-tallow-rpt-011414.pdf
[2] US EPA. 2017. EPA Approval for REG Geismar. https://www.epa.gov/sites/production/files/2017-05/documents/reg-geismar-deter-ltr-2017-04-13.pdf
[3] Kalnes, T et al. 2012. Green diesel production by hydrorefining renewable feedstocks. https://www.uop.com/wp-content/uploads/2012/12/UOP-Hydrorefining-Green-Diesel-Tech-Paper.pdf
[4] de Jong, S., Hoefnagels, R., Faaij, A., Slade, R., Mawhood, R. and Junginger, M. 2015. The feasibility of short-term production strategies for renewable jet fuels – a comprehensive techno-economic comparison. Biofuels, Bioprod. Bioref., 9: 778–800. https://www.doi.org/10.1002/bbb.1613
[5] Neste Financial Statements. https://www.neste.com/en/corporate-info/investors/financials
[6] US Energy Information Administration. New York Harbour ULSD Price. https://www.eia.gov/dnav/pet/pet_pri_spt_s1_d.htm
[7] Iowa State University. 2017. Biodiesel Profitability. http://www.extension.iastate.edu/agdm/energy/xls/d1-15biodieselprofitability.xlsx
[8] Rogelio Sotelo-Boyás, Fernando Trejo-Zárraga and Felipe de Jesús Hernández-Loyo [2012). Hydroconversion of Triglycerides into Green Liquid Fuels, Hydrogenation, Prof. Iyad Karamé [Ed.), InTech, DOI: 10.5772/48710. Available from: https://www.intechopen.com/books/hydrogenation/hydroconversion-of-triglycerides-into-green-liquid-fuels
[9] Tao, L., Milbrandt, A., Zhang, Y. and Wang, W. 2017. Techno-economic and resource analysis of hydroprocessed renewable jet fuel. Biotechnology for Biofuels 2017 10:261. https://doi.org/10.1186/s13068-017-0945-3
[10] Miller, P., Kumar, A. 2014. Techno-economic assessment of hydrogenation-derived renewable diesel production from canola and camelina, In Sustainable Energy Technologies and Assessments, Volume 6, 2014, Pages 105-115, ISSN 2213-1388, https://doi.org/10.1016/j.seta.2014.01.008
[11] Diamond Green Diesel. Press release. 2016. https://www.prnewswire.com/news-releases/diamond-green-diesel-to-be-expanded-to-275-million-gallons-annually-300248085.html
[12] Neste Renewable Diesel Handbook. https://www.neste.com/sites/default/files/attachments/neste_renewable_diesel_handbook.pdf
[13] Sub Group on Advanced Biofuels. 2017. Cost of Biofuel. http://platformduurzamebiobrandstoffen.nl/wp-content/uploads/2017/07/2017_SGAB_Cost-of-Biofuels.pdf

## 5.11 1st generation ethanol
Technology |  | 1st Generation Ethanol
year |  | 2015 | 2020 | 2030 | 2040 | 2050 | 2020 | 2020 | 2050 | 2050 | Note | Ref
est |  | ctrl | ctrl | ctrl | ctrl | ctrl | Lower | Upper | Lower | Upper | - | -
cat | par
Energy/technical data
| Ethanol/year [1,000 tonnes/year] | 320 | 320 | 400 | 450 | 500 | 50% | 120% | 60% | 100% | A, B | 11
| Ethanol/year [MW] | 280 | 280 | 350 | 400 | 440 | 50% | 120% | 60% | 100% | A, B
Input
| Feedstock Consumption [MWh/MWh Total Input] | 0.83 | 0.83 | 0.84 | 0.85 | 0.85 | 98% | 105% | 98% | 102% | C
| Electricity Consumption [MWh/MWh Total Input] | 0.02 | 0.02 | 0.02 | 0.02 | 0.02 | 75% | 125% | 75% | 125% | D
| Natural Gas Consumption [MWh/MWh Total Input] | 0.15 | 0.15 | 0.14 | 0.13 | 0.13 | 75% | 125% | 75% | 125% | D
Output
| Ethanol Output [MWh/MWh Total Input] | 0.46 | 46 | 0.47 | 0.47 | 0.47 | 0.95 | 1.02 | 0.95 | 1.02 | E, F
| DDG Output [MWh/MWh Total Input] | 0.29 | 0.27 | 0.28 | 0.25 | 0.25 | 98% | 105% | 98% | 102% | E, F
| Forced outage [%] | ctrl: 0; ctrl: 0; ctrl: 0; ctrl: 0; ctrl: 0
| Planned outage [weeks per year] | ctrl: 2; ctrl: 2; ctrl: 2; ctrl: 2; ctrl: 2
| Technical lifetime [years] | ctrl: 25; ctrl: 25; ctrl: 25; ctrl: 25; ctrl: 25
| Construction time [years] | ctrl: 2; ctrl: 2; ctrl: 2; ctrl: 2; ctrl: 2
Financial data
| Specific investment [M€/MW Ethanol] | 0.78457 | 0.76919 | 0.73842 | 0.70583 | 0.70363 | 95% | 125% | 95% | 125% | I, J | 10
| - equipment [%] | ctrl: 75; ctrl: 75; ctrl: 75; ctrl: 75; ctrl: 75
| - installation [%] | ctrl: 25; ctrl: 25; ctrl: 25; ctrl: 25; ctrl: 25
| Fixed O&M [M€/MW/year] | 0.064612 | 0.064612 | 0.064612 | 0.064612 | 0.064612 | 95% | 125% | 95% | 125% | J | 8
| Variable O&M [€/MWh] | 8.827 | 8.827 | 8.827 | 8.827 | 8.827 | 90% | 110% | 90% | 110% | G, B, J | 8
| Start-up [M€/1,000 t Ethanol] | 0 | 0 | 0 | 0 | 0 | 0% | 0% | 0% | 0% | H
Technology-specific data
| Specific energy content [GJ/ton] | ctrl: 26.9; ctrl: 26.9; ctrl: 26.9; ctrl: 26.9; ctrl: 26.9
| Specific density [kg/l] or [ton/m3] | ctrl: 0.79; ctrl: 0.79; ctrl: 0.79; ctrl: 0.79; ctrl: 0.79
| Specific investment [M€/1,000 t Ethanol] | 0.68648 | 0.67302 | 0.6461 | 0.62739 | 0.61918 | 95% | 125% | 95% | 125% | I, J | 10
| - equipment [%] | ctrl: 75; ctrl: 75; ctrl: 75; ctrl: 75; ctrl: 75
| - installation [%] | ctrl: 25; ctrl: 25; ctrl: 25; ctrl: 25; ctrl: 25
| Fixed O&M [M€/1,000 t Ethanol] | 0.06461 | 0.06461 | 0.06461 | 0.06461 | 0.06461 | 0.95 | 125% | 95% | 125% | J | 8
| Variable O&M [M€/1,000 t Ethanol] | 0.065956 | 0.065956 | 0.065956 | 0.065956 | 0.065956 | 90% | 110% | 90% | 110% | G, B, J | 8
| Start-up [M€/1,000 t Ethanol] | ctrl: 0; ctrl: 0; ctrl: 0; ctrl: 0; ctrl: 0; -: H
Notes:
A. The plant size is assumed based on the plants sizes of existing ethanol plants.
A1. This value is the hourly rating and has been calculated as if the unit produces at capacity and was in operations 8,000 h/year.
B. The plant size uncertainty represents the current range in the market.
C. The feedstock starch content impacts the yield. Ethanol yields in the United States have been slowly increasing from a combination of improved conversion efficiency and higher starch content of the feedstock.
D. The upper and lower values are representative of the range between individual plants.
E. Output excludes the low quality waste heat.
F. Change over time is a function of increased ethanol yield, which also results in lower DDG yield as the mass must be conserved.
G. Variable costs are reduced from improved energy efficiency.
H. Start-up costs are included on variable costs.
I. Capital costs can be site specific and process technology supplier dependent. The costs provided for in the table are from a technology developer with a reputation for low capital costs.
J. M €/k tonne is million euro per 1,000 tonnes
References:
[1] (S&T)2 Consultants Inc. Database of actual plant performance.
[2] Energy Statistics 2015. https://ens.dk/sites/ens.dk/files/Statistik/energy_statistics_2015.pdf
[3] ePure. 2017. Fuel Blends. http://epure.org/about-ethanol/fuel-market/fuel-blends/
[4] Biograce Version 4d without the extra 30% processing energy factor.
[5] Hettinga, W., Junginger, H., Dekker S., Hoogwijk, M., McAloon, A., Hicks, K. 2009. Understanding the reductions in US corn ethanol production costs: An experience curve approach. Energy Policy 37(2009)190–203. http://naldc.nal.usda.gov/download/22550/PDF
[6] IEA Bioenergy Task 39. 2009. Potential for Improving Carbon/Energy Balance of Bioethanol. http://task39.sites.olt.ubc.ca/files/2013/05/IEA_Bioenergy_Task-39_Improving_carbon_and_energy_balance.pdf
[7] US Energy Information Administration. 2015. International Energy Statistics. Biofuels Production. http://www.eia.gov/cfapps/ipdbproject/IEDIndex3.cfm?tid=79&pid=79&aid=1
[8] ePure. 2014. State of the Industry Report 2014. http://epure.org/media/1137/state-of-the-industry-report-2014.pdf
[9] ePure. 2017. 2016 Industry Statistics. http://epure.org/media/1610/2016-industry-statistics.pdf
[10] Iowa State University. 2017. Ethanol Profitability. http://www.extension.iastate.edu/agdm/energy/xls/d1-10ethanolprofitability.xlsx
[11] Capital Journal. Oct. 10, 2017. Ringneck Energy pouring cement, building foundations for ethanol plant near Onida. http://www.capjournal.com/news/ringneck-energy-pouring-cement-building-foundations-for-ethanol-plant-near/article_4ee23aac-adec-11e7-80fb-a7814e744ba7.html
[12] Biofuel Journal. 2017. Third Quarter. Construction begins. Page 40-42.
[13] Ringneck Energy prospectus. 2016. http://ringneckenergy.com/wp-content/uploads/2016/12/2015_PPM_w_Exhibits.pdf

## 5.12 Cellulosic ethanol
Technology |  | Cellulosic Ethanol
year |  | 2015 | 2020 | 2030 | 2040 | 2050 | 2020 | 2020 | 2050 | 2050 | Note | Ref
est |  | ctrl | ctrl | ctrl | ctrl | ctrl | Lower | Upper | Lower | Upper | - | -
cat | par
Energy/technical data
| Typical total plant size [1,000 tonnes/year] | 60 | 60 | 150 | 175 | 200 | 50% | 150% | 50% | 150% | A, B | 9
| Typical total plant size [MW] | 55 | 55 | 130 | 155 | 180 | 50% | 150% | 50% | 150% | A, A1, B | 9
Input
| Feedstock Consumption, [MWh/MWh Total Input] | 1 | 1 | 1 | 1 | 1 | 90% | 150% | 90% | 150% | C | 1
Output
| Ethanol Output [MWh/MWh Total Input] | 0.29 | 0.29 | 0.37 | 0.39 | 0.4 | 80% | 120% | 80% | 120% | C | 1
| Electricity Output [MWh/MWh Total Input] | 0.04 | 0.04 | 0.05 | 0.05 | 0.06 | 80% | 120% | 80% | 120% | C | 1
| Forced outage [%] | ctrl: 4; ctrl: 4; ctrl: 2; ctrl: 0; ctrl: 0
| Planned outage [weeks per year] | ctrl: 2; ctrl: 2; ctrl: 2; ctrl: 2; ctrl: 2
| Technical lifetime [years] | ctrl: 25; ctrl: 25; ctrl: 25; ctrl: 25; ctrl: 25
| Construction time [years] | ctrl: 2; ctrl: 2; ctrl: 2; ctrl: 2; ctrl: 2
Financial data
| Specific investment [M€/MW Ethanol] | 6.0528 | 6.0528 | 2.7238 | 2.3909 | 2.2698 | 75% | 150% | 75% | 150% | D, G | 1, 10, 11
| - equipment [%] | ctrl: 75; ctrl: 75; ctrl: 75; ctrl: 75; ctrl: 75
| - installation [%] | ctrl: 25; ctrl: 25; ctrl: 25; ctrl: 25; ctrl: 25
| Fixed O&M [M€/MW/year Ethanol] | 0.12106 | 0.12106 | 0.060528 | 0.060967 | 0.060528 | 95% | 200% | 95% | 200% | F, G | 1
| Variable O&M [€/MW Ethanol] | 28.8228 | 28.8228 | 14.4114 | 14.2313 | 14.4114 | 95% | 200% | 95% | 200% | F, G | 1
| Start-up [M€/1,000 t Ethanol] | 0 | 0 | 0 | 0 | 0 | 0 | 0 | 0 | 0 | E
Technology-specific data
| Specific energy content [GJ/ton] | ctrl: 26.9; ctrl: 26.9; ctrl: 26.9; ctrl: 26.9; ctrl: 26.9
| Specific density [kg/l] or [ton/m3] | ctrl: 0.79; ctrl: 0.79; ctrl: 0.79; ctrl: 0.79; ctrl: 0.79
| Specific investment [M€/1,000 t Ethanol] | 5.3842 | 5.3842 | 2.4229 | 2.1267 | 2.0191 | 75% | 150% | 75% | 150% | D, G | 1, 10, 11
| - equipment [%] | ctrl: 75; ctrl: 75; ctrl: 75; ctrl: 75; ctrl: 75
| - installation [%] | ctrl: 25; ctrl: 25; ctrl: 25; ctrl: 25; ctrl: 25
| Fixed O&M [M€/1,000 t Ethanol] | 0.10768 | 0.10768 | 0.053842 | 0.054232 | 0.053842 | 95% | 200% | 95% | 200% | F, G | 1
| Variable O&M [M€/1,000 t Ethanol] | 0.21537 | 0.21537 | 0.10768 | 0.10634 | 0.10768 | 95% | 200% | 95% | 200% | F, G | 1
| Start-up [M€/1,000 t Ethanol] | ctrl: 0; ctrl: 0; ctrl: 0; ctrl: 0; ctrl: 0; -: E
Notes:
A. The plant size is assumed based on the plants sizes of existing ethanol plants.
A1. This value is the hourly rating and has been calculated as if the unit produces at capacity and was in operations 8,000 h/year.
B. The plant size uncertainty represents the current range in the market.
C. Not all process developers are attempting to maximize ethanol output; this can result in higher feedstock consumption but lower chemical use. Co-product production is higher if the ethanol yield is low.
D. There is a wide range of reported capital costs for the existing plants and a wide range in the cost of future plants.
E. Start-up costs are included in the operating costs.
F. O&M costs are based on the nth plant. There are no public estimates for the costs from current plants. It has been estimated that they are twice the values for the nth plants. This may be optimistic unless the on line performance can be improved.
G. M €/k tonne is million euro per 1,000 tonnes
References:
[1] Tao, L., Schell, D., Davis, R., Tan, E., Elander, R. and Bratis, A. 2014. NREL 2012 Achievement of Ethanol Cost Targets: Biochemical Ethanol Fermentation via Dilute-Acid Pretreatment and Enzymatic Hydrolysis of Corn Stover. NREL/TP-5100-61563. https://www.nrel.gov/docs/fy14osti/61563.pdf
[2] Kacelle. 2014. Bringing cellulosic ethanol to industrial production at Kalundborg, Denmark. https://biorefiningalliance.com/wp-content/uploads/2014/12/KACELLE-PUBLISHABLE-SUMMARY-web.pdf
[3] POET-DSM achieves cellulosic biofuel breakthrough. Nov 2017. http://poetdsm.com/pr/poet-dsm-achieves-cellulosic-biofuel-breakthrough
[4] Thakrar, A. 2017. PROJECT LIBERTY: Lessons learned in commercializing cellulosic biofuels. Presented at 6TH International Conference on Lignocellulosic Ethanol. Brussels, Sept 2017. https://ec.europa.eu/energy/en/events/6th-international-conference-ethanol-lignocellulosics.
[5] Van der Meij, R. 2017. A venture capitalist’s view on investment in lingo-cellulosic ethanol. Presented at 6TH International Conference on Lignocellulosic Ethanol. Brussels, Sept 2017. https://ec.europa.eu/energy/en/events/6th-international-conference-ethanol-lignocellulosics.
[6] Merritt, M. 2017. Real Progress in Cellulosic Biofuel. Biofuels, Bioprod. Bioref., 11: 943-944. https://doi.org/10.1002/bbb.1837
[7] Beta Renewables. Oct 2017. The Alessandria court admitted the Gruppo Mossi Ghisolfi companies to the “concordato preventivo”. http://www.betarenewables.com/en/media-relations/news-detail/32
[8] DuPont to sell cellulosic ethanol plant in blow to biofuel. Nov 2017. https://www.reuters.com/article/us-dowdupont-ethanol/dupont-to-sell-cellulosic-ethanol-plant-in-blow-to-biofuel-idUSKBN1D22T5
[9] Clariant. 2017. Clariant And Enviral Announce First License Agreement on Sunliquid® Cellulosic Ethanol Technology. https://www.clariant.com/en/Corporate/News/2017/09/Clariant-and-Enviral-announce-first-license-agreement-on-sunliquid-cellulosic-ethanol-technology
[10] Clariant. 2017. Clariant to Build Flagship Sunliquid® Cellulosic Ethanol Plant in Romania. https://www.clariant.com/en/Corporate/News/2017/10/Clariant-to-build-flagship-sunliquid-cellulosic-ethanol-plant-in-Romania
[11] IEA Bioenergy Task 39. Cellulosic Ethanol Plants. http://demoplants.bioenergy2020.eu/
[12] Brian Foody. 2016. Scaling Up Cellulosic Biofuels, Ideas & Experience. Presented at Scaling Up, Ottawa, Ontario, Nov 15, 2016.
[13] Lee R Lynd, Xiaoyu Liang, Mary J Biddy, Andrew Allee, Hao Cai, Thomas Foust, Michael E Himmel, Mark S Laser, Michael Wang, Charles E Wyman. 2017. Cellulosic ethanol: status and innovation, In Current Opinion in Biotechnology, Volume 45, 2017, Pages 202-211, ISSN 0958-1669, https://doi.org/10.1016/j.copbio.2017.03.008
[14] de Jong, S., Hoefnagels, R., Faaij, A., Slade, R., Mawhood, R. and Junginger, M. 2015. The feasibility of short-term production strategies for renewable jet fuels – a comprehensive techno-economic comparison. Biofuels, Bioprod. Bioref., 9: 778–800. https://www.doi.org/10.1002/bbb.1613
[15] Irena. 2016. Innovation Outlook. Advanced Liquid Biofuels. http://www.irena.org/DocumentDownloads/Publications/IRENA_Innovation_Outlook_Advanced_Liquid_Biofuels_2016.pdf
[16] Sub Group on Advanced Biofuels. 2017. Cost of Biofuel. http://platformduurzamebiobrandstoffen.nl/wp-content/uploads/2017/07/2017_SGAB_Cost-of-Biofuels.pdf