{"text_format":"1","workbook":"xlsx","n_sheets":16,"sheets":["Frontpage","Introduction","Logging","Centralised","Individual","Network","Scenarios","Storylines","Graphics","Results","Evaluation","Fuels","Technologies","Demand","Options","Support"],"not_rendered":{"charts":17,"images":3,"macros":1,"external_links":1,"defined_names":205,"comments":0,"pivot_tables":0},"unopened":[],"bounds":{"document_bytes":16777216,"sheet_cells":100000,"rows_first":2000,"rows_last":500,"rows_between":2000,"halvings":0,"cell_chars":16384,"cell_head_chars":4096},"cells_cut":0,"cells_raw":0,"read":"whole","date_system":"1900"}

{"sheet":"Frontpage","index":0,"n_rows":0,"n_cols":0,"rows_kept":0,"cut":false,"hidden":false,"merged":[]}

{"sheet":"Introduction","index":1,"n_rows":163,"n_cols":8,"rows_kept":163,"cut":false,"hidden":false,"merged":[[4,7,27,7]]}
[null,{"$f":"MID(CELL(\"filename\",A1),1+FIND(\"]\",CELL(\"filename\",A1)),99)","v":"Introduction"}]
[]
[]
[null,null,null,"Introduction to the spreadsheet/model",null,null,null,"Notes on this version of the DHAT model"]
[null,null,null,"This sheet constitutes the District Heating Assessment Tool (DHAT). The user will mainly be working in the yellow calculation sheets. The primary results can be found in the green Graphics sheet and the secondary results can be found in the black Results and Evaluation sheets. The yellow calculation sheets are basing its calculations on input data and data found in the blue data sheets. The user should verify the data in the blue data sheets before using tool.",null,null,null,"This is the German version of the DHAT, which was updated with German data in September 2025. \n\nThe data in this model is for training purposes. The results should be used with caution and data from the model should not be used in calculations outside this model. "]
[null,null,null,"The most logical order to work through the yellow calculationsheets is: "]
[null,null,null,{"$f":"\"- \" &MID(CELL(\"filename\",Centralised!A1),FIND(\"]\",CELL(\"filename\",Centralised!A1))+1,20)","v":"- Centralised"}]
[null,null,null,{"$f":"\"- \" &MID(CELL(\"filename\",Individual!A1),FIND(\"]\",CELL(\"filename\",Individual!A1))+1,20)","v":"- Individual"}]
[null,null,null,{"$f":"\"- \" &MID(CELL(\"filename\",Network!A1),FIND(\"]\",CELL(\"filename\",Network!A1))+1,20)","v":"- Network"}]
[null,null,null,{"$f":"\"- \" &MID(CELL(\"filename\",Scenarios!A1),FIND(\"]\",CELL(\"filename\",Scenarios!A1))+1,20)","v":"- Scenarios"}]
[null,null,null,{"$f":"\"- \" &MID(CELL(\"filename\",Storylines!A1),FIND(\"]\",CELL(\"filename\",Storylines!A1))+1,20)","v":"- Storylines"}]
[null,null,null,{"$f":"\"- \" &MID(CELL(\"filename\",Graphics!A1),FIND(\"]\",CELL(\"filename\",Graphics!A1))+1,20)","v":"- Graphics"}]
[]
[null,null,null,"Process diagram"]
[]
[]
[]
[]
[]
[]
[]
[]
[]
[]
[]
[]
[]
[]
[]
[null,"Colour standards for sheets"]
[]
[]
[null,null,null,"Blue sheets indicate that the user should enter data or verify existing data."]
[null,null,null,"White sheets are informational sheets for the user regarding the model."]
[null,null,null,"Green sheets are primary results"]
[null,null,null,"Black sheets are the secundary results."]
[null,null,null,"Orange sheets are calculation sheets."]
[]
[]
[null,"Colour standards for cells"]
[]
[]
[null,null,null,"Text"]
[null,null,null,"Input data"]
[null,null,null,"Generated data"]
[null,null,null,"Link to other cells"]
[null,null,null,"Formulas"]
[null,null,null,"Tentative data"]
[]
[]
[null,null,"Table of contents "]
[]
[]
[null,null,null,"Overview of the sheets, tables and figures"]
[null,null,null,{"$f":"Logging!A1","v":"Logging"}]
[null,null,{"$f":"Logging!C8","v":"Table L1"},{"$f":"Logging!D8","v":"Present and latest scenario results and their difference (DH advantage, EUR/MWh)"}]
[null,null,{"$f":"Logging!C17","v":"Table L2"},{"$f":"Logging!D17","v":"Scenario result history"}]
[null,null,{"$f":"Logging!C5","v":"Figure L1"},{"$f":"Logging!D5","v":"Logged History of the Scenarios"}]
[]
[null,null,null,{"$f":"Centralised!A1","v":"Centralised plant mixes"}]
[null,null,{"$f":"Centralised!B22","v":"Table C1"},{"$f":"Centralised!C22","v":"Technology data and utilisation of plants from active scenario"}]
[null,null,{"$f":"Centralised!E42","v":"Table C2"},{"$f":"Centralised!F42","v":"Mixes table"}]
[null,null,{"$f":"Centralised!E298","v":"Table C3"},{"$f":"Centralised!F298","v":"Active Mix"}]
[null,null,{"$f":"Centralised!X45","v":"Table C4"},{"$f":"Centralised!Y45","v":"Coal CHP : Effect use by hour, MW"}]
[null,null,{"$f":"Centralised!AL45","v":"Table C5"},{"$f":"Centralised!AM45","v":"Coal CHP : Demand by hour, MW"}]
[null,null,{"$f":"Centralised!AT45","v":"Table C6"},{"$f":"Centralised!AU45","v":"Coal CHP : Effect use by ordered hour, MW"}]
[null,null,{"$f":"Centralised!X25","v":"Table C7"},{"$f":"Centralised!Y25","v":"Coal CHP : Marginal Cost breakdown, EUR/MWh"}]
[null,null,{"$f":"Centralised!B4","v":"Figure C1"},{"$f":"Centralised!C4","v":"Effect use by hour, MW"}]
[null,null,{"$f":"Centralised!H4","v":"Figure C2"},{"$f":"Centralised!I4","v":"Effect use by ordered hour, MW"}]
[null,null,{"$f":"Centralised!B7","v":"Figure C3"},{"$f":"Centralised!C7","v":"Marginal Cost Breakdown, EUR/MWh"}]
[null,null,{"$f":"Centralised!Q4","v":"Figure C4"},{"$f":"Centralised!R4","v":"Demand by hour, MW"}]
[]
[null,null,null,{"$f":"[1]Individual!A1","v":"Individual plant mixes"}]
[null,null,{"$f":"[1]Individual!D26","v":"Table I1"},{"$f":"[1]Individual!E26","v":"Technology for new individual plant mix"}]
[null,null,{"$f":"[1]Individual!D46","v":"Table I2"},{"$f":"[1]Individual!E46","v":"Mixes Table"}]
[null,null,{"$f":"[1]Individual!D152","v":"Table I3"},{"$f":"[1]Individual!E152","v":"Active mix"}]
[null,null,{"$f":"[1]Individual!C4","v":"Figure I1"},{"$f":"[1]Individual!D4","v":"Marginal cost indicators for Fuel mix"}]
[]
[null,null,null,{"$f":"Network!A1","v":"Network costs"}]
[null,null,{"$f":"Network!D5","v":"Table N1"},{"$f":"Network!E5","v":"Network Costs"}]
[null,null,{"$f":"Network!D18","v":"Table N2"},{"$f":"Network!E18","v":"Network Configuration Basis"}]
[null,null,{"$f":"Network!D35","v":"Table N3"},{"$f":"Network!E35","v":"Chosen assumptions for network in active scenario"}]
[null,null,{"$f":"Network!C42","v":"Table N4"},{"$f":"Network!D42","v":"Database of assumptions and results for various networks"}]
[]
[null,null,null,{"$f":"Scenarios!A1","v":"Scenario definition "}]
[null,null,{"$f":"Scenarios!B10","v":"Table S1"},{"$f":"Scenarios!C10","v":"Assumptions for currently selected scenario"}]
[null,null,{"$f":"Scenarios!B16","v":"Table S2"},{"$f":"Scenarios!C16","v":"Saved scenarios"}]
[]
[null,null,null,{"$f":"Storylines!A1","v":"Storylines"}]
[null,null,{"$f":"Storylines!B5","v":"Table SL1"},{"$f":"Storylines!C5","v":"Storylines"}]
[null,null,{"$f":"Storylines!B24","v":"Table SL2"},{"$f":"Storylines!C24","v":"Scenario composition of storyline"}]
[null,null,{"$f":"Storylines!B43","v":"Table SL3"},{"$f":"Storylines!C43","v":"Results in storyline:"}]
[null,null,{"$f":"Storylines!B112","v":"Table SL4"},{"$f":"Storylines!C112","v":"Divisors"}]
[]
[null,null,null,{"$f":"Graphics!A1","v":"Graphics"}]
[null,null,{"$f":"Graphics!I14","v":"Table G1.1"},{"$f":"Graphics!J14","v":"LCOE cost breakdown for the entire period - NPV total (Basis storyline)"}]
[null,null,{"$f":"Graphics!I46","v":"Table G1.2"},{"$f":"Graphics!J46","v":"LCOE cost breakdown - NPV total (Basis storyline)"}]
[null,null,{"$f":"Graphics!I77","v":"Table G2"},{"$f":"Graphics!J77","v":"DH LCOE DH cost breakdown - NPV total (Basis storyline)"}]
[null,null,{"$f":"Graphics!I108","v":"Table G3.1"},{"$f":"Graphics!J108","v":"Greenhousegas emissions - NPV total, High case"}]
[null,null,{"$f":"Graphics!I139","v":"Table G3.2"},{"$f":"Graphics!J139","v":"Greenhousegas emissions of the DH scenarios compared to one Individual Mix"}]
[null,null,{"$f":"Graphics!I169","v":"Table G4"},{"$f":"Graphics!J169","v":"Total CAPEX, MEUR, High case"}]
[null,null,{"$f":"Graphics!I200","v":"Table G5"},{"$f":"Graphics!J200","v":"Payback times"}]
[null,null,{"$f":"Graphics!I231","v":"Table G6"},{"$f":"Graphics!J231","v":"DH Company cashflow (wo. Externalities) - NPV total (Basis storyline)"}]
[null,null,{"$f":"Graphics!I290","v":"Table G8.1"},{"$f":"Graphics!J290","v":"LCOE of the DH scenarios compared to one Baseline Mix for the entire period (Gas 100%) - NPV total (Basis storyline)"}]
[null,null,{"$f":"Graphics!I325","v":"Table G8.2"},{"$f":"Graphics!J325","v":"LCOE of the DH scenarios compared to one Individual Mix (Gas 100%) - NPV total (Basis storyline)"}]
[null,null,{"$f":"Graphics!B9","v":"Figure G1.1"},{"$f":"Graphics!J14","v":"LCOE cost breakdown for the entire period - NPV total (Basis storyline)"}]
[null,null,{"$f":"Graphics!B41","v":"Figure G1.2"},{"$f":"Graphics!J46","v":"LCOE cost breakdown - NPV total (Basis storyline)"}]
[null,null,{"$f":"Graphics!$B$72","v":"Figure G2"},{"$f":"Graphics!J77","v":"DH LCOE DH cost breakdown - NPV total (Basis storyline)"}]
[null,null,{"$f":"Graphics!$B$103","v":"Figure G3.1"},{"$f":"Graphics!J108","v":"Greenhousegas emissions - NPV total, High case"}]
[null,null,{"$f":"Graphics!B134","v":"Figure G3.2"},{"$f":"Graphics!J139","v":"Greenhousegas emissions of the DH scenarios compared to one Individual Mix"}]
[null,null,{"$f":"Graphics!$B$165","v":"Figure G4"},{"$f":"Graphics!J169","v":"Total CAPEX, MEUR, High case"}]
[null,null,{"$f":"Graphics!$B$196","v":"Figure G5"},{"$f":"Graphics!J200","v":"Payback times"}]
[null,null,{"$f":"Graphics!$B$227","v":"Figure G6"},{"$f":"Graphics!J231","v":"DH Company cashflow (wo. Externalities) - NPV total (Basis storyline)"}]
[null,null,{"$f":"Graphics!B285","v":"Figure G8.1"},{"$f":"Graphics!J290","v":"LCOE of the DH scenarios compared to one Baseline Mix for the entire period (Gas 100%) - NPV total (Basis storyline)"}]
[null,null,{"$f":"Graphics!B320","v":"Figure G8.2"},{"$f":"Graphics!J325","v":"LCOE of the DH scenarios compared to one Individual Mix (Gas 100%) - NPV total (Basis storyline)"}]
[]
[null,null,null,{"$f":"Results!A1","v":"Results"}]
[null,null,{"$f":"Results!B9","v":"Table R1"},{"$f":"Results!C9","v":"Results for currently selected scenario"}]
[null,null,{"$f":"Results!F8","v":"Table R2"},{"$f":"Results!G8","v":"Results for all scenarios"}]
[]
[null,null,null,{"$f":"Evaluation!A1","v":"Evaluation of economic, technical and environmental performance"}]
[null,null,{"$f":"Evaluation!B11","v":"Table E1"},{"$f":"Evaluation!C11","v":"Phase in of DH technologies"}]
[null,null,{"$f":"Evaluation!B17","v":"Table E2"},{"$f":"Evaluation!C17","v":"Electricity"}]
[null,null,{"$f":"Evaluation!B27","v":"Table E3"},{"$f":"Evaluation!C27","v":"Fuel price by technology, EUR/GWh"}]
[null,null,{"$f":"Evaluation!B44","v":"Table E4"},{"$f":"Evaluation!C44","v":"Fuel costs by technology, DH plants, million EUR"}]
[null,null,{"$f":"Evaluation!B59","v":"Table E5"},{"$f":"Evaluation!C59","v":"Capital Expenditure accounting DH plants, million EUR"}]
[null,null,{"$f":"Evaluation!B91","v":"Table E6"},{"$f":"Evaluation!C91","v":"Emissions, all DH technologies, ton/year"}]
[null,null,{"$f":"Evaluation!B104","v":"Table E7"},{"$f":"Evaluation!C104","v":"Cost breakdown, all DH technologies, million EUR/year"}]
[null,null,{"$f":"Evaluation!B127","v":"Table E8"},{"$f":"Evaluation!C127","v":"Heat consumption"}]
[null,null,{"$f":"Evaluation!B132","v":"Table E9"},{"$f":"Evaluation!C132","v":"Fuel price by technology, EUR/GWh"}]
[null,null,{"$f":"Evaluation!B148","v":"Table E10"},{"$f":"Evaluation!C148","v":"Fuel cost by technology, non-DH with DH-project, million EUR"}]
[null,null,{"$f":"Evaluation!B164","v":"Table E11"},{"$f":"Evaluation!C164","v":"Capital Expenditure accounting non-DH with DH-project, million EUR"}]
[null,null,{"$f":"Evaluation!B179","v":"Table E12"},{"$f":"Evaluation!C179","v":"Emissions, non-DH with project, ton/year"}]
[null,null,{"$f":"Evaluation!B192","v":"Table E13"},{"$f":"Evaluation!C192","v":"Cost breakdown, non-DH with DH project, million EUR/year"}]
[null,null,{"$f":"Evaluation!B205","v":"Table E14"},{"$f":"Evaluation!C205","v":"Fuel distribution costs, million EUR/year"}]
[null,null,{"$f":"Evaluation!B218","v":"Table E15"},{"$f":"Evaluation!C218","v":"Consumers DH advantage, million EUR/year"}]
[null,null,{"$f":"Evaluation!B226","v":"Table E16"},{"$f":"Evaluation!C226","v":"District heating company"}]
[null,null,{"$f":"Evaluation!B239","v":"Table E17"},{"$f":"Evaluation!C239","v":"Price subsidy / tax"}]
[]
[null,null,null,{"$f":"Fuels!A1","v":"Fuel characteristics"}]
[null,null,{"$f":"Fuels!C9","v":"Table F1"},{"$f":"Fuels!D9","v":"Fuel prices by fuel @DH plant, EUR/GJ"}]
[null,null,{"$f":"Fuels!C27","v":"Table F2"},{"$f":"Fuels!D27","v":"Prices for scenarios"}]
[null,null,{"$f":"Fuels!C119","v":"Table F3"},{"$f":"Fuels!D119","v":"Electricity CO₂ content, kg/MWh"}]
[null,null,{"$f":"Fuels!C127","v":"Table F4"},{"$f":"Fuels!D127","v":"Additional transport costs to individual compared to DH plant, EUR/GJ"}]
[null,null,{"$f":"Fuels!C144","v":"Table F5"},{"$f":"Fuels!D144","v":"Fuel CO2e content, kg/GJ"}]
[null,null,{"$f":"Fuels!C164","v":"Table F6"},{"$f":"Fuels!D164","v":"SO2 content, kg/GJ"}]
[]
[null,null,null,{"$f":"Technologies!A1","v":"Technologies"}]
[null,null,{"$f":"Technologies!B5","v":"Table T1"},{"$f":"Technologies!C5","v":"Individual technologies"}]
[null,null,{"$f":"Technologies!B30","v":"Table T2"},{"$f":"Technologies!C30","v":"District heating technologies"}]
[]
[null,null,null,{"$f":"Demand!A1","v":"Demand"}]
[null,null,{"$f":"Demand!B5","v":"Table D1"},{"$f":"Demand!C5","v":"Chosen climate zone"}]
[null,null,{"$f":"Demand!B10","v":"Table D2"},{"$f":"Demand!C10","v":"Climate zones demand profile"}]
[null,null,{"$f":"Demand!K10","v":"Table D3"},{"$f":"Demand!L10","v":"Pct of max solar prod"}]
[]
[null,null,null,{"$f":"Options!A1","v":"Options to choose from building scenarios"}]
[null,null,{"$f":"Options!B5","v":"Table O1"},{"$f":"Options!C5","v":"Damage costs, EUR/ton"}]
[null,null,{"$f":"Options!B14","v":"Table O2"},{"$f":"Options!C14","v":"CO₂ equivalent factors, ton CO₂ eq. per ton"}]
[null,null,{"$f":"Options!B23","v":"Table O3"},{"$f":"Options!C23","v":"Composition of condensing plants substituted and resulting unit emission"}]
[]
[null,null,null,{"$f":"Support!A1","v":"Support"}]
[null,null,null,{"$f":"\"Miscelanious support tables (\" &Support!B6& \" - \" &Support!P5& \")\"","v":"Miscelanious support tables (Table SUP.A1 - Table SUP.A18)"}]

{"sheet":"Logging","index":2,"n_rows":45,"n_cols":23,"rows_kept":45,"cut":false,"hidden":false,"merged":[]}
["Logging",null,null,null,null,null,null,null,null,null,null,null,null,null,"Diff:",{"$f":"SUM(D12:S12)-SUM(D13:S13)","v":{"$error":"#N/A"}}]
["Log of chances in selected result indicators for all scenarios."]
[]
[]
[null,null,"Figure L1","Logged History of the Scenarios"]
[null,null,"Source:",{"$f":"C17","v":"Table L2"}]
[]
[null,null,"Table L1","Present and latest scenario results and their difference (DH advantage, EUR/MWh)"]
[null,null,"date",{"$f":"Results!G9","v":"Excess heat"},{"$f":"Results!H9","v":"Heat pump air only"},{"$f":"Results!I9","v":"Heat pump + gas boiler"},{"$f":"Results!J9","v":"CHP Gas"},{"$f":"Results!K9","v":"Coal heat "},{"$f":"Results!L9","v":0},{"$f":"Results!M9","v":0},{"$f":"Results!N9","v":0},{"$f":"Results!O9","v":0},{"$f":"Results!P9","v":0},{"$f":"Results!Q9","v":0},{"$f":"Results!R9","v":0},{"$f":"Results!S9","v":0},{"$f":"Results!T9","v":0},{"$f":"Results!U9","v":0},{"$f":"Results!V9","v":0}]
[null,null,"DH costs mill. EUR",{"$f":"SUMIFS(Results!$G$32:$BO$32,Results!$G$9:$BO$9,D$9)-SUMIFS(Results!$G$33:$BO$33,Results!$G$9:$BO$9,D$9)","v":814.06016985770748},{"$f":"SUMIFS(Results!$G$32:$BO$32,Results!$G$9:$BO$9,E$9)-SUMIFS(Results!$G$33:$BO$33,Results!$G$9:$BO$9,E$9)","v":527.78108634209343},{"$f":"SUMIFS(Results!$G$32:$BO$32,Results!$G$9:$BO$9,F$9)-SUMIFS(Results!$G$33:$BO$33,Results!$G$9:$BO$9,F$9)","v":484.5727271789608},{"$f":"SUMIFS(Results!$G$32:$BO$32,Results!$G$9:$BO$9,G$9)-SUMIFS(Results!$G$33:$BO$33,Results!$G$9:$BO$9,G$9)","v":199.69742204368731},{"$f":"SUMIFS(Results!$G$32:$BO$32,Results!$G$9:$BO$9,H$9)-SUMIFS(Results!$G$33:$BO$33,Results!$G$9:$BO$9,H$9)","v":-916.37730533970307},{"$f":"SUMIFS(Results!$G$32:$BO$32,Results!$G$9:$BO$9,I$9)-SUMIFS(Results!$G$33:$BO$33,Results!$G$9:$BO$9,I$9)","v":{"$error":"#N/A"}},{"$f":"SUMIFS(Results!$G$32:$BO$32,Results!$G$9:$BO$9,J$9)-SUMIFS(Results!$G$33:$BO$33,Results!$G$9:$BO$9,J$9)","v":{"$error":"#N/A"}},{"$f":"SUMIFS(Results!$G$32:$BO$32,Results!$G$9:$BO$9,K$9)-SUMIFS(Results!$G$33:$BO$33,Results!$G$9:$BO$9,K$9)","v":{"$error":"#N/A"}},{"$f":"SUMIFS(Results!$G$32:$BO$32,Results!$G$9:$BO$9,L$9)-SUMIFS(Results!$G$33:$BO$33,Results!$G$9:$BO$9,L$9)","v":{"$error":"#N/A"}},{"$f":"SUMIFS(Results!$G$32:$BO$32,Results!$G$9:$BO$9,M$9)-SUMIFS(Results!$G$33:$BO$33,Results!$G$9:$BO$9,M$9)","v":{"$error":"#N/A"}},{"$f":"SUMIFS(Results!$G$32:$BO$32,Results!$G$9:$BO$9,N$9)-SUMIFS(Results!$G$33:$BO$33,Results!$G$9:$BO$9,N$9)","v":{"$error":"#N/A"}},{"$f":"SUMIFS(Results!$G$32:$BO$32,Results!$G$9:$BO$9,O$9)-SUMIFS(Results!$G$33:$BO$33,Results!$G$9:$BO$9,O$9)","v":{"$error":"#N/A"}},{"$f":"SUMIFS(Results!$G$32:$BO$32,Results!$G$9:$BO$9,P$9)-SUMIFS(Results!$G$33:$BO$33,Results!$G$9:$BO$9,P$9)","v":{"$error":"#N/A"}},{"$f":"SUMIFS(Results!$G$32:$BO$32,Results!$G$9:$BO$9,Q$9)-SUMIFS(Results!$G$33:$BO$33,Results!$G$9:$BO$9,Q$9)","v":{"$error":"#N/A"}},{"$f":"SUMIFS(Results!$G$32:$BO$32,Results!$G$9:$BO$9,R$9)-SUMIFS(Results!$G$33:$BO$33,Results!$G$9:$BO$9,R$9)","v":{"$error":"#N/A"}},{"$f":"SUMIFS(Results!$G$32:$BO$32,Results!$G$9:$BO$9,S$9)-SUMIFS(Results!$G$33:$BO$33,Results!$G$9:$BO$9,S$9)","v":{"$error":"#N/A"}}]
[null,null,"Demand GWh",{"$f":"SUMIFS(Results!$G$14:$BO$14,Results!$G$9:$BO$9,D$9)","v":9112.0409554483667},{"$f":"SUMIFS(Results!$G$14:$BO$14,Results!$G$9:$BO$9,E$9)","v":9112.0409554483667},{"$f":"SUMIFS(Results!$G$14:$BO$14,Results!$G$9:$BO$9,F$9)","v":9112.0409554483667},{"$f":"SUMIFS(Results!$G$14:$BO$14,Results!$G$9:$BO$9,G$9)","v":9112.0409554483667},{"$f":"SUMIFS(Results!$G$14:$BO$14,Results!$G$9:$BO$9,H$9)","v":9112.0409554483667},{"$f":"SUMIFS(Results!$G$14:$BO$14,Results!$G$9:$BO$9,I$9)","v":0},{"$f":"SUMIFS(Results!$G$14:$BO$14,Results!$G$9:$BO$9,J$9)","v":0},{"$f":"SUMIFS(Results!$G$14:$BO$14,Results!$G$9:$BO$9,K$9)","v":0},{"$f":"SUMIFS(Results!$G$14:$BO$14,Results!$G$9:$BO$9,L$9)","v":0},{"$f":"SUMIFS(Results!$G$14:$BO$14,Results!$G$9:$BO$9,M$9)","v":0},{"$f":"SUMIFS(Results!$G$14:$BO$14,Results!$G$9:$BO$9,N$9)","v":0},{"$f":"SUMIFS(Results!$G$14:$BO$14,Results!$G$9:$BO$9,O$9)","v":0},{"$f":"SUMIFS(Results!$G$14:$BO$14,Results!$G$9:$BO$9,P$9)","v":0},{"$f":"SUMIFS(Results!$G$14:$BO$14,Results!$G$9:$BO$9,Q$9)","v":0},{"$f":"SUMIFS(Results!$G$14:$BO$14,Results!$G$9:$BO$9,R$9)","v":0},{"$f":"SUMIFS(Results!$G$14:$BO$14,Results!$G$9:$BO$9,S$9)","v":0},"Initials","Comment",null,"# Log entries"]
[null,null,{"$f":"NOW()","v":"2025-09-26T08:57:41.880"},{"$f":"D10/D11*Support_thousand","v":89.338949839877102},{"$f":"E10/E11*Support_thousand","v":57.921281184158531},53.179384239841461,21.915773098482635,-100.56773337830238,{"$error":"#N/A"},{"$error":"#N/A"},{"$error":"#N/A"},{"$error":"#N/A"},{"$error":"#N/A"},{"$error":"#N/A"},{"$error":"#N/A"},{"$error":"#N/A"},{"$error":"#N/A"},{"$error":"#N/A"},{"$error":"#N/A"},null,null,null,{"$f":"COUNT(C19:C44)","v":5}]
[null,null,"Last result",{"$f":"INDEX(D$19:D$44,$W$12)","v":89.338949839877102},57.921281184158531,53.179384239841461,21.915773098482635,-100.56773337830238,{"$error":"#N/A"},{"$error":"#N/A"},{"$error":"#N/A"},{"$error":"#N/A"},{"$error":"#N/A"},{"$error":"#N/A"},{"$error":"#N/A"},{"$error":"#N/A"},{"$error":"#N/A"},{"$error":"#N/A"},{"$error":"#N/A"}]
[null,null,"Source:",{"$f":"Results!F8&\"  & \"&C17","v":"Table R2  & Table L2"}]
[]
[]
[null,null,"Table L2","Scenario result history"]
[null,null,null,{"$f":"D9","v":"Excess heat"},{"$f":"E9","v":"Heat pump air only"},"Heat pump + gas boiler","CHP Gas","Coal heat ",0,0,0,0,0,0,0,0,0,0,0,{"$f":"T11","v":"Initials"},{"$f":"U11","v":"Comment"}]
[null,null,"2023-11-06T21:31:39.920",{"$error":"#N/A"},{"$error":"#N/A"},{"$error":"#N/A"},{"$error":"#N/A"},{"$error":"#N/A"},{"$error":"#N/A"},{"$error":"#N/A"},{"$error":"#N/A"},{"$error":"#N/A"},{"$error":"#N/A"},{"$error":"#N/A"},{"$error":"#N/A"},{"$error":"#N/A"},{"$error":"#N/A"},{"$error":"#N/A"},{"$error":"#N/A"}]
[null,null,"2025-09-25T09:04:22.800",103.96513705810979,58.695421988228652,72.894213888718198,420.51423837750173,-100.56773337830238,{"$error":"#N/A"},{"$error":"#N/A"},{"$error":"#N/A"},{"$error":"#N/A"},{"$error":"#N/A"},{"$error":"#N/A"},{"$error":"#N/A"},{"$error":"#N/A"},{"$error":"#N/A"},{"$error":"#N/A"},{"$error":"#N/A"}]
[null,null,"2025-09-25T09:04:31.280",103.96513705810979,58.695421988228652,72.894213888718198,420.51423837750173,-100.56773337830238,{"$error":"#N/A"},{"$error":"#N/A"},{"$error":"#N/A"},{"$error":"#N/A"},{"$error":"#N/A"},{"$error":"#N/A"},{"$error":"#N/A"},{"$error":"#N/A"},{"$error":"#N/A"},{"$error":"#N/A"},{"$error":"#N/A"}]
[null,null,"2025-09-25T21:08:38.760",89.338949839877102,57.921281184158531,53.179384239841461,21.915773098482635,-100.56773337830238,{"$error":"#N/A"},{"$error":"#N/A"},{"$error":"#N/A"},{"$error":"#N/A"},{"$error":"#N/A"},{"$error":"#N/A"},{"$error":"#N/A"},{"$error":"#N/A"},{"$error":"#N/A"},{"$error":"#N/A"},{"$error":"#N/A"}]
[null,null,"2025-09-25T21:08:47.480",89.338949839877102,57.921281184158531,53.179384239841461,21.915773098482635,-100.56773337830238,{"$error":"#N/A"},{"$error":"#N/A"},{"$error":"#N/A"},{"$error":"#N/A"},{"$error":"#N/A"},{"$error":"#N/A"},{"$error":"#N/A"},{"$error":"#N/A"},{"$error":"#N/A"},{"$error":"#N/A"},{"$error":"#N/A"}]
[]
[]
[]
[]
[]
[]
[]
[]
[]
[]
[]
[]
[]
[]
[]
[]
[]
[]
[]
[]
[]
[null,null,"Source:",{"$f":"C8","v":"Table L1"}]

{"sheet":"Centralised","index":3,"n_rows":8809,"n_cols":66,"rows_kept":1125,"cut":true,"hidden":false,"merged":[],"bounds":{"rows_first":500,"rows_last":125,"rows_between":500,"halvings":2}}
["Centralised plant mixes"]
["Timing, merit order and fuel use by technology."]
[]
[null,"Figure C1","Effect use by hour, MW",null,null,null,null,"Figure C2","Effect use by ordered hour, MW",null,null,null,null,null,null,null,"Figure C4","Demand by hour, MW"]
[null,"Source:",{"$f":"X45","v":"Table C4"},null,null,null,null,"Source:",{"$f":"AT45","v":"Table C6"},null,null,null,null,null,null,null,"Source:",{"$f":"AL45","v":"Table C5"}]
[]
[null,"Figure C3","Marginal Cost Breakdown, EUR/MWh"]
[null,"Source:",{"$f":"X25","v":"Table C7"}]
[null,"Note: This marginal cost differs from LCOE because it does not contain transmission and distribution costs "]
[null,"Note: The long run MC includes cost of capital where the short run MC does not "]
[" "," "," "," "," "," "," "," "," "," "," "," ",null,null,null," "," "," "," "," "," ",null,null,"Table C.A4","Auxilirary table for active scenario",null,null,null,null,null,null,null,null,null,null,null,"Table C.A6","Demand and suply recapitualted"]
[" "," "," "," "," "," "," "," "," "," "," "," ",null,null,null," "," "," "," "," "," ",null,null,"Indices",null,1,2,3,4,5,6,7,8,9,10,null,"Solar avail.","FLH/year",{"$f":"SUM(AM47:AM8806)","v":1398.6892920363978}]
[" "," "," "," "," "," "," "," "," "," "," "," "," "," "," "," "," "," "," "," "," ",null,null,"Technology",null,{"$f":"INDEX($F$25:$F$34,Z$12)","v":"Large CHP - coal"},"Heat Pump -excess heat","Gas boiler",0,0,0,0,0,0,0,null,"Climate profile","offset",{"$f":"MATCH($E$27,Demand!$C$12:$H$12,0)","v":3}]
[" "," "," "," "," "," "," "," "," "," "," "," "," "," "," "," "," "," "," "," "," ",null,null,"Lifetime",null,{"$f":"INDEX($H$25:$H$34,Z$12)","v":25},25,25,0,0,0,0,0,0,0,null,"Network loss","% of total",{"$f":"$E$28","v":0.16}]
[" "," "," "," "," "," "," "," "," "," "," "," "," "," "," "," "," "," "," "," "," ",null,null,"CAPEX (MEUR)",null,{"$f":"INDEX($T$25:$T$34,Z$12)","v":160.19999999999999},0,4.72,0,0,0,0,0,0,0,null,"Peak share","% of total",{"$f":"Q34/SUM(Q25:Q34)","v":0}]
[" "," "," "," "," "," "," "," "," "," "," "," "," "," "," "," "," "," "," "," "," ",null,null,"FOPEX (MEUR)",null,{"$f":"INDEX($U$25:$U$34,Z$12)","v":2.6399999999999997},0,1.6E-2,0,0,0,0,0,0,0,null,"Max  capacity","MW",{"$f":"SUM($G$25:$G$34)","v":140},{"$f":"IF(Centralised_MaxCap<Centralised_MaxLoad,\"WARNING: Capacity too low\",\"Sum: Capacity is ok\")","v":"Sum: Capacity is ok"}]
[" ",null," "," "," "," "," "," "," "," "," "," "," "," "," "," "," "," "," "," "," ",null,null,"Fuel (GWh)",null,{"$f":"INDEX($S$25:$S$34,Z$12)","v":795.06976953824994},0,49.050392454468543,0,0,0,0,0,0,0,null,"Max load","MW",{"$f":"MAX(AO47:AO8806)","v":132.14285693896522}]
[" "," "," "," "," "," "," "," "," "," "," "," "," "," "," "," "," "," "," "," "," ",null,null,"Heat (GWh)",null,{"$f":"INDEX($Q$25:$Q$34,Z$12)","v":349.8306985968299},0,46.597872831745114,0,0,0,0,0,0,0,null,"Net demand","GWh/y",{"$f":"SUM(AP47:AP8806)/Support_thousand","v":332.99999999999272}]
[" "," "," "," ","Figures is from here"," "," "," "," "," "," "," "," "," "," "," "," "," "," "," "," ",null,null,"Electricity sale (GWh)",null,{"$f":"INDEX($R$25:$R$34,Z$12)","v":365.73209398759496},0,0,0,0,0,0,0,0,0,null,"WW share","GWh/y",{"$f":"SUM(BG47:BG8806)/Support_thousand","v":66.599999999991653},{"$f":"IFERROR(AM19/AM18,0)","v":0.19999999999997931}]
[" "," "," "," "," "," "," "," "," "," "," "," "," "," "," "," "," "," "," "," "," ",null,null,"Fuel price EUR/MWh)",null,{"$f":"IFERROR(VLOOKUP(Z13,Technologies!$B$34:$S$65,18,0),0)*3.6","v":5.3812844036697252},{"$f":"IFERROR(VLOOKUP(AA13,Technologies!$B$34:$S$65,18,0),0)*3.6","v":129.15456751802375},{"$f":"IFERROR(VLOOKUP(AB13,Technologies!$B$34:$S$65,18,0),0)*3.6","v":39.0392252803262},{"$f":"IFERROR(VLOOKUP(AC13,Technologies!$B$34:$S$65,18,0),0)*3.6","v":0},{"$f":"IFERROR(VLOOKUP(AD13,Technologies!$B$34:$S$65,18,0),0)*3.6","v":0},{"$f":"IFERROR(VLOOKUP(AE13,Technologies!$B$34:$S$65,18,0),0)*3.6","v":0},{"$f":"IFERROR(VLOOKUP(AF13,Technologies!$B$34:$S$65,18,0),0)*3.6","v":0},{"$f":"IFERROR(VLOOKUP(AG13,Technologies!$B$34:$S$65,18,0),0)*3.6","v":0},{"$f":"IFERROR(VLOOKUP(AH13,Technologies!$B$34:$S$65,18,0),0)*3.6","v":0},{"$f":"IFERROR(VLOOKUP(AI13,Technologies!$B$34:$S$65,18,0),0)*3.6","v":0},null,"Heat losses","GWh/y",{"$f":"SUM(AN47:AN8806)/Support_thousand","v":63.428571428557163},{"$f":"IFERROR(AM20/AM21,0)","v":0.15999999999996306}]
[" "," "," "," "," "," "," "," "," "," "," "," "," "," "," "," "," "," "," "," "," ",null,null,"Electricity sales price (EUR/MWh)",null,{"$f":"Fuels!$BJ$25*3.6","v":46.119218777431492},{"$f":"Fuels!$BJ$25*3.6","v":46.119218777431492},{"$f":"Fuels!$BJ$25*3.6","v":46.119218777431492},{"$f":"Fuels!$BJ$25*3.6","v":46.119218777431492},{"$f":"Fuels!$BJ$25*3.6","v":46.119218777431492},{"$f":"Fuels!$BJ$25*3.6","v":46.119218777431492},{"$f":"Fuels!$BJ$25*3.6","v":46.119218777431492},{"$f":"Fuels!$BJ$25*3.6","v":46.119218777431492},{"$f":"Fuels!$BJ$25*3.6","v":46.119218777431492},{"$f":"Fuels!$BJ$25*3.6","v":46.119218777431492},null,"Gross demand","GWh/y",{"$f":"SUM(AO47:AO8806)/Support_thousand","v":396.42857142857378}]
[null,"Table C1","Technology data and utilisation of plants from active scenario",null,null,null,null,null,null,null,null,null,null,null,null,null,null,null,null,null,null,null,null,"Demand share",null,{"$f":"Z18/SUM($Z$18:$AI$18)","v":0.88245581628028369},0,0.11754418371971634,0,0,0,0,0,0,0,null,"Production","GWh/y",{"$f":"SUM(AJ47:AJ8806)/Support_thousand","v":396.42857142857378}]
[null,null,"Row",null,"Mix name","Technology","Effect","Lifetime","Build time","Heat eff.","Elec. eff.","CAPEX","Fixed OPEX","Variable OPEX","Load hours","Full load hours","Heat","Elec. gen.","Fuel (GWh)","CAPEX","FOPEX","Distribution",null,"Source:",{"$f":"B22& \", \" &Technologies!B30& \" & \" &Fuels!BI8","v":"Table C1, Table T2 & Table F.A1"},null,null,null,null,null,null,null,null,null,null,null,"Load duration","h",{"$f":"IFERROR(AM22*1000/AM17,3000)","v":3000.0000046289151}]
[null,null,{"$f":"MATCH($E$25,$E$45:$E$294,0)","v":51},null,"GWh for the mix /Climate zone",null,"MW","years",null,"%","%","MEUR/MW","MEUR/MW/y","EUR/MWh","hours/year",null,"GWh/year",null,null,"MEUR","MEUR/year","%",null,null,null,null,null,null,null,null,null,null,null,null,null,null,"Source:",{"$f":"B22& \" & \" &AL45","v":"Table C1 & Table C5"}]
[null,1,{"$f":"IFERROR(MATCH(F25,Technologies!$B$34:$B$65,0),\"\")","v":10},null,"Coal CHP ","Large CHP - coal",60,{"$f":"IFERROR(INDEX(Technologies!E$34:E$65,$C25),0)","v":25},{"$f":"IFERROR(INDEX(Technologies!F$34:F$65,$C25),0)","v":4.5},{"$f":"IFERROR(INDEX(Technologies!G$34:G$65,$C25),0)","v":0.43999999999999989},{"$f":"IFERROR(INDEX(Technologies!H$34:H$65,$C25),0)","v":0.46},{"$f":"IFERROR(INDEX(Technologies!I$34:I$65,$C25),0)","v":2.67},{"$f":"IFERROR(INDEX(Technologies!J$34:J$65,$C25),0)","v":4.3999999999999997E-2},{"$f":"IFERROR(INDEX(Technologies!K$34:K$65,$C25),0)","v":4.08},{"$f":"IF(ISNUMBER($C25),INDEX($Z$38:$AI$38,$B25),0)","v":8760},{"$f":"IF(ISNUMBER($C25),INDEX($Z$39:$AI$39,$B25),0)","v":5830.511643280498},{"$f":"IF(ISNUMBER($C25),G25*P25/Support_thousand,0)","v":349.8306985968299},{"$f":"IF(ISNUMBER($C25),S25*K25,0)","v":365.73209398759496},{"$f":"IF(ISNUMBER($C25),Q25/J25,0)","v":795.06976953824994},{"$f":"IFERROR($G25*L25,0)","v":160.19999999999999},{"$f":"IFERROR($G25*M25,0)","v":2.6399999999999997},{"$f":"Q25/SUM($Q$25:$Q$34)","v":0.88245581628028369},null,"Table C7",{"$f":"E25&\": Marginal Cost breakdown, EUR/MWh\"","v":"Coal CHP : Marginal Cost breakdown, EUR/MWh"},null,null,null,null,null,null,null,null,null,null,null,null,null,null,null,null,null,null,null,null,null,null,null,null,2]
[null,2,{"$f":"IFERROR(MATCH(F26,Technologies!$B$34:$B$65,0),\"\")","v":19},null,333,"Heat Pump -excess heat",0,{"$f":"IFERROR(INDEX(Technologies!E$34:E$65,$C26),0)","v":25},{"$f":"IFERROR(INDEX(Technologies!F$34:F$65,$C26),0)","v":0.5},{"$f":"IFERROR(INDEX(Technologies!G$34:G$65,$C26),0)","v":4.2},{"$f":"IFERROR(INDEX(Technologies!H$34:H$65,$C26),0)","v":0},{"$f":"IFERROR(INDEX(Technologies!I$34:I$65,$C26),0)","v":0.59},{"$f":"IFERROR(INDEX(Technologies!J$34:J$65,$C26),0)","v":1.6E-2},{"$f":"IFERROR(INDEX(Technologies!K$34:K$65,$C26),0)","v":1.8},0,0,0,{"$f":"IF(ISNUMBER($C26),S26*K26,0)","v":0},{"$f":"IF(ISNUMBER($C26),Q26/J26,0)","v":0},{"$f":"IFERROR($G26*L26,0)","v":0},{"$f":"IFERROR($G26*M26,0)","v":0},{"$f":"Q26/SUM($Q$25:$Q$34)","v":0},null,null,null,{"$f":"Z13","v":"Large CHP - coal"},"Heat Pump -excess heat","Gas boiler",0,0,0,0,0,0,0,"System average"]
[null,3,{"$f":"IFERROR(MATCH(F27,Technologies!$B$34:$B$65,0),\"\")","v":13},null,"Climate zone 3","Gas boiler",80,{"$f":"IFERROR(INDEX(Technologies!E$34:E$65,$C27),0)","v":25},{"$f":"IFERROR(INDEX(Technologies!F$34:F$65,$C27),0)","v":0.5},{"$f":"IFERROR(INDEX(Technologies!G$34:G$65,$C27),0)","v":0.95},{"$f":"IFERROR(INDEX(Technologies!H$34:H$65,$C27),0)","v":0},{"$f":"IFERROR(INDEX(Technologies!I$34:I$65,$C27),0)","v":5.8999999999999997E-2},{"$f":"IFERROR(INDEX(Technologies!J$34:J$65,$C27),0)","v":2.0000000000000001E-4},{"$f":"IFERROR(INDEX(Technologies!K$34:K$65,$C27),0)","v":2},2737,582.47341039681396,46.597872831745114,{"$f":"IF(ISNUMBER($C27),S27*K27,0)","v":0},49.050392454468543,4.72,1.6E-2,0.11754418371971634,null,"CAPEX",null,{"$f":"IFERROR(-1000*PMT(Scenarios_interest_rate,Z14,Z15)/Z18,0)","v":24.289845672113355},0,5.3727430107790246,0,0,0,0,0,0,0,{"$f":"SUMPRODUCT($Z27:$AI27,$Z$22:$AI$22)","v":22.066250281444738}]
[null,4,{"$f":"IFERROR(MATCH(F28,Technologies!$B$34:$B$65,0),\"\")","v":""},null,0.16,null,null,{"$f":"IFERROR(INDEX(Technologies!E$34:E$65,$C28),0)","v":0},{"$f":"IFERROR(INDEX(Technologies!F$34:F$65,$C28),0)","v":0},{"$f":"IFERROR(INDEX(Technologies!G$34:G$65,$C28),0)","v":0},{"$f":"IFERROR(INDEX(Technologies!H$34:H$65,$C28),0)","v":0},{"$f":"IFERROR(INDEX(Technologies!I$34:I$65,$C28),0)","v":0},{"$f":"IFERROR(INDEX(Technologies!J$34:J$65,$C28),0)","v":0},{"$f":"IFERROR(INDEX(Technologies!K$34:K$65,$C28),0)","v":0},0,0,0,0,0,0,0,0,null,"Fixed OPEX",null,{"$f":"IFERROR(1000*Z16/Z18,0)","v":7.5465075266093953},0,0.3433633131231667,0,0,0,0,0,0,0,6.6998198198197585]
[null,5,{"$f":"IFERROR(MATCH(F29,Technologies!$B$34:$B$65,0),\"\")","v":""},null,0.2,null,null,{"$f":"IFERROR(INDEX(Technologies!E$34:E$65,$C29),0)","v":0},{"$f":"IFERROR(INDEX(Technologies!F$34:F$65,$C29),0)","v":0},{"$f":"IFERROR(INDEX(Technologies!G$34:G$65,$C29),0)","v":0},{"$f":"IFERROR(INDEX(Technologies!H$34:H$65,$C29),0)","v":0},{"$f":"IFERROR(INDEX(Technologies!I$34:I$65,$C29),0)","v":0},{"$f":"IFERROR(INDEX(Technologies!J$34:J$65,$C29),0)","v":0},{"$f":"IFERROR(INDEX(Technologies!K$34:K$65,$C29),0)","v":0},0,0,0,0,0,0,0,0,null,"Variable OPEX",null,{"$f":"INDEX($N$25:$N$34,COLUMN()-COLUMN($Z$40)+1)","v":4.08},1.8,2,0,0,0,0,0,0,0,3.8355080978629905]
[null,6,{"$f":"IFERROR(MATCH(F30,Technologies!$B$34:$B$65,0),\"\")","v":""},null,"x",null,null,{"$f":"IFERROR(INDEX(Technologies!E$34:E$65,$C30),0)","v":0},{"$f":"IFERROR(INDEX(Technologies!F$34:F$65,$C30),0)","v":0},{"$f":"IFERROR(INDEX(Technologies!G$34:G$65,$C30),0)","v":0},{"$f":"IFERROR(INDEX(Technologies!H$34:H$65,$C30),0)","v":0},{"$f":"IFERROR(INDEX(Technologies!I$34:I$65,$C30),0)","v":0},{"$f":"IFERROR(INDEX(Technologies!J$34:J$65,$C30),0)","v":0},{"$f":"IFERROR(INDEX(Technologies!K$34:K$65,$C30),0)","v":0},0,0,0,0,0,0,0,0,null,"Fuel",null,{"$f":"IFERROR(Z20*Z17/Z18,0)","v":12.230191826522105},0,41.093921347711792,0,0,0,0,0,0,0,15.622955352197026]
[null,7,{"$f":"IFERROR(MATCH(F31,Technologies!$B$34:$B$65,0),\"\")","v":""},null,null,null,null,{"$f":"IFERROR(INDEX(Technologies!E$34:E$65,$C31),0)","v":0},{"$f":"IFERROR(INDEX(Technologies!F$34:F$65,$C31),0)","v":0},{"$f":"IFERROR(INDEX(Technologies!G$34:G$65,$C31),0)","v":0},{"$f":"IFERROR(INDEX(Technologies!H$34:H$65,$C31),0)","v":0},{"$f":"IFERROR(INDEX(Technologies!I$34:I$65,$C31),0)","v":0},{"$f":"IFERROR(INDEX(Technologies!J$34:J$65,$C31),0)","v":0},{"$f":"IFERROR(INDEX(Technologies!K$34:K$65,$C31),0)","v":0},0,0,0,0,0,0,0,0,null,"Electricity sale",null,{"$f":"IFERROR(-Z21*Z19/Z18,0)","v":-48.215546903678387},{"$f":"IFERROR(-AA21*AA19/AA18,0)","v":0},{"$f":"IFERROR(-AB21*AB19/AB18,0)","v":0},0,0,0,0,0,0,0,-42.548089800285815]
[null,8,{"$f":"IFERROR(MATCH(F32,Technologies!$B$34:$B$65,0),\"\")","v":""},null,null,null,null,{"$f":"IFERROR(INDEX(Technologies!E$34:E$65,$C32),0)","v":0},{"$f":"IFERROR(INDEX(Technologies!F$34:F$65,$C32),0)","v":0},{"$f":"IFERROR(INDEX(Technologies!G$34:G$65,$C32),0)","v":0},{"$f":"IFERROR(INDEX(Technologies!H$34:H$65,$C32),0)","v":0},{"$f":"IFERROR(INDEX(Technologies!I$34:I$65,$C32),0)","v":0},{"$f":"IFERROR(INDEX(Technologies!J$34:J$65,$C32),0)","v":0},{"$f":"IFERROR(INDEX(Technologies!K$34:K$65,$C32),0)","v":0},0,0,0,0,0,0,0,0,null,"Short run MC",null,{"$f":"SUM(Z29:Z31)","v":-31.90535507715628},1.8,43.093921347711792,0,0,0,0,{"$f":"SUM(AG29:AG31)","v":0},0,0,-23.089626350225799]
[null,9,{"$f":"IFERROR(MATCH(F33,Technologies!$B$34:$B$65,0),\"\")","v":""},null,null,null,null,{"$f":"IFERROR(INDEX(Technologies!E$34:E$65,$C33),0)","v":0},{"$f":"IFERROR(INDEX(Technologies!F$34:F$65,$C33),0)","v":0},{"$f":"IFERROR(INDEX(Technologies!G$34:G$65,$C33),0)","v":0},{"$f":"IFERROR(INDEX(Technologies!H$34:H$65,$C33),0)","v":0},{"$f":"IFERROR(INDEX(Technologies!I$34:I$65,$C33),0)","v":0},{"$f":"IFERROR(INDEX(Technologies!J$34:J$65,$C33),0)","v":0},{"$f":"IFERROR(INDEX(Technologies!K$34:K$65,$C33),0)","v":0},0,0,0,0,0,0,0,0,null,"Long run MC",null,{"$f":"SUM(Z27:Z31)","v":-6.9001878433525121E-2},1.8,48.81002767161398,0,0,0,0,{"$f":"SUM(AG27:AG31)","v":0},0,0,5.6764437510387022]
[null,10,{"$f":"IFERROR(MATCH(F34,Technologies!$B$34:$B$65,0),\"\")","v":""},null,null,null,null,{"$f":"IFERROR(INDEX(Technologies!E$34:E$65,$C34),0)","v":0},{"$f":"IFERROR(INDEX(Technologies!F$34:F$65,$C34),0)","v":0},{"$f":"IFERROR(INDEX(Technologies!G$34:G$65,$C34),0)","v":0},{"$f":"IFERROR(INDEX(Technologies!H$34:H$65,$C34),0)","v":0},{"$f":"IFERROR(INDEX(Technologies!I$34:I$65,$C34),0)","v":0},{"$f":"IFERROR(INDEX(Technologies!J$34:J$65,$C34),0)","v":0},{"$f":"IFERROR(INDEX(Technologies!K$34:K$65,$C34),0)","v":0},0,0,0,0,0,0,0,0,null,"Source:",{"$f":"B22& \" & \" &X11","v":"Table C1 & Table C.A4"}]
[null,"Source:",{"$f":"X36& \" & \" &Technologies!B30","v":"Table C.A5 & Table T2"},null,null,"OBS: If solar is present, it must be the first technology"]
[null,null,null,null,null,null,null,null,null,null,null,null,null,null,null,null,null,null,null,null,null,null,null,"Table C.A5","Utilisation summary"]
[null,null,null,null,null,"Table C.A1",null,null,null,null,null,null,null,null,null,null,null,null,null,null,null,null,null,null,null,{"$f":"Z13","v":"Large CHP - coal"},{"$f":"AA13","v":"Heat Pump -excess heat"},"Gas boiler",0,0,0,0,0,0,0]
[null,null,null,null,0.12,"Active mix","Slot",null,null,null,null,null,null,null,null,null,null,null,null,null,null,null,null,"L hours",null,{"$f":"COUNTIFS(AP$47:AP$8806,\">0\")","v":8760},{"$f":"COUNTIFS(AA$47:AA$8806,\">0\")","v":0},{"$f":"COUNTIFS(AB$47:AB$8806,\">0\")","v":2737},0,{"$f":"COUNTIFS(AD$47:AD$8806,\">0\")","v":0},0,0,{"$f":"COUNTIFS(AG$47:AG$8806,\">0\")","v":0},0,{"$f":"COUNTIFS(AI$47:AI$8806,\">0\")","v":0}]
[null,null,null,null,7.0000000000000007E-2,{"$f":"Scenarios!F12","v":"Excess heat"},{"$f":"IFERROR(INDEX(Centralised_Slots,MATCH($F$39,$BL$46:$BL$70,0)),BJ46)","v":"01"},null,null,null,null,null,null,null,null,null,null,null,null,null,null,null,null,"FLE hours","hours",{"$f":"IF(Z40>0,SUM(Z47:Z8806)/Z40,0)","v":5830.511643280498},{"$f":"IF(AA40>0,SUM(AA47:AA8806)/AA40,0)","v":0},582.47341039681396,0,0,0,0,0,0,0]
[null,null,null,null,null,"Source:",{"$f":"Scenarios!B10& \" & \" &BI41","v":"Table S1 & Table C.A7"},null,null,null,null,null,null,null,null,null,null,null,null,null,null,null,null,"Chosen effect","MW",{"$f":"INDEX($G$25:$G$34,COLUMN()-COLUMN($Z$40)+1)","v":60},{"$f":"INDEX($G$25:$G$34,COLUMN()-COLUMN($Z$40)+1)","v":0},80,0,0,0,0,0,0,0]
[null,null,null,null,"Saved ones",null,null,null,null,null,null,null,null,null,null,null,null,null,null,null,null,null,null,"Max effect",null,{"$f":"MAX(Z47:Z8806)","v":60},{"$f":"MAX(AA47:AA8806)","v":0},72.142856938965224,0,0,0,0,0,0,0,null,null,null,null,null,null,null,null,null,null,null,null,null,null,null,null,null,null,null,null,null,null,null,null,null,"Table C.A7","Chosen mix"]
[null,null,null,null,"Table C2","Mixes table",null,null,null,null,null,null,null,null,null,null,null,null,null,null,null,null,null,"Source:",{"$f":"X45& \" & \" &AL45","v":"Table C4 & Table C5"},null,null,null,null,null,null,null,null,null,null,null,null,null,null,null,null,null,null,null,null,null,null,null,null,null,null,null,null,null,null,null,null,null,null,null,{"$f":"COUNT(Centralised_Slots)","v":0}]
[null,null,null,"Slot","Mix name","Technology","Effect","Lifetime","Build time","Heat eff.","Elec. eff","CAPEX","Fixed OPEX","Variable OPEX","L Hours","FL hours","Heat","Elec. gen.","Fuel (GWh)","CAPEX","FOPEX"]
[null,null,null,null,null,null,"MW","years",null,"%","%","MEUR/MW","MEUR/MW/y","EUR/MWh","hours/year",null,"GWh/year",null,null,"MEUR","MEUR/year"]
[null,null,null,1,"Excess heat","Excess Heat - directly",60,30,1,1,0,0.1,1E-3,1,8760,5830.511643280498,349.8306985968299,0,349.8306985968299,6,0.06,null,null,"Table C4",{"$f":"E25&\": Effect use by hour, MW\"","v":"Coal CHP : Effect use by hour, MW"},null,null,null,null,null,null,null,null,null,null,null,null,"Table C5",{"$f":"E25&\": Demand by hour, MW\"","v":"Coal CHP : Demand by hour, MW"},null,null,null,null,null,null,"Table C6",{"$f":"E25&\": Effect use by ordered hour, MW\"","v":"Coal CHP : Effect use by ordered hour, MW"},null,null,null,null,null,null,null,null,null,null,null,null,null,"No.","Slot",null,"Available mixes","Climate zone","Combined Name"]
[null,null,null,null,333,"Heat Pump -excess heat",0,25,0.5,4.2,0,0.59,1.6E-2,1.8,0,0,0,0,0,0,0,null,null,"Hour",null,{"$f":"Z37","v":"Large CHP - coal"},{"$f":"AA37","v":"Heat Pump -excess heat"},"Gas boiler",0,0,0,0,0,0,0,{"$f":"AO46","v":"Gross Demand"},null,"ClimateZoneDemand","Solar","Heat Loss","Gross Demand","Net demand","Space heating","HTW",null,"Rank","Row","Demand",{"$f":"Z46","v":"Large CHP - coal"},"Heat Pump -excess heat","Gas boiler",0,0,0,0,0,0,0,"Warm water demand",null,1,{"$f":"TEXT(BI46,\"00\")","v":"01"},{"$f":"(BJ46-1)*Support_ten+1","v":1},{"$f":"IF(INDEX($E$45:$E$294,$BK46)=0,\"<Empty>\",INDEX($E$45:$E$294,$BK46))","v":"Excess heat"},{"$f":"INDEX($E$45:$E$294,$BK46+2)","v":"Climate zone 3"},{"$f":"BJ46&\" - \"&BL46","v":"01 - Excess heat"}]
[null,null,null,null,"Climate zone 3","Gas boiler",80,25,0.5,0.95,0,5.8999999999999997E-2,2.0000000000000001E-4,2,2737,582.47341039681396,46.597872831745114,0,49.050392454468543,4.72,1.6E-2,null,null,{"$f":"IF(MOD(ROW(),1000)=ROW($Y$46),(ROW()-ROW($Y$46)),0)","v":0},0,{"$f":"MAX(MIN(Z$40*IF($Z$37=\"Solar\",$AM47,1),$AO47-SUM($Y47:Y47)),0)","v":60},{"$f":"MAX(MIN(AA$40,$AO47-SUM($Y47:Z47)),0)","v":0},{"$f":"MAX(MIN(AB$40,$AO47-SUM($Y47:AA47)),0)","v":13.236310636943898},{"$f":"MAX(MIN(AC$40,$AO47-SUM($Y47:AB47)),0)","v":0},{"$f":"MAX(MIN(AD$40,$AO47-SUM($Y47:AC47)),0)","v":0},{"$f":"MAX(MIN(AE$40,$AO47-SUM($Y47:AD47)),0)","v":0},{"$f":"MAX(MIN(AF$40,$AO47-SUM($Y47:AE47)),0)","v":0},{"$f":"MAX(MIN(AG$40,$AO47-SUM($Y47:AF47)),0)","v":0},{"$f":"MAX(MIN(AH$40,$AO47-SUM($Y47:AG47)),0)","v":0},{"$f":"MAX(MIN(AI$40,$AO47-SUM($Y47:AH47)),0)","v":0},{"$f":"SUM(Z47:AI47)","v":73.236310636943898},{"$f":"SUM(Z47:AI47)-AJ47","v":0},{"$f":"INDEX(Demand!$C13:$H13,,$AM$13)","v":2.1919244147874635E-4},{"$f":"INDEX(Demand!$K13:$P13,,$AM$13)","v":0},{"$f":"IF(AP47>0,Centralised_GWh*Support_thousand/(1-Centralised_HeatLoss)*Centralised_HeatLoss/BaseLoadHours,0)","v":7.2407045009784738},{"$f":"AN47+AP47","v":73.236310636943898},{"$f":"Centralised_GWh*Support_thousand*((1-Centralised_WWDemand)*AL47+Centralised_WWDemand/8760)","v":65.995606135965431},{"$f":"AP47-AR47","v":58.392866409938037},{"$f":"Centralised_GWh*Support_thousand*Centralised_WWDemand/8760","v":7.602739726027397},1,{"$f":"_xlfn.RANK.EQ(AV47,$AV$47:$AV$8806)","v":1},767,132.14285693896522,60,0,72.142856938965224,0,0,0,0,0,0,0,{"$f":"Centralised_GWh*Support_thousand*(Centralised_WWDemand/8760)","v":7.6027397260273979},{"$f":"SUM(AW47:BC47)-AV47","v":0},{"$f":"BI46+1","v":2},{"$f":"TEXT(BI47,\"00\")","v":"02"},11,{"$f":"IF(INDEX($E$45:$E$294,$BK47)=0,\"<Empty>\",INDEX($E$45:$E$294,$BK47))","v":"Heat pump air only"},{"$f":"INDEX($E$45:$E$294,$BK47+2)","v":"Climate zone 3"},{"$f":"BJ47&\" - \"&BL47","v":"02 - Heat pump air only"}]
[null,null,null,null,0.16,null,null,0,0,0,0,0,0,0,0,0,0,0,0,0,0,null,null,0,0,{"$f":"MAX(MIN(Z$40*IF($Z$37=\"Solar\",$AM48,1),$AO48-SUM($Y48:Y48)),0)","v":60},{"$f":"MAX(MIN(AA$40,$AO48-SUM($Y48:Z48)),0)","v":0},{"$f":"MAX(MIN(AB$40,$AO48-SUM($Y48:AA48)),0)","v":13.27401473228764},{"$f":"MAX(MIN(AC$40,$AO48-SUM($Y48:AB48)),0)","v":0},{"$f":"MAX(MIN(AD$40,$AO48-SUM($Y48:AC48)),0)","v":0},{"$f":"MAX(MIN(AE$40,$AO48-SUM($Y48:AD48)),0)","v":0},{"$f":"MAX(MIN(AF$40,$AO48-SUM($Y48:AE48)),0)","v":0},{"$f":"MAX(MIN(AG$40,$AO48-SUM($Y48:AF48)),0)","v":0},{"$f":"MAX(MIN(AH$40,$AO48-SUM($Y48:AG48)),0)","v":0},{"$f":"MAX(MIN(AI$40,$AO48-SUM($Y48:AH48)),0)","v":0},{"$f":"SUM(Z48:AI48)","v":73.27401473228764},{"$f":"SUM(Z48:AI48)-AJ48","v":0},{"$f":"INDEX(Demand!$C14:$H14,,$AM$13)","v":2.1933397336817479E-4},{"$f":"INDEX(Demand!$K14:$P14,,$AM$13)","v":0},{"$f":"IF(AP48>0,Centralised_GWh*Support_thousand/(1-Centralised_HeatLoss)*Centralised_HeatLoss/BaseLoadHours,0)","v":7.2407045009784738},{"$f":"AN48+AP48","v":73.27401473228764},{"$f":"Centralised_GWh*Support_thousand*((1-Centralised_WWDemand)*AL48+Centralised_WWDemand/8760)","v":66.033310231309173},{"$f":"AP48-AR48","v":58.430570505281779},7.602739726027397,2,2,766,127.02657417062977,60,0,67.026574170629772,0,0,0,0,0,0,0,7.6027397260273979,{"$f":"SUM(AW48:BC48)-AV48","v":0},{"$f":"BI47+1","v":3},{"$f":"TEXT(BI48,\"00\")","v":"03"},21,{"$f":"IF(INDEX($E$45:$E$294,$BK48)=0,\"<Empty>\",INDEX($E$45:$E$294,$BK48))","v":"Heat pump air + gas boiler"},"Climate zone 3","03 - Heat pump air + gas boiler"]
[null,null,null,null,0.2,null,null,0,0,0,0,0,0,0,0,0,0,0,0,0,0,null,null,0,0,{"$f":"MAX(MIN(Z$40*IF($Z$37=\"Solar\",$AM49,1),$AO49-SUM($Y49:Y49)),0)","v":60},{"$f":"MAX(MIN(AA$40,$AO49-SUM($Y49:Z49)),0)","v":0},{"$f":"MAX(MIN(AB$40,$AO49-SUM($Y49:AA49)),0)","v":13.302176900890657},{"$f":"MAX(MIN(AC$40,$AO49-SUM($Y49:AB49)),0)","v":0},{"$f":"MAX(MIN(AD$40,$AO49-SUM($Y49:AC49)),0)","v":0},{"$f":"MAX(MIN(AE$40,$AO49-SUM($Y49:AD49)),0)","v":0},{"$f":"MAX(MIN(AF$40,$AO49-SUM($Y49:AE49)),0)","v":0},{"$f":"MAX(MIN(AG$40,$AO49-SUM($Y49:AF49)),0)","v":0},{"$f":"MAX(MIN(AH$40,$AO49-SUM($Y49:AG49)),0)","v":0},{"$f":"MAX(MIN(AI$40,$AO49-SUM($Y49:AH49)),0)","v":0},{"$f":"SUM(Z49:AI49)","v":73.302176900890657},0,{"$f":"INDEX(Demand!$C15:$H15,,$AM$13)","v":2.1943968721428224E-4},{"$f":"INDEX(Demand!$K15:$P15,,$AM$13)","v":0},7.2407045009784738,{"$f":"AN49+AP49","v":73.302176900890657},66.061472399912191,58.458732673884796,7.602739726027397,3,3,768,123.44641201642011,60,0,63.446412016420112,0,0,0,0,0,0,0,7.6027397260273979,0,4,"04",31,"Solar","Climate zone 3","04 - Solar"]
[null,null,null,null,"x",null,null,0,0,0,0,0,0,0,0,0,0,0,0,0,0,null,null,0,0,{"$f":"MAX(MIN(Z$40*IF($Z$37=\"Solar\",$AM50,1),$AO50-SUM($Y50:Y50)),0)","v":60},{"$f":"MAX(MIN(AA$40,$AO50-SUM($Y50:Z50)),0)","v":0},{"$f":"MAX(MIN(AB$40,$AO50-SUM($Y50:AA50)),0)","v":13.304923705330822},{"$f":"MAX(MIN(AC$40,$AO50-SUM($Y50:AB50)),0)","v":0},{"$f":"MAX(MIN(AD$40,$AO50-SUM($Y50:AC50)),0)","v":0},{"$f":"MAX(MIN(AE$40,$AO50-SUM($Y50:AD50)),0)","v":0},{"$f":"MAX(MIN(AF$40,$AO50-SUM($Y50:AE50)),0)","v":0},{"$f":"MAX(MIN(AG$40,$AO50-SUM($Y50:AF50)),0)","v":0},{"$f":"MAX(MIN(AH$40,$AO50-SUM($Y50:AG50)),0)","v":0},{"$f":"MAX(MIN(AI$40,$AO50-SUM($Y50:AH50)),0)","v":0},73.304923705330822,0,{"$f":"INDEX(Demand!$C16:$H16,,$AM$13)","v":2.1944999804176027E-4},{"$f":"INDEX(Demand!$K16:$P16,,$AM$13)","v":0},7.2407045009784738,73.304923705330822,{"$f":"Centralised_GWh*Support_thousand*((1-Centralised_WWDemand)*AL50+Centralised_WWDemand/8760)","v":66.064219204352341},58.461479478324947,7.602739726027397,4,4,765,122.72644586967095,60,0,62.726445869670954,0,0,0,0,0,0,0,7.6027397260273979,0,5,"05",41,"CHP gas","Climate zone 3","05 - CHP gas"]
[null,null,null,null,null,null,null,0,0,0,0,0,0,0,0,0,0,0,0,0,0,null,null,0,0,{"$f":"MAX(MIN(Z$40*IF($Z$37=\"Solar\",$AM51,1),$AO51-SUM($Y51:Y51)),0)","v":60},{"$f":"MAX(MIN(AA$40,$AO51-SUM($Y51:Z51)),0)","v":0},{"$f":"MAX(MIN(AB$40,$AO51-SUM($Y51:AA51)),0)","v":13.314043624656563},{"$f":"MAX(MIN(AC$40,$AO51-SUM($Y51:AB51)),0)","v":0},{"$f":"MAX(MIN(AD$40,$AO51-SUM($Y51:AC51)),0)","v":0},{"$f":"MAX(MIN(AE$40,$AO51-SUM($Y51:AD51)),0)","v":0},{"$f":"MAX(MIN(AF$40,$AO51-SUM($Y51:AE51)),0)","v":0},{"$f":"MAX(MIN(AG$40,$AO51-SUM($Y51:AF51)),0)","v":0},{"$f":"MAX(MIN(AH$40,$AO51-SUM($Y51:AG51)),0)","v":0},{"$f":"MAX(MIN(AI$40,$AO51-SUM($Y51:AH51)),0)","v":0},73.314043624656563,0,{"$f":"INDEX(Demand!$C17:$H17,,$AM$13)","v":2.1948423197316324E-4},{"$f":"INDEX(Demand!$K17:$P17,,$AM$13)","v":0},7.2407045009784738,73.314043624656563,66.073339123678096,58.470599397650702,7.602739726027397,5,5,769,122.16536330086083,60,0,62.165363300860832,0,0,0,0,0,0,0,7.6027397260273979,0,6,"06",51,"Coal CHP ","Climate zone 3","06 - Coal CHP "]
[null,null,null,null,null,null,null,0,0,0,0,0,0,0,0,0,0,0,0,0,0,null,null,0,0,{"$f":"MAX(MIN(Z$40*IF($Z$37=\"Solar\",$AM52,1),$AO52-SUM($Y52:Y52)),0)","v":60},{"$f":"MAX(MIN(AA$40,$AO52-SUM($Y52:Z52)),0)","v":0},{"$f":"MAX(MIN(AB$40,$AO52-SUM($Y52:AA52)),0)","v":13.343756387024143},{"$f":"MAX(MIN(AC$40,$AO52-SUM($Y52:AB52)),0)","v":0},{"$f":"MAX(MIN(AD$40,$AO52-SUM($Y52:AC52)),0)","v":0},{"$f":"MAX(MIN(AE$40,$AO52-SUM($Y52:AD52)),0)","v":0},{"$f":"MAX(MIN(AF$40,$AO52-SUM($Y52:AE52)),0)","v":0},{"$f":"MAX(MIN(AG$40,$AO52-SUM($Y52:AF52)),0)","v":0},{"$f":"MAX(MIN(AH$40,$AO52-SUM($Y52:AG52)),0)","v":0},{"$f":"MAX(MIN(AI$40,$AO52-SUM($Y52:AH52)),0)","v":0},73.343756387024143,0,{"$f":"INDEX(Demand!$C18:$H18,,$AM$13)","v":2.1959576636643494E-4},{"$f":"INDEX(Demand!$K18:$P18,,$AM$13)","v":0},7.2407045009784738,73.343756387024143,66.103051886045677,58.500312160018282,7.602739726027397,6,6,764,121.6192148193245,60,0,61.619214819324498,0,0,0,0,0,0,0,7.6027397260273979,0,7,"07",61,"<Empty>","Climate zone 3","07 - <Empty>"]
[null,null,null,null,null,null,null,0,0,0,0,0,0,0,0,0,0,0,0,0,0,null,null,0,0,{"$f":"MAX(MIN(Z$40*IF($Z$37=\"Solar\",$AM53,1),$AO53-SUM($Y53:Y53)),0)","v":60},{"$f":"MAX(MIN(AA$40,$AO53-SUM($Y53:Z53)),0)","v":0},{"$f":"MAX(MIN(AB$40,$AO53-SUM($Y53:AA53)),0)","v":13.353788596753787},{"$f":"MAX(MIN(AC$40,$AO53-SUM($Y53:AB53)),0)","v":0},{"$f":"MAX(MIN(AD$40,$AO53-SUM($Y53:AC53)),0)","v":0},{"$f":"MAX(MIN(AE$40,$AO53-SUM($Y53:AD53)),0)","v":0},{"$f":"MAX(MIN(AF$40,$AO53-SUM($Y53:AE53)),0)","v":0},{"$f":"MAX(MIN(AG$40,$AO53-SUM($Y53:AF53)),0)","v":0},{"$f":"MAX(MIN(AH$40,$AO53-SUM($Y53:AG53)),0)","v":0},{"$f":"MAX(MIN(AI$40,$AO53-SUM($Y53:AH53)),0)","v":0},73.353788596753787,0,{"$f":"INDEX(Demand!$C19:$H19,,$AM$13)","v":2.1963342481136605E-4},{"$f":"INDEX(Demand!$K19:$P19,,$AM$13)","v":0},7.2407045009784738,73.353788596753787,66.113084095775321,58.510344369747926,7.602739726027397,7,7,770,120.76569198630213,60,0,60.76569198630213,0,0,0,0,0,0,0,7.6027397260273979,0,8,"08",71,"<Empty>",0,"08 - <Empty>"]
[null,null,null,null,null,null,null,0,0,0,0,0,0,0,0,0,0,0,0,0,0,null,null,0,0,{"$f":"MAX(MIN(Z$40*IF($Z$37=\"Solar\",$AM54,1),$AO54-SUM($Y54:Y54)),0)","v":60},{"$f":"MAX(MIN(AA$40,$AO54-SUM($Y54:Z54)),0)","v":0},{"$f":"MAX(MIN(AB$40,$AO54-SUM($Y54:AA54)),0)","v":13.385234655840463},{"$f":"MAX(MIN(AC$40,$AO54-SUM($Y54:AB54)),0)","v":0},{"$f":"MAX(MIN(AD$40,$AO54-SUM($Y54:AC54)),0)","v":0},{"$f":"MAX(MIN(AE$40,$AO54-SUM($Y54:AD54)),0)","v":0},{"$f":"MAX(MIN(AF$40,$AO54-SUM($Y54:AE54)),0)","v":0},{"$f":"MAX(MIN(AG$40,$AO54-SUM($Y54:AF54)),0)","v":0},{"$f":"MAX(MIN(AH$40,$AO54-SUM($Y54:AG54)),0)","v":0},{"$f":"MAX(MIN(AI$40,$AO54-SUM($Y54:AH54)),0)","v":0},73.385234655840463,0,{"$f":"INDEX(Demand!$C20:$H20,,$AM$13)","v":2.1975146557370344E-4},{"$f":"INDEX(Demand!$K20:$P20,,$AM$13)","v":3.3825303582099653E-5},7.2407045009784738,73.385234655840463,66.144530154861997,58.541790428834602,7.602739726027397,8,8,763,120.14179684742641,60,0,60.141796847426406,0,0,0,0,0,0,0,7.6027397260273979,0,9,"09",81,"<Empty>",0,"09 - <Empty>"]
[null,null,null,2,"Heat pump air only","Heat Pump - air source",133,25,0.5,2.7,0,0.74,1.7999999999999999E-2,2,8760,2980.6659505907801,396.42857142857378,0,146.82539682539769,98.42,2.3939999999999997,null,null,0,0,{"$f":"MAX(MIN(Z$40*IF($Z$37=\"Solar\",$AM55,1),$AO55-SUM($Y55:Y55)),0)","v":60},{"$f":"MAX(MIN(AA$40,$AO55-SUM($Y55:Z55)),0)","v":0},{"$f":"MAX(MIN(AB$40,$AO55-SUM($Y55:AA55)),0)","v":13.421237828725168},{"$f":"MAX(MIN(AC$40,$AO55-SUM($Y55:AB55)),0)","v":0},{"$f":"MAX(MIN(AD$40,$AO55-SUM($Y55:AC55)),0)","v":0},{"$f":"MAX(MIN(AE$40,$AO55-SUM($Y55:AD55)),0)","v":0},{"$f":"MAX(MIN(AF$40,$AO55-SUM($Y55:AE55)),0)","v":0},{"$f":"MAX(MIN(AG$40,$AO55-SUM($Y55:AF55)),0)","v":0},{"$f":"MAX(MIN(AH$40,$AO55-SUM($Y55:AG55)),0)","v":0},{"$f":"MAX(MIN(AI$40,$AO55-SUM($Y55:AH55)),0)","v":0},73.421237828725168,0,{"$f":"INDEX(Demand!$C21:$H21,,$AM$13)","v":2.198866126190664E-4},{"$f":"INDEX(Demand!$K21:$P21,,$AM$13)","v":0.12891950705257582},7.2407045009784738,73.421237828725168,66.180533327746687,58.577793601719293,7.602739726027397,9,9,771,119.26364805007452,60,0,59.263648050074522,0,0,0,0,0,0,0,7.6027397260273979,0,10,"10",91,"<Empty>",0,"10 - <Empty>"]
[null,null,null,null,333,"Heat Pump -excess heat",0,25,0.5,4.2,0,0.59,1.6E-2,1.8,0,0,0,0,0,0,0,null,null,0,0,{"$f":"MAX(MIN(Z$40*IF($Z$37=\"Solar\",$AM56,1),$AO56-SUM($Y56:Y56)),0)","v":60},{"$f":"MAX(MIN(AA$40,$AO56-SUM($Y56:Z56)),0)","v":0},{"$f":"MAX(MIN(AB$40,$AO56-SUM($Y56:AA56)),0)","v":13.429740922129383},{"$f":"MAX(MIN(AC$40,$AO56-SUM($Y56:AB56)),0)","v":0},{"$f":"MAX(MIN(AD$40,$AO56-SUM($Y56:AC56)),0)","v":0},{"$f":"MAX(MIN(AE$40,$AO56-SUM($Y56:AD56)),0)","v":0},{"$f":"MAX(MIN(AF$40,$AO56-SUM($Y56:AE56)),0)","v":0},{"$f":"MAX(MIN(AG$40,$AO56-SUM($Y56:AF56)),0)","v":0},{"$f":"MAX(MIN(AH$40,$AO56-SUM($Y56:AG56)),0)","v":0},{"$f":"MAX(MIN(AI$40,$AO56-SUM($Y56:AH56)),0)","v":0},73.429740922129383,0,{"$f":"INDEX(Demand!$C22:$H22,,$AM$13)","v":2.1991853113785103E-4},{"$f":"INDEX(Demand!$K22:$P22,,$AM$13)","v":0.14619296208183469},7.2407045009784738,73.429740922129383,66.189036421150917,58.586296695123522,7.602739726027397,10,10,762,117.81853412818447,60,0,57.818534128184467,0,0,0,0,0,0,0,7.6027397260273979,0,11,"11",101,"<Empty>",0,"11 - <Empty>"]
[null,null,null,null,"Climate zone 3","Gas boiler",0,25,0.5,0.95,0,5.8999999999999997E-2,2.0000000000000001E-4,2,0,0,0,0,0,0,0,null,null,0,0,{"$f":"MAX(MIN(Z$40*IF($Z$37=\"Solar\",$AM57,1),$AO57-SUM($Y57:Y57)),0)","v":60},{"$f":"MAX(MIN(AA$40,$AO57-SUM($Y57:Z57)),0)","v":0},{"$f":"MAX(MIN(AB$40,$AO57-SUM($Y57:AA57)),0)","v":13.438954334577716},{"$f":"MAX(MIN(AC$40,$AO57-SUM($Y57:AB57)),0)","v":0},{"$f":"MAX(MIN(AD$40,$AO57-SUM($Y57:AC57)),0)","v":0},{"$f":"MAX(MIN(AE$40,$AO57-SUM($Y57:AD57)),0)","v":0},{"$f":"MAX(MIN(AF$40,$AO57-SUM($Y57:AE57)),0)","v":0},{"$f":"MAX(MIN(AG$40,$AO57-SUM($Y57:AF57)),0)","v":0},{"$f":"MAX(MIN(AH$40,$AO57-SUM($Y57:AG57)),0)","v":0},{"$f":"MAX(MIN(AI$40,$AO57-SUM($Y57:AH57)),0)","v":0},73.438954334577716,0,{"$f":"INDEX(Demand!$C23:$H23,,$AM$13)","v":2.1995311601941378E-4},{"$f":"INDEX(Demand!$K23:$P23,,$AM$13)","v":0.18865499317856382},7.2407045009784738,73.438954334577716,66.198249833599235,58.59551010757184,7.602739726027397,11,11,772,117.23948517604774,60,0,57.239485176047737,0,0,0,0,0,0,0,7.6027397260273979,0,12,"12",111,"<Empty>",0,"12 - <Empty>"]
[null,null,null,null,0.16,null,null,0,0,0,0,0,0,0,0,0,0,0,0,0,0,null,null,0,0,{"$f":"MAX(MIN(Z$40*IF($Z$37=\"Solar\",$AM58,1),$AO58-SUM($Y58:Y58)),0)","v":60},{"$f":"MAX(MIN(AA$40,$AO58-SUM($Y58:Z58)),0)","v":0},{"$f":"MAX(MIN(AB$40,$AO58-SUM($Y58:AA58)),0)","v":13.468927839391142},{"$f":"MAX(MIN(AC$40,$AO58-SUM($Y58:AB58)),0)","v":0},{"$f":"MAX(MIN(AD$40,$AO58-SUM($Y58:AC58)),0)","v":0},{"$f":"MAX(MIN(AE$40,$AO58-SUM($Y58:AD58)),0)","v":0},{"$f":"MAX(MIN(AF$40,$AO58-SUM($Y58:AE58)),0)","v":0},{"$f":"MAX(MIN(AG$40,$AO58-SUM($Y58:AF58)),0)","v":0},{"$f":"MAX(MIN(AH$40,$AO58-SUM($Y58:AG58)),0)","v":0},{"$f":"MAX(MIN(AI$40,$AO58-SUM($Y58:AH58)),0)","v":0},73.468927839391142,0,{"$f":"INDEX(Demand!$C24:$H24,,$AM$13)","v":2.2006562917562032E-4},{"$f":"INDEX(Demand!$K24:$P24,,$AM$13)","v":0.14256237949735601},7.2407045009784738,73.468927839391142,66.228223338412661,58.625483612385267,7.602739726027397,12,12,761,116.43387574744546,60,0,56.433875747445455,0,0,0,0,0,0,0,7.6027397260273979,0,13,"13",121,"<Empty>",0,"13 - <Empty>"]
[null,null,null,null,0.2,null,null,0,0,0,0,0,0,0,0,0,0,0,0,0,0,null,null,0,0,{"$f":"MAX(MIN(Z$40*IF($Z$37=\"Solar\",$AM59,1),$AO59-SUM($Y59:Y59)),0)","v":60},{"$f":"MAX(MIN(AA$40,$AO59-SUM($Y59:Z59)),0)","v":0},{"$f":"MAX(MIN(AB$40,$AO59-SUM($Y59:AA59)),0)","v":13.472321224366851},{"$f":"MAX(MIN(AC$40,$AO59-SUM($Y59:AB59)),0)","v":0},{"$f":"MAX(MIN(AD$40,$AO59-SUM($Y59:AC59)),0)","v":0},{"$f":"MAX(MIN(AE$40,$AO59-SUM($Y59:AD59)),0)","v":0},{"$f":"MAX(MIN(AF$40,$AO59-SUM($Y59:AE59)),0)","v":0},{"$f":"MAX(MIN(AG$40,$AO59-SUM($Y59:AF59)),0)","v":0},{"$f":"MAX(MIN(AH$40,$AO59-SUM($Y59:AG59)),0)","v":0},{"$f":"MAX(MIN(AI$40,$AO59-SUM($Y59:AH59)),0)","v":0},73.472321224366851,0,{"$f":"INDEX(Demand!$C25:$H25,,$AM$13)","v":2.2007836710721091E-4},{"$f":"INDEX(Demand!$K25:$P25,,$AM$13)","v":0.11419422489316843},7.2407045009784738,{"$f":"AN59+AP59","v":73.472321224366851},66.231616723388385,58.62887699736099,7.602739726027397,13,13,773,115.48984848690512,60,0,55.489848486905117,0,0,0,0,0,0,0,7.6027397260273979,0,14,"14",131,"<Empty>",0,"14 - <Empty>"]
[null,null,null,null,"x",null,null,0,0,0,0,0,0,0,0,0,0,0,0,0,0,null,null,0,0,{"$f":"MAX(MIN(Z$40*IF($Z$37=\"Solar\",$AM60,1),$AO60-SUM($Y60:Y60)),0)","v":60},{"$f":"MAX(MIN(AA$40,$AO60-SUM($Y60:Z60)),0)","v":0},{"$f":"MAX(MIN(AB$40,$AO60-SUM($Y60:AA60)),0)","v":13.474157055671014},{"$f":"MAX(MIN(AC$40,$AO60-SUM($Y60:AB60)),0)","v":0},{"$f":"MAX(MIN(AD$40,$AO60-SUM($Y60:AC60)),0)","v":0},{"$f":"MAX(MIN(AE$40,$AO60-SUM($Y60:AD60)),0)","v":0},{"$f":"MAX(MIN(AF$40,$AO60-SUM($Y60:AE60)),0)","v":0},{"$f":"MAX(MIN(AG$40,$AO60-SUM($Y60:AF60)),0)","v":0},{"$f":"MAX(MIN(AH$40,$AO60-SUM($Y60:AG60)),0)","v":0},{"$f":"MAX(MIN(AI$40,$AO60-SUM($Y60:AH60)),0)","v":0},73.474157055671014,0,{"$f":"INDEX(Demand!$C26:$H26,,$AM$13)","v":2.2008525836586014E-4},{"$f":"INDEX(Demand!$K26:$P26,,$AM$13)","v":0},7.2407045009784738,73.474157055671014,66.233452554692548,58.630712828665153,7.602739726027397,14,14,760,114.92407080829685,60,0,54.924070808296847,0,0,0,0,0,0,0,7.6027397260273979,0,15,"15",141,"<Empty>",0,"15 - <Empty>"]
[null,null,null,null,null,null,null,0,0,0,0,0,0,0,0,0,0,0,0,0,0,null,null,0,0,{"$f":"MAX(MIN(Z$40*IF($Z$37=\"Solar\",$AM61,1),$AO61-SUM($Y61:Y61)),0)","v":60},{"$f":"MAX(MIN(AA$40,$AO61-SUM($Y61:Z61)),0)","v":0},{"$f":"MAX(MIN(AB$40,$AO61-SUM($Y61:AA61)),0)","v":13.512997709375156},{"$f":"MAX(MIN(AC$40,$AO61-SUM($Y61:AB61)),0)","v":0},{"$f":"MAX(MIN(AD$40,$AO61-SUM($Y61:AC61)),0)","v":0},{"$f":"MAX(MIN(AE$40,$AO61-SUM($Y61:AD61)),0)","v":0},{"$f":"MAX(MIN(AF$40,$AO61-SUM($Y61:AE61)),0)","v":0},{"$f":"MAX(MIN(AG$40,$AO61-SUM($Y61:AF61)),0)","v":0},{"$f":"MAX(MIN(AH$40,$AO61-SUM($Y61:AG61)),0)","v":0},{"$f":"MAX(MIN(AI$40,$AO61-SUM($Y61:AH61)),0)","v":0},73.512997709375156,0,{"$f":"INDEX(Demand!$C27:$H27,,$AM$13)","v":2.2023105661550031E-4},{"$f":"INDEX(Demand!$K27:$P27,,$AM$13)","v":0},7.2407045009784738,73.512997709375156,66.27229320839669,58.669553482369295,7.602739726027397,15,15,774,113.88484399759139,60,0,53.884843997591389,0,0,0,0,0,0,0,7.6027397260273979,0,16,"16",151,"<Empty>",0,"16 - <Empty>"]
[null,null,null,null,null,null,null,0,0,0,0,0,0,0,0,0,0,0,0,0,0,null,null,0,0,{"$f":"MAX(MIN(Z$40*IF($Z$37=\"Solar\",$AM62,1),$AO62-SUM($Y62:Y62)),0)","v":60},{"$f":"MAX(MIN(AA$40,$AO62-SUM($Y62:Z62)),0)","v":0},{"$f":"MAX(MIN(AB$40,$AO62-SUM($Y62:AA62)),0)","v":13.545526794592519},{"$f":"MAX(MIN(AC$40,$AO62-SUM($Y62:AB62)),0)","v":0},{"$f":"MAX(MIN(AD$40,$AO62-SUM($Y62:AC62)),0)","v":0},{"$f":"MAX(MIN(AE$40,$AO62-SUM($Y62:AD62)),0)","v":0},{"$f":"MAX(MIN(AF$40,$AO62-SUM($Y62:AE62)),0)","v":0},{"$f":"MAX(MIN(AG$40,$AO62-SUM($Y62:AF62)),0)","v":0},{"$f":"MAX(MIN(AH$40,$AO62-SUM($Y62:AG62)),0)","v":0},{"$f":"MAX(MIN(AI$40,$AO62-SUM($Y62:AH62)),0)","v":0},73.545526794592519,0,{"$f":"INDEX(Demand!$C28:$H28,,$AM$13)","v":2.2035316279124116E-4},{"$f":"INDEX(Demand!$K28:$P28,,$AM$13)","v":0},7.2407045009784738,73.545526794592519,66.304822293614052,58.702082567586658,7.602739726027397,16,16,759,113.20765078588786,60,0,53.207650785887864,0,0,0,0,0,0,0,7.6027397260273979,0,17,"17",161,"<Empty>",0,"17 - <Empty>"]
[null,null,null,null,null,null,null,0,0,0,0,0,0,0,0,0,0,0,0,0,0,null,null,0,0,{"$f":"MAX(MIN(Z$40*IF($Z$37=\"Solar\",$AM63,1),$AO63-SUM($Y63:Y63)),0)","v":60},{"$f":"MAX(MIN(AA$40,$AO63-SUM($Y63:Z63)),0)","v":0},{"$f":"MAX(MIN(AB$40,$AO63-SUM($Y63:AA63)),0)","v":13.579570557880572},{"$f":"MAX(MIN(AC$40,$AO63-SUM($Y63:AB63)),0)","v":0},{"$f":"MAX(MIN(AD$40,$AO63-SUM($Y63:AC63)),0)","v":0},{"$f":"MAX(MIN(AE$40,$AO63-SUM($Y63:AD63)),0)","v":0},{"$f":"MAX(MIN(AF$40,$AO63-SUM($Y63:AE63)),0)","v":0},{"$f":"MAX(MIN(AG$40,$AO63-SUM($Y63:AF63)),0)","v":0},{"$f":"MAX(MIN(AH$40,$AO63-SUM($Y63:AG63)),0)","v":0},{"$f":"MAX(MIN(AI$40,$AO63-SUM($Y63:AH63)),0)","v":0},73.579570557880572,0,{"$f":"INDEX(Demand!$C29:$H29,,$AM$13)","v":2.2048095469547559E-4},{"$f":"INDEX(Demand!$K29:$P29,,$AM$13)","v":0},7.2407045009784738,73.579570557880572,66.338866056902106,58.736126330874711,7.602739726027397,17,17,775,112.77322890181298,60,0,52.773228901812985,0,0,0,0,0,0,0,7.6027397260273979,0,18,"18",171,"<Empty>",0,"18 - <Empty>"]
[null,null,null,null,null,null,null,0,0,0,0,0,0,0,0,0,0,0,0,0,0,null,null,0,0,{"$f":"MAX(MIN(Z$40*IF($Z$37=\"Solar\",$AM64,1),$AO64-SUM($Y64:Y64)),0)","v":60},{"$f":"MAX(MIN(AA$40,$AO64-SUM($Y64:Z64)),0)","v":0},{"$f":"MAX(MIN(AB$40,$AO64-SUM($Y64:AA64)),0)","v":13.588487531764144},{"$f":"MAX(MIN(AC$40,$AO64-SUM($Y64:AB64)),0)","v":0},{"$f":"MAX(MIN(AD$40,$AO64-SUM($Y64:AC64)),0)","v":0},{"$f":"MAX(MIN(AE$40,$AO64-SUM($Y64:AD64)),0)","v":0},{"$f":"MAX(MIN(AF$40,$AO64-SUM($Y64:AE64)),0)","v":0},{"$f":"MAX(MIN(AG$40,$AO64-SUM($Y64:AF64)),0)","v":0},{"$f":"MAX(MIN(AH$40,$AO64-SUM($Y64:AG64)),0)","v":0},{"$f":"MAX(MIN(AI$40,$AO64-SUM($Y64:AH64)),0)","v":0},73.588487531764144,0,{"$f":"INDEX(Demand!$C30:$H30,,$AM$13)","v":2.2051442681966316E-4},{"$f":"INDEX(Demand!$K30:$P30,,$AM$13)","v":0},7.2407045009784738,73.588487531764144,66.347783030785664,58.745043304758269,7.602739726027397,18,18,758,112.25522687347262,60,0,52.255226873472623,0,0,0,0,0,0,0,7.6027397260273979,0,19,"19",181,"<Empty>",0,"19 - <Empty>"]
[null,null,null,3,"Heat pump air + gas boiler","Heat Pump - air source",60,25,0.5,2.7,0,0.74,1.7999999999999999E-2,2,8760,5830.511643280498,349.8306985968299,0,129.56692540623328,44.4,1.0799999999999998,null,null,0,0,{"$f":"MAX(MIN(Z$40*IF($Z$37=\"Solar\",$AM65,1),$AO65-SUM($Y65:Y65)),0)","v":60},{"$f":"MAX(MIN(AA$40,$AO65-SUM($Y65:Z65)),0)","v":0},{"$f":"MAX(MIN(AB$40,$AO65-SUM($Y65:AA65)),0)","v":13.600034081116462},{"$f":"MAX(MIN(AC$40,$AO65-SUM($Y65:AB65)),0)","v":0},{"$f":"MAX(MIN(AD$40,$AO65-SUM($Y65:AC65)),0)","v":0},{"$f":"MAX(MIN(AE$40,$AO65-SUM($Y65:AD65)),0)","v":0},{"$f":"MAX(MIN(AF$40,$AO65-SUM($Y65:AE65)),0)","v":0},{"$f":"MAX(MIN(AG$40,$AO65-SUM($Y65:AF65)),0)","v":0},{"$f":"MAX(MIN(AH$40,$AO65-SUM($Y65:AG65)),0)","v":0},{"$f":"MAX(MIN(AI$40,$AO65-SUM($Y65:AH65)),0)","v":0},73.600034081116462,0,{"$f":"INDEX(Demand!$C31:$H31,,$AM$13)","v":2.2055776972263735E-4},{"$f":"INDEX(Demand!$K31:$P31,,$AM$13)","v":0},7.2407045009784738,73.600034081116462,66.359329580137995,58.756589854110601,7.602739726027397,19,19,776,111.80002417485639,60,0,51.800024174856389,0,0,0,0,0,0,0,7.6027397260273979,0,20,"20",191,"<Empty>",0,"20 - <Empty>"]
[null,null,null,null,333,"Heat Pump -excess heat",0,25,0.5,4.2,0,0.59,1.6E-2,1.8,0,0,0,0,0,0,0,null,null,0,0,{"$f":"MAX(MIN(Z$40*IF($Z$37=\"Solar\",$AM66,1),$AO66-SUM($Y66:Y66)),0)","v":60},{"$f":"MAX(MIN(AA$40,$AO66-SUM($Y66:Z66)),0)","v":0},{"$f":"MAX(MIN(AB$40,$AO66-SUM($Y66:AA66)),0)","v":13.636288853282196},{"$f":"MAX(MIN(AC$40,$AO66-SUM($Y66:AB66)),0)","v":0},{"$f":"MAX(MIN(AD$40,$AO66-SUM($Y66:AC66)),0)","v":0},{"$f":"MAX(MIN(AE$40,$AO66-SUM($Y66:AD66)),0)","v":0},{"$f":"MAX(MIN(AF$40,$AO66-SUM($Y66:AE66)),0)","v":0},{"$f":"MAX(MIN(AG$40,$AO66-SUM($Y66:AF66)),0)","v":0},{"$f":"MAX(MIN(AH$40,$AO66-SUM($Y66:AG66)),0)","v":0},{"$f":"MAX(MIN(AI$40,$AO66-SUM($Y66:AH66)),0)","v":0},73.636288853282196,0,{"$f":"INDEX(Demand!$C32:$H32,,$AM$13)","v":2.2069386120974598E-4},{"$f":"INDEX(Demand!$K32:$P32,,$AM$13)","v":0},7.2407045009784738,73.636288853282196,66.395584352303729,58.792844626276334,7.602739726027397,20,20,757,111.37386955849064,60,0,51.37386955849064,0,0,0,0,0,0,0,7.6027397260273979,0,21,"21",201,"<Empty>",0,"21 - <Empty>"]
[null,null,null,null,"Climate zone 3","Gas boiler",73,25,0.5,0.95,0,5.8999999999999997E-2,2.0000000000000001E-4,2,2737,638.32702509239891,46.597872831745121,0,49.05039245446855,4.3069999999999995,1.46E-2,null,null,0,0,{"$f":"MAX(MIN(Z$40*IF($Z$37=\"Solar\",$AM67,1),$AO67-SUM($Y67:Y67)),0)","v":60},{"$f":"MAX(MIN(AA$40,$AO67-SUM($Y67:Z67)),0)","v":0},{"$f":"MAX(MIN(AB$40,$AO67-SUM($Y67:AA67)),0)","v":13.645147316398095},{"$f":"MAX(MIN(AC$40,$AO67-SUM($Y67:AB67)),0)","v":0},{"$f":"MAX(MIN(AD$40,$AO67-SUM($Y67:AC67)),0)","v":0},{"$f":"MAX(MIN(AE$40,$AO67-SUM($Y67:AD67)),0)","v":0},{"$f":"MAX(MIN(AF$40,$AO67-SUM($Y67:AE67)),0)","v":0},{"$f":"MAX(MIN(AG$40,$AO67-SUM($Y67:AF67)),0)","v":0},{"$f":"MAX(MIN(AH$40,$AO67-SUM($Y67:AG67)),0)","v":0},{"$f":"MAX(MIN(AI$40,$AO67-SUM($Y67:AH67)),0)","v":0},73.645147316398095,0,{"$f":"INDEX(Demand!$C33:$H33,,$AM$13)","v":2.2072711369891971E-4},{"$f":"INDEX(Demand!$K33:$P33,,$AM$13)","v":0},7.2407045009784738,73.645147316398095,66.404442815419614,58.80170308939222,7.602739726027397,21,21,777,110.8709127429232,60,0,50.870912742923196,0,0,0,0,0,0,0,7.6027397260273979,0,22,"22",211,"<Empty>",0,"22 - <Empty>"]
[null,null,null,null,0.16,null,null,0,0,0,0,0,0,0,0,0,0,0,0,0,0,null,null,0,0,{"$f":"MAX(MIN(Z$40*IF($Z$37=\"Solar\",$AM68,1),$AO68-SUM($Y68:Y68)),0)","v":60},{"$f":"MAX(MIN(AA$40,$AO68-SUM($Y68:Z68)),0)","v":0},{"$f":"MAX(MIN(AB$40,$AO68-SUM($Y68:AA68)),0)","v":13.649435812289511},{"$f":"MAX(MIN(AC$40,$AO68-SUM($Y68:AB68)),0)","v":0},{"$f":"MAX(MIN(AD$40,$AO68-SUM($Y68:AC68)),0)","v":0},{"$f":"MAX(MIN(AE$40,$AO68-SUM($Y68:AD68)),0)","v":0},{"$f":"MAX(MIN(AF$40,$AO68-SUM($Y68:AE68)),0)","v":0},{"$f":"MAX(MIN(AG$40,$AO68-SUM($Y68:AF68)),0)","v":0},{"$f":"MAX(MIN(AH$40,$AO68-SUM($Y68:AG68)),0)","v":0},{"$f":"MAX(MIN(AI$40,$AO68-SUM($Y68:AH68)),0)","v":0},73.649435812289511,0,{"$f":"INDEX(Demand!$C34:$H34,,$AM$13)","v":2.2074321165647007E-4},{"$f":"INDEX(Demand!$K34:$P34,,$AM$13)","v":0},7.2407045009784738,73.649435812289511,66.40873131131103,58.805991585283635,7.602739726027397,22,22,756,110.44075702965802,60,0,50.440757029658016,0,0,0,0,0,0,0,7.6027397260273979,0,23,"23",221,"<Empty>",0,"23 - <Empty>"]
[null,null,null,null,0.2,null,null,0,0,0,0,0,0,0,0,0,0,0,0,0,0,null,null,0,0,{"$f":"MAX(MIN(Z$40*IF($Z$37=\"Solar\",$AM69,1),$AO69-SUM($Y69:Y69)),0)","v":60},{"$f":"MAX(MIN(AA$40,$AO69-SUM($Y69:Z69)),0)","v":0},{"$f":"MAX(MIN(AB$40,$AO69-SUM($Y69:AA69)),0)","v":13.687084017923894},{"$f":"MAX(MIN(AC$40,$AO69-SUM($Y69:AB69)),0)","v":0},{"$f":"MAX(MIN(AD$40,$AO69-SUM($Y69:AC69)),0)","v":0},{"$f":"MAX(MIN(AE$40,$AO69-SUM($Y69:AD69)),0)","v":0},{"$f":"MAX(MIN(AF$40,$AO69-SUM($Y69:AE69)),0)","v":0},{"$f":"MAX(MIN(AG$40,$AO69-SUM($Y69:AF69)),0)","v":0},{"$f":"MAX(MIN(AH$40,$AO69-SUM($Y69:AG69)),0)","v":0},{"$f":"MAX(MIN(AI$40,$AO69-SUM($Y69:AH69)),0)","v":0},73.687084017923894,0,{"$f":"INDEX(Demand!$C35:$H35,,$AM$13)","v":2.208845337496922E-4},{"$f":"INDEX(Demand!$K35:$P35,,$AM$13)","v":0},7.2407045009784738,73.687084017923894,66.446379516945413,58.843639790918019,7.602739726027397,23,23,778,110.01581032304958,60,0,50.015810323049578,0,0,0,0,0,0,0,7.6027397260273979,0,24,"24",231,"<Empty>",0,"24 - <Empty>"]
[null,null,null,null,"x",null,null,0,0,0,0,0,0,0,0,0,0,0,0,0,0,null,null,0,0,{"$f":"MAX(MIN(Z$40*IF($Z$37=\"Solar\",$AM70,1),$AO70-SUM($Y70:Y70)),0)","v":60},{"$f":"MAX(MIN(AA$40,$AO70-SUM($Y70:Z70)),0)","v":0},{"$f":"MAX(MIN(AB$40,$AO70-SUM($Y70:AA70)),0)","v":13.705036240557149},{"$f":"MAX(MIN(AC$40,$AO70-SUM($Y70:AB70)),0)","v":0},{"$f":"MAX(MIN(AD$40,$AO70-SUM($Y70:AC70)),0)","v":0},{"$f":"MAX(MIN(AE$40,$AO70-SUM($Y70:AD70)),0)","v":0},{"$f":"MAX(MIN(AF$40,$AO70-SUM($Y70:AE70)),0)","v":0},{"$f":"MAX(MIN(AG$40,$AO70-SUM($Y70:AF70)),0)","v":0},{"$f":"MAX(MIN(AH$40,$AO70-SUM($Y70:AG70)),0)","v":0},{"$f":"MAX(MIN(AI$40,$AO70-SUM($Y70:AH70)),0)","v":0},73.705036240557149,0,{"$f":"INDEX(Demand!$C36:$H36,,$AM$13)","v":2.2095192197279004E-4},{"$f":"INDEX(Demand!$K36:$P36,,$AM$13)","v":0},7.2407045009784738,73.705036240557149,66.464331739578668,58.861592013551274,7.602739726027397,24,24,755,109.43627444234056,60,0,49.436274442340562,0,0,0,0,0,0,0,7.6027397260273979,0,25,"25",241,"<Empty>",0,"25 - <Empty>"]
[null,null,null,null,null,null,null,0,0,0,0,0,0,0,0,0,0,0,0,0,0,null,null,0,0,{"$f":"MAX(MIN(Z$40*IF($Z$37=\"Solar\",$AM71,1),$AO71-SUM($Y71:Y71)),0)","v":60},{"$f":"MAX(MIN(AA$40,$AO71-SUM($Y71:Z71)),0)","v":0},{"$f":"MAX(MIN(AB$40,$AO71-SUM($Y71:AA71)),0)","v":13.72361945431345},{"$f":"MAX(MIN(AC$40,$AO71-SUM($Y71:AB71)),0)","v":0},{"$f":"MAX(MIN(AD$40,$AO71-SUM($Y71:AC71)),0)","v":0},{"$f":"MAX(MIN(AE$40,$AO71-SUM($Y71:AD71)),0)","v":0},{"$f":"MAX(MIN(AF$40,$AO71-SUM($Y71:AE71)),0)","v":0},{"$f":"MAX(MIN(AG$40,$AO71-SUM($Y71:AF71)),0)","v":0},{"$f":"MAX(MIN(AH$40,$AO71-SUM($Y71:AG71)),0)","v":0},{"$f":"MAX(MIN(AI$40,$AO71-SUM($Y71:AH71)),0)","v":0},73.72361945431345,0,{"$f":"INDEX(Demand!$C37:$H37,,$AM$13)","v":2.2102167878118456E-4},{"$f":"INDEX(Demand!$K37:$P37,,$AM$13)","v":0},7.2407045009784738,73.72361945431345,66.482914953334969,58.880175227307575,7.602739726027397,25,25,779,108.96754513762079,60,0,48.967545137620789,0,0,0,0,0,0,0,7.6027397260273979,0,"Source:",null,null,{"$f":"E42","v":"Table C2"}]
[null,null,null,null,null,null,null,0,0,0,0,0,0,0,0,0,0,0,0,0,0,null,null,0,0,{"$f":"MAX(MIN(Z$40*IF($Z$37=\"Solar\",$AM72,1),$AO72-SUM($Y72:Y72)),0)","v":60},{"$f":"MAX(MIN(AA$40,$AO72-SUM($Y72:Z72)),0)","v":0},{"$f":"MAX(MIN(AB$40,$AO72-SUM($Y72:AA72)),0)","v":13.726064125564562},{"$f":"MAX(MIN(AC$40,$AO72-SUM($Y72:AB72)),0)","v":0},{"$f":"MAX(MIN(AD$40,$AO72-SUM($Y72:AC72)),0)","v":0},{"$f":"MAX(MIN(AE$40,$AO72-SUM($Y72:AD72)),0)","v":0},{"$f":"MAX(MIN(AF$40,$AO72-SUM($Y72:AE72)),0)","v":0},{"$f":"MAX(MIN(AG$40,$AO72-SUM($Y72:AF72)),0)","v":0},{"$f":"MAX(MIN(AH$40,$AO72-SUM($Y72:AG72)),0)","v":0},{"$f":"MAX(MIN(AI$40,$AO72-SUM($Y72:AH72)),0)","v":0},73.726064125564562,0,{"$f":"INDEX(Demand!$C38:$H38,,$AM$13)","v":2.2103085547507011E-4},{"$f":"INDEX(Demand!$K38:$P38,,$AM$13)","v":0},7.2407045009784738,73.726064125564562,66.485359624586081,58.882619898558687,7.602739726027397,26,26,754,108.39691713399836,60,0,48.396917133998357,0,0,0,0,0,0,0,7.6027397260273979,0]
[null,null,null,null,null,null,null,0,0,0,0,0,0,0,0,0,0,0,0,0,0,null,null,0,0,{"$f":"MAX(MIN(Z$40*IF($Z$37=\"Solar\",$AM73,1),$AO73-SUM($Y73:Y73)),0)","v":60},{"$f":"MAX(MIN(AA$40,$AO73-SUM($Y73:Z73)),0)","v":0},{"$f":"MAX(MIN(AB$40,$AO73-SUM($Y73:AA73)),0)","v":13.73768119272512},{"$f":"MAX(MIN(AC$40,$AO73-SUM($Y73:AB73)),0)","v":0},{"$f":"MAX(MIN(AD$40,$AO73-SUM($Y73:AC73)),0)","v":0},{"$f":"MAX(MIN(AE$40,$AO73-SUM($Y73:AD73)),0)","v":0},{"$f":"MAX(MIN(AF$40,$AO73-SUM($Y73:AE73)),0)","v":0},{"$f":"MAX(MIN(AG$40,$AO73-SUM($Y73:AF73)),0)","v":0},{"$f":"MAX(MIN(AH$40,$AO73-SUM($Y73:AG73)),0)","v":0},{"$f":"MAX(MIN(AI$40,$AO73-SUM($Y73:AH73)),0)","v":0},73.73768119272512,0,{"$f":"INDEX(Demand!$C39:$H39,,$AM$13)","v":2.2107446308453172E-4},{"$f":"INDEX(Demand!$K39:$P39,,$AM$13)","v":0},7.2407045009784738,73.73768119272512,66.496976691746653,58.894236965719259,7.602739726027397,27,27,780,107.92901606686044,60,0,47.929016066860441,0,0,0,0,0,0,0,7.6027397260273979,0]
[null,null,null,null,null,null,null,0,0,0,0,0,0,0,0,0,0,0,0,0,0,null,null,0,0,{"$f":"MAX(MIN(Z$40*IF($Z$37=\"Solar\",$AM74,1),$AO74-SUM($Y74:Y74)),0)","v":60},{"$f":"MAX(MIN(AA$40,$AO74-SUM($Y74:Z74)),0)","v":0},{"$f":"MAX(MIN(AB$40,$AO74-SUM($Y74:AA74)),0)","v":13.762824015841005},{"$f":"MAX(MIN(AC$40,$AO74-SUM($Y74:AB74)),0)","v":0},{"$f":"MAX(MIN(AD$40,$AO74-SUM($Y74:AC74)),0)","v":0},{"$f":"MAX(MIN(AE$40,$AO74-SUM($Y74:AD74)),0)","v":0},{"$f":"MAX(MIN(AF$40,$AO74-SUM($Y74:AE74)),0)","v":0},{"$f":"MAX(MIN(AG$40,$AO74-SUM($Y74:AF74)),0)","v":0},{"$f":"MAX(MIN(AH$40,$AO74-SUM($Y74:AG74)),0)","v":0},{"$f":"MAX(MIN(AI$40,$AO74-SUM($Y74:AH74)),0)","v":0},73.762824015841005,0,{"$f":"INDEX(Demand!$C40:$H40,,$AM$13)","v":2.2116884305118289E-4},{"$f":"INDEX(Demand!$K40:$P40,,$AM$13)","v":0},7.2407045009784738,73.762824015841005,66.522119514862524,58.91937978883513,7.602739726027397,28,28,753,107.38483082215095,60,0,47.384830822150946,0,0,0,0,0,0,0,7.6027397260273979,0]
[null,null,null,4,"Solar","Solar",60,0,0,0,0,0,0,0,0,0,0,0,0,0,0,null,null,0,0,{"$f":"MAX(MIN(Z$40*IF($Z$37=\"Solar\",$AM75,1),$AO75-SUM($Y75:Y75)),0)","v":60},{"$f":"MAX(MIN(AA$40,$AO75-SUM($Y75:Z75)),0)","v":0},{"$f":"MAX(MIN(AB$40,$AO75-SUM($Y75:AA75)),0)","v":13.768626080477162},{"$f":"MAX(MIN(AC$40,$AO75-SUM($Y75:AB75)),0)","v":0},{"$f":"MAX(MIN(AD$40,$AO75-SUM($Y75:AC75)),0)","v":0},{"$f":"MAX(MIN(AE$40,$AO75-SUM($Y75:AD75)),0)","v":0},{"$f":"MAX(MIN(AF$40,$AO75-SUM($Y75:AE75)),0)","v":0},{"$f":"MAX(MIN(AG$40,$AO75-SUM($Y75:AF75)),0)","v":0},{"$f":"MAX(MIN(AH$40,$AO75-SUM($Y75:AG75)),0)","v":0},{"$f":"MAX(MIN(AI$40,$AO75-SUM($Y75:AH75)),0)","v":0},73.768626080477162,0,{"$f":"INDEX(Demand!$C41:$H41,,$AM$13)","v":2.2119062257309037E-4},{"$f":"INDEX(Demand!$K41:$P41,,$AM$13)","v":0},7.2407045009784738,73.768626080477162,66.527921579498681,58.925181853471287,7.602739726027397,29,29,781,106.95482086953348,60,0,46.954820869533478,0,0,0,0,0,0,0,7.6027397260273979,0]
[null,null,null,null,333,"Heat Pump - air source",60,25,0.5,2.7,0,0.74,1.7999999999999999E-2,2,7584,4943.3494181910355,296.60096509146211,0,109.85220929313411,44.4,1.0799999999999998,null,null,0,0,{"$f":"MAX(MIN(Z$40*IF($Z$37=\"Solar\",$AM76,1),$AO76-SUM($Y76:Y76)),0)","v":60},{"$f":"MAX(MIN(AA$40,$AO76-SUM($Y76:Z76)),0)","v":0},{"$f":"MAX(MIN(AB$40,$AO76-SUM($Y76:AA76)),0)","v":13.813280335388242},{"$f":"MAX(MIN(AC$40,$AO76-SUM($Y76:AB76)),0)","v":0},{"$f":"MAX(MIN(AD$40,$AO76-SUM($Y76:AC76)),0)","v":0},{"$f":"MAX(MIN(AE$40,$AO76-SUM($Y76:AD76)),0)","v":0},{"$f":"MAX(MIN(AF$40,$AO76-SUM($Y76:AE76)),0)","v":0},{"$f":"MAX(MIN(AG$40,$AO76-SUM($Y76:AF76)),0)","v":0},{"$f":"MAX(MIN(AH$40,$AO76-SUM($Y76:AG76)),0)","v":0},{"$f":"MAX(MIN(AI$40,$AO76-SUM($Y76:AH76)),0)","v":0},73.813280335388242,0,{"$f":"INDEX(Demand!$C42:$H42,,$AM$13)","v":2.2135824365008392E-4},{"$f":"INDEX(Demand!$K42:$P42,,$AM$13)","v":0},7.2407045009784738,73.813280335388242,66.572575834409761,58.969836108382367,7.602739726027397,30,30,752,106.47041846665724,60,0,46.470418466657236,0,0,0,0,0,0,0,7.6027397260273979,0]
[null,null,null,null,"Climate zone 3","Gas boiler",80,25,0.5,0.95,0,5.8999999999999997E-2,2.0000000000000001E-4,2,2351,484.24812385397263,38.739849908317808,0,40.778789377176643,4.72,1.6E-2,null,null,0,0,{"$f":"MAX(MIN(Z$40*IF($Z$37=\"Solar\",$AM77,1),$AO77-SUM($Y77:Y77)),0)","v":60},{"$f":"MAX(MIN(AA$40,$AO77-SUM($Y77:Z77)),0)","v":0},{"$f":"MAX(MIN(AB$40,$AO77-SUM($Y77:AA77)),0)","v":13.844989501874238},{"$f":"MAX(MIN(AC$40,$AO77-SUM($Y77:AB77)),0)","v":0},{"$f":"MAX(MIN(AD$40,$AO77-SUM($Y77:AC77)),0)","v":0},{"$f":"MAX(MIN(AE$40,$AO77-SUM($Y77:AD77)),0)","v":0},{"$f":"MAX(MIN(AF$40,$AO77-SUM($Y77:AE77)),0)","v":0},{"$f":"MAX(MIN(AG$40,$AO77-SUM($Y77:AF77)),0)","v":0},{"$f":"MAX(MIN(AH$40,$AO77-SUM($Y77:AG77)),0)","v":0},{"$f":"MAX(MIN(AI$40,$AO77-SUM($Y77:AH77)),0)","v":0},73.844989501874238,0,{"$f":"INDEX(Demand!$C43:$H43,,$AM$13)","v":2.2147727205280919E-4},{"$f":"INDEX(Demand!$K43:$P43,,$AM$13)","v":0},7.2407045009784738,73.844989501874238,66.604285000895771,59.001545274868377,7.602739726027397,31,31,782,105.99926493322633,60,0,45.999264933226328,0,0,0,0,0,0,0,7.6027397260273979,0]
[null,null,null,null,0.16,null,null,0,0,0,0,0,0,0,0,0,0,0,0,0,0,null,null,0,0,{"$f":"MAX(MIN(Z$40*IF($Z$37=\"Solar\",$AM78,1),$AO78-SUM($Y78:Y78)),0)","v":60},{"$f":"MAX(MIN(AA$40,$AO78-SUM($Y78:Z78)),0)","v":0},{"$f":"MAX(MIN(AB$40,$AO78-SUM($Y78:AA78)),0)","v":13.86049446342787},{"$f":"MAX(MIN(AC$40,$AO78-SUM($Y78:AB78)),0)","v":0},{"$f":"MAX(MIN(AD$40,$AO78-SUM($Y78:AC78)),0)","v":0},{"$f":"MAX(MIN(AE$40,$AO78-SUM($Y78:AD78)),0)","v":0},{"$f":"MAX(MIN(AF$40,$AO78-SUM($Y78:AE78)),0)","v":0},{"$f":"MAX(MIN(AG$40,$AO78-SUM($Y78:AF78)),0)","v":0},{"$f":"MAX(MIN(AH$40,$AO78-SUM($Y78:AG78)),0)","v":0},{"$f":"MAX(MIN(AI$40,$AO78-SUM($Y78:AH78)),0)","v":0},73.86049446342787,0,{"$f":"INDEX(Demand!$C44:$H44,,$AM$13)","v":2.2153547386044294E-4},{"$f":"INDEX(Demand!$K44:$P44,,$AM$13)","v":0.28245256001172608},7.2407045009784738,73.86049446342787,66.619789962449403,59.017050236422008,7.602739726027397,32,32,751,105.54556736902649,60,0,45.545567369026486,0,0,0,0,0,0,0,7.6027397260273979,0]
[null,null,null,null,0.2,null,null,0,0,0,0,0,0,0,0,0,0,0,0,0,0,null,null,0,0,{"$f":"MAX(MIN(Z$40*IF($Z$37=\"Solar\",$AM79,1),$AO79-SUM($Y79:Y79)),0)","v":60},{"$f":"MAX(MIN(AA$40,$AO79-SUM($Y79:Z79)),0)","v":0},{"$f":"MAX(MIN(AB$40,$AO79-SUM($Y79:AA79)),0)","v":13.883730162981237},{"$f":"MAX(MIN(AC$40,$AO79-SUM($Y79:AB79)),0)","v":0},{"$f":"MAX(MIN(AD$40,$AO79-SUM($Y79:AC79)),0)","v":0},{"$f":"MAX(MIN(AE$40,$AO79-SUM($Y79:AD79)),0)","v":0},{"$f":"MAX(MIN(AF$40,$AO79-SUM($Y79:AE79)),0)","v":0},{"$f":"MAX(MIN(AG$40,$AO79-SUM($Y79:AF79)),0)","v":0},{"$f":"MAX(MIN(AH$40,$AO79-SUM($Y79:AG79)),0)","v":0},{"$f":"MAX(MIN(AI$40,$AO79-SUM($Y79:AH79)),0)","v":0},73.883730162981237,0,{"$f":"INDEX(Demand!$C45:$H45,,$AM$13)","v":2.2162269495486252E-4},{"$f":"INDEX(Demand!$K45:$P45,,$AM$13)","v":0.27144806124634968},7.2407045009784738,73.883730162981237,66.643025662002771,59.040285935975376,7.602739726027397,33,33,783,105.13216255629007,60,0,45.132162556290069,0,0,0,0,0,0,0,7.6027397260273979,0]
[null,null,null,null,"x",null,null,0,0,0,0,0,0,0,0,0,0,0,0,0,0,null,null,0,0,{"$f":"MAX(MIN(Z$40*IF($Z$37=\"Solar\",$AM80,1),$AO80-SUM($Y80:Y80)),0)","v":60},{"$f":"MAX(MIN(AA$40,$AO80-SUM($Y80:Z80)),0)","v":0},{"$f":"MAX(MIN(AB$40,$AO80-SUM($Y80:AA80)),0)","v":13.89723646665658},{"$f":"MAX(MIN(AC$40,$AO80-SUM($Y80:AB80)),0)","v":0},{"$f":"MAX(MIN(AD$40,$AO80-SUM($Y80:AC80)),0)","v":0},{"$f":"MAX(MIN(AE$40,$AO80-SUM($Y80:AD80)),0)","v":0},{"$f":"MAX(MIN(AF$40,$AO80-SUM($Y80:AE80)),0)","v":0},{"$f":"MAX(MIN(AG$40,$AO80-SUM($Y80:AF80)),0)","v":0},{"$f":"MAX(MIN(AH$40,$AO80-SUM($Y80:AG80)),0)","v":0},{"$f":"MAX(MIN(AI$40,$AO80-SUM($Y80:AH80)),0)","v":0},73.89723646665658,0,{"$f":"INDEX(Demand!$C46:$H46,,$AM$13)","v":2.2167339429298317E-4},{"$f":"INDEX(Demand!$K46:$P46,,$AM$13)","v":0.1804579946105016},7.2407045009784738,73.89723646665658,66.656531965678113,59.053792239650718,7.602739726027397,34,34,750,104.68731392145946,60,0,44.687313921459463,0,0,0,0,0,0,0,7.6027397260273979,0]
[null,null,null,null,null,null,null,0,0,0,0,0,0,0,0,0,0,0,0,0,0,null,null,0,0,{"$f":"MAX(MIN(Z$40*IF($Z$37=\"Solar\",$AM81,1),$AO81-SUM($Y81:Y81)),0)","v":60},{"$f":"MAX(MIN(AA$40,$AO81-SUM($Y81:Z81)),0)","v":0},{"$f":"MAX(MIN(AB$40,$AO81-SUM($Y81:AA81)),0)","v":13.926593650518328},{"$f":"MAX(MIN(AC$40,$AO81-SUM($Y81:AB81)),0)","v":0},{"$f":"MAX(MIN(AD$40,$AO81-SUM($Y81:AC81)),0)","v":0},{"$f":"MAX(MIN(AE$40,$AO81-SUM($Y81:AD81)),0)","v":0},{"$f":"MAX(MIN(AF$40,$AO81-SUM($Y81:AE81)),0)","v":0},{"$f":"MAX(MIN(AG$40,$AO81-SUM($Y81:AF81)),0)","v":0},{"$f":"MAX(MIN(AH$40,$AO81-SUM($Y81:AG81)),0)","v":0},{"$f":"MAX(MIN(AI$40,$AO81-SUM($Y81:AH81)),0)","v":0},73.926593650518328,0,{"$f":"INDEX(Demand!$C47:$H47,,$AM$13)","v":2.2178359393210383E-4},{"$f":"INDEX(Demand!$K47:$P47,,$AM$13)","v":0.19546515429975986},7.2407045009784738,73.926593650518328,66.685889149539861,59.083149423512467,7.602739726027397,35,35,784,104.17684210707623,60,0,44.176842107076226,0,0,0,0,0,0,0,7.6027397260273979,0]
[null,null,null,null,null,null,null,0,0,0,0,0,0,0,0,0,0,0,0,0,0,null,null,0,0,{"$f":"MAX(MIN(Z$40*IF($Z$37=\"Solar\",$AM82,1),$AO82-SUM($Y82:Y82)),0)","v":60},{"$f":"MAX(MIN(AA$40,$AO82-SUM($Y82:Z82)),0)","v":0},{"$f":"MAX(MIN(AB$40,$AO82-SUM($Y82:AA82)),0)","v":13.949010391373463},{"$f":"MAX(MIN(AC$40,$AO82-SUM($Y82:AB82)),0)","v":0},{"$f":"MAX(MIN(AD$40,$AO82-SUM($Y82:AC82)),0)","v":0},{"$f":"MAX(MIN(AE$40,$AO82-SUM($Y82:AD82)),0)","v":0},{"$f":"MAX(MIN(AF$40,$AO82-SUM($Y82:AE82)),0)","v":0},{"$f":"MAX(MIN(AG$40,$AO82-SUM($Y82:AF82)),0)","v":0},{"$f":"MAX(MIN(AH$40,$AO82-SUM($Y82:AG82)),0)","v":0},{"$f":"MAX(MIN(AI$40,$AO82-SUM($Y82:AH82)),0)","v":0},73.949010391373463,0,{"$f":"INDEX(Demand!$C48:$H48,,$AM$13)","v":2.2186774085723566E-4},{"$f":"INDEX(Demand!$K48:$P48,,$AM$13)","v":0.20606374942215114},7.2407045009784738,73.949010391373463,66.708305890394982,59.105566164367588,7.602739726027397,36,36,749,103.72971211050921,60,0,43.729712110509212,0,0,0,0,0,0,0,7.6027397260273979,0]
[null,null,null,null,null,null,null,0,0,0,0,0,0,0,0,0,0,0,0,0,0,null,null,0,0,{"$f":"MAX(MIN(Z$40*IF($Z$37=\"Solar\",$AM83,1),$AO83-SUM($Y83:Y83)),0)","v":60},{"$f":"MAX(MIN(AA$40,$AO83-SUM($Y83:Z83)),0)","v":0},{"$f":"MAX(MIN(AB$40,$AO83-SUM($Y83:AA83)),0)","v":13.973187157782888},{"$f":"MAX(MIN(AC$40,$AO83-SUM($Y83:AB83)),0)","v":0},{"$f":"MAX(MIN(AD$40,$AO83-SUM($Y83:AC83)),0)","v":0},{"$f":"MAX(MIN(AE$40,$AO83-SUM($Y83:AD83)),0)","v":0},{"$f":"MAX(MIN(AF$40,$AO83-SUM($Y83:AE83)),0)","v":0},{"$f":"MAX(MIN(AG$40,$AO83-SUM($Y83:AF83)),0)","v":0},{"$f":"MAX(MIN(AH$40,$AO83-SUM($Y83:AG83)),0)","v":0},{"$f":"MAX(MIN(AI$40,$AO83-SUM($Y83:AH83)),0)","v":0},73.973187157782888,0,{"$f":"INDEX(Demand!$C49:$H49,,$AM$13)","v":2.2195849448489874E-4},{"$f":"INDEX(Demand!$K49:$P49,,$AM$13)","v":0.11735125322749773},7.2407045009784738,73.973187157782888,66.732482656804422,59.129742930777027,7.602739726027397,37,37,785,103.29533260758362,60,0,43.295332607583617,0,0,0,0,0,0,0,7.6027397260273979,0]
[null,null,null,null,null,null,null,0,0,0,0,0,0,0,0,0,0,0,0,0,0,null,null,0,0,{"$f":"MAX(MIN(Z$40*IF($Z$37=\"Solar\",$AM84,1),$AO84-SUM($Y84:Y84)),0)","v":60},{"$f":"MAX(MIN(AA$40,$AO84-SUM($Y84:Z84)),0)","v":0},{"$f":"MAX(MIN(AB$40,$AO84-SUM($Y84:AA84)),0)","v":13.988972391956935},{"$f":"MAX(MIN(AC$40,$AO84-SUM($Y84:AB84)),0)","v":0},{"$f":"MAX(MIN(AD$40,$AO84-SUM($Y84:AC84)),0)","v":0},{"$f":"MAX(MIN(AE$40,$AO84-SUM($Y84:AD84)),0)","v":0},{"$f":"MAX(MIN(AF$40,$AO84-SUM($Y84:AE84)),0)","v":0},{"$f":"MAX(MIN(AG$40,$AO84-SUM($Y84:AF84)),0)","v":0},{"$f":"MAX(MIN(AH$40,$AO84-SUM($Y84:AG84)),0)","v":0},{"$f":"MAX(MIN(AI$40,$AO84-SUM($Y84:AH84)),0)","v":0},73.988972391956935,0,{"$f":"INDEX(Demand!$C50:$H50,,$AM$13)","v":2.2201774836693339E-4},{"$f":"INDEX(Demand!$K50:$P50,,$AM$13)","v":0.14774892604661133},7.2407045009784738,73.988972391956935,66.748267890978468,59.145528164951074,7.602739726027397,38,38,748,102.87688383729375,60,0,42.876883837293747,0,0,0,0,0,0,0,7.6027397260273979,0]
[null,null,null,5,"CHP gas","Large CHP - natural gas",60,15,2,0.4,0.5,0.755,1.0999999999999999E-2,4.7,8760,5830.511643280498,349.8306985968299,437.28837324603734,874.57674649207468,45.3,0.65999999999999992,null,null,0,0,{"$f":"MAX(MIN(Z$40*IF($Z$37=\"Solar\",$AM85,1),$AO85-SUM($Y85:Y85)),0)","v":60},{"$f":"MAX(MIN(AA$40,$AO85-SUM($Y85:Z85)),0)","v":0},{"$f":"MAX(MIN(AB$40,$AO85-SUM($Y85:AA85)),0)","v":13.997078525413912},{"$f":"MAX(MIN(AC$40,$AO85-SUM($Y85:AB85)),0)","v":0},{"$f":"MAX(MIN(AD$40,$AO85-SUM($Y85:AC85)),0)","v":0},{"$f":"MAX(MIN(AE$40,$AO85-SUM($Y85:AD85)),0)","v":0},{"$f":"MAX(MIN(AF$40,$AO85-SUM($Y85:AE85)),0)","v":0},{"$f":"MAX(MIN(AG$40,$AO85-SUM($Y85:AF85)),0)","v":0},{"$f":"MAX(MIN(AH$40,$AO85-SUM($Y85:AG85)),0)","v":0},{"$f":"MAX(MIN(AI$40,$AO85-SUM($Y85:AH85)),0)","v":0},73.997078525413912,0,{"$f":"INDEX(Demand!$C51:$H51,,$AM$13)","v":2.2204817679582594E-4},{"$f":"INDEX(Demand!$K51:$P51,,$AM$13)","v":0},7.2407045009784738,73.997078525413912,66.756374024435431,59.153634298408036,7.602739726027397,39,39,786,102.46440019253714,60,0,42.464400192537141,0,0,0,0,0,0,0,7.6027397260273979,0]
[null,null,null,null,333,"Heat Pump -excess heat",0,25,0.5,4.2,0,0.59,1.6E-2,1.8,0,0,0,0,0,0,0,null,null,0,0,{"$f":"MAX(MIN(Z$40*IF($Z$37=\"Solar\",$AM86,1),$AO86-SUM($Y86:Y86)),0)","v":60},{"$f":"MAX(MIN(AA$40,$AO86-SUM($Y86:Z86)),0)","v":0},{"$f":"MAX(MIN(AB$40,$AO86-SUM($Y86:AA86)),0)","v":14.020005383082975},{"$f":"MAX(MIN(AC$40,$AO86-SUM($Y86:AB86)),0)","v":0},{"$f":"MAX(MIN(AD$40,$AO86-SUM($Y86:AC86)),0)","v":0},{"$f":"MAX(MIN(AE$40,$AO86-SUM($Y86:AD86)),0)","v":0},{"$f":"MAX(MIN(AF$40,$AO86-SUM($Y86:AE86)),0)","v":0},{"$f":"MAX(MIN(AG$40,$AO86-SUM($Y86:AF86)),0)","v":0},{"$f":"MAX(MIN(AH$40,$AO86-SUM($Y86:AG86)),0)","v":0},{"$f":"MAX(MIN(AI$40,$AO86-SUM($Y86:AH86)),0)","v":0},74.020005383082975,0,{"$f":"INDEX(Demand!$C52:$H52,,$AM$13)","v":2.22134238573863E-4},{"$f":"INDEX(Demand!$K52:$P52,,$AM$13)","v":0},7.2407045009784738,74.020005383082975,66.779300882104508,59.176561156077113,7.602739726027397,40,40,747,101.97597427263389,60,0,41.975974272633891,0,0,0,0,0,0,0,7.6027397260273979,0]
[null,null,null,null,"Climate zone 3","Gas boiler",80,25,0.5,0.95,0,5.8999999999999997E-2,2.0000000000000001E-4,2,2737,582.47341039681396,46.597872831745114,0,49.050392454468543,4.72,1.6E-2,null,null,0,0,{"$f":"MAX(MIN(Z$40*IF($Z$37=\"Solar\",$AM87,1),$AO87-SUM($Y87:Y87)),0)","v":60},{"$f":"MAX(MIN(AA$40,$AO87-SUM($Y87:Z87)),0)","v":0},{"$f":"MAX(MIN(AB$40,$AO87-SUM($Y87:AA87)),0)","v":14.033560853526865},{"$f":"MAX(MIN(AC$40,$AO87-SUM($Y87:AB87)),0)","v":0},{"$f":"MAX(MIN(AD$40,$AO87-SUM($Y87:AC87)),0)","v":0},{"$f":"MAX(MIN(AE$40,$AO87-SUM($Y87:AD87)),0)","v":0},{"$f":"MAX(MIN(AF$40,$AO87-SUM($Y87:AE87)),0)","v":0},{"$f":"MAX(MIN(AG$40,$AO87-SUM($Y87:AF87)),0)","v":0},{"$f":"MAX(MIN(AH$40,$AO87-SUM($Y87:AG87)),0)","v":0},{"$f":"MAX(MIN(AI$40,$AO87-SUM($Y87:AH87)),0)","v":0},74.033560853526865,0,{"$f":"INDEX(Demand!$C53:$H53,,$AM$13)","v":2.2218512247192563E-4},{"$f":"INDEX(Demand!$K53:$P53,,$AM$13)","v":0},7.2407045009784738,74.033560853526865,66.792856352548384,59.190116626520989,7.602739726027397,41,41,787,101.36701527025855,60,0,41.367015270258548,0,0,0,0,0,0,0,7.6027397260273979,0]
[null,null,null,null,0.16,null,null,0,0,0,0,0,0,0,0,0,0,0,0,0,0,null,null,0,0,{"$f":"MAX(MIN(Z$40*IF($Z$37=\"Solar\",$AM88,1),$AO88-SUM($Y88:Y88)),0)","v":60},{"$f":"MAX(MIN(AA$40,$AO88-SUM($Y88:Z88)),0)","v":0},{"$f":"MAX(MIN(AB$40,$AO88-SUM($Y88:AA88)),0)","v":14.049584260820552},{"$f":"MAX(MIN(AC$40,$AO88-SUM($Y88:AB88)),0)","v":0},{"$f":"MAX(MIN(AD$40,$AO88-SUM($Y88:AC88)),0)","v":0},{"$f":"MAX(MIN(AE$40,$AO88-SUM($Y88:AD88)),0)","v":0},{"$f":"MAX(MIN(AF$40,$AO88-SUM($Y88:AE88)),0)","v":0},{"$f":"MAX(MIN(AG$40,$AO88-SUM($Y88:AF88)),0)","v":0},{"$f":"MAX(MIN(AH$40,$AO88-SUM($Y88:AG88)),0)","v":0},{"$f":"MAX(MIN(AI$40,$AO88-SUM($Y88:AH88)),0)","v":0},74.049584260820552,0,{"$f":"INDEX(Demand!$C54:$H54,,$AM$13)","v":2.2224527039720228E-4},{"$f":"INDEX(Demand!$K54:$P54,,$AM$13)","v":0},7.2407045009784738,74.049584260820552,66.808879759842085,59.206140033814691,7.602739726027397,42,42,746,101.28516940660467,60,0,41.285169406604666,0,0,0,0,0,0,0,7.6027397260273979,0]
[null,null,null,null,0.2,null,null,0,0,0,0,0,0,0,0,0,0,0,0,0,0,null,null,0,0,{"$f":"MAX(MIN(Z$40*IF($Z$37=\"Solar\",$AM89,1),$AO89-SUM($Y89:Y89)),0)","v":60},{"$f":"MAX(MIN(AA$40,$AO89-SUM($Y89:Z89)),0)","v":0},{"$f":"MAX(MIN(AB$40,$AO89-SUM($Y89:AA89)),0)","v":14.065094798096595},{"$f":"MAX(MIN(AC$40,$AO89-SUM($Y89:AB89)),0)","v":0},{"$f":"MAX(MIN(AD$40,$AO89-SUM($Y89:AC89)),0)","v":0},{"$f":"MAX(MIN(AE$40,$AO89-SUM($Y89:AD89)),0)","v":0},{"$f":"MAX(MIN(AF$40,$AO89-SUM($Y89:AE89)),0)","v":0},{"$f":"MAX(MIN(AG$40,$AO89-SUM($Y89:AF89)),0)","v":0},{"$f":"MAX(MIN(AH$40,$AO89-SUM($Y89:AG89)),0)","v":0},{"$f":"MAX(MIN(AI$40,$AO89-SUM($Y89:AH89)),0)","v":0},74.065094798096595,0,{"$f":"INDEX(Demand!$C55:$H55,,$AM$13)","v":2.2230349313472495E-4},{"$f":"INDEX(Demand!$K55:$P55,,$AM$13)","v":0},7.2407045009784738,74.065094798096595,66.824390297118129,59.221650571090734,7.602739726027397,43,43,788,101.18405202070377,60,0,41.184052020703774,0,0,0,0,0,0,0,7.6027397260273979,0]
[null,null,null,null,"x",null,null,0,0,0,0,0,0,0,0,0,0,0,0,0,0,null,null,0,0,{"$f":"MAX(MIN(Z$40*IF($Z$37=\"Solar\",$AM90,1),$AO90-SUM($Y90:Y90)),0)","v":60},{"$f":"MAX(MIN(AA$40,$AO90-SUM($Y90:Z90)),0)","v":0},{"$f":"MAX(MIN(AB$40,$AO90-SUM($Y90:AA90)),0)","v":14.095662665740804},{"$f":"MAX(MIN(AC$40,$AO90-SUM($Y90:AB90)),0)","v":0},{"$f":"MAX(MIN(AD$40,$AO90-SUM($Y90:AC90)),0)","v":0},{"$f":"MAX(MIN(AE$40,$AO90-SUM($Y90:AD90)),0)","v":0},{"$f":"MAX(MIN(AF$40,$AO90-SUM($Y90:AE90)),0)","v":0},{"$f":"MAX(MIN(AG$40,$AO90-SUM($Y90:AF90)),0)","v":0},{"$f":"MAX(MIN(AH$40,$AO90-SUM($Y90:AG90)),0)","v":0},{"$f":"MAX(MIN(AI$40,$AO90-SUM($Y90:AH90)),0)","v":0},74.095662665740804,0,{"$f":"INDEX(Demand!$C56:$H56,,$AM$13)","v":2.2241823738263864E-4},{"$f":"INDEX(Demand!$K56:$P56,,$AM$13)","v":0},7.2407045009784738,74.095662665740804,66.854958164762337,59.252218438734943,7.602739726027397,44,44,745,101.15246808078558,60,0,41.152468080785582,0,0,0,0,0,0,0,7.6027397260273979,0]
[null,null,null,null,null,null,null,0,0,0,0,0,0,0,0,0,0,0,0,0,0,null,null,0,0,{"$f":"MAX(MIN(Z$40*IF($Z$37=\"Solar\",$AM91,1),$AO91-SUM($Y91:Y91)),0)","v":60},{"$f":"MAX(MIN(AA$40,$AO91-SUM($Y91:Z91)),0)","v":0},{"$f":"MAX(MIN(AB$40,$AO91-SUM($Y91:AA91)),0)","v":14.156272736266118},{"$f":"MAX(MIN(AC$40,$AO91-SUM($Y91:AB91)),0)","v":0},{"$f":"MAX(MIN(AD$40,$AO91-SUM($Y91:AC91)),0)","v":0},{"$f":"MAX(MIN(AE$40,$AO91-SUM($Y91:AD91)),0)","v":0},{"$f":"MAX(MIN(AF$40,$AO91-SUM($Y91:AE91)),0)","v":0},{"$f":"MAX(MIN(AG$40,$AO91-SUM($Y91:AF91)),0)","v":0},{"$f":"MAX(MIN(AH$40,$AO91-SUM($Y91:AG91)),0)","v":0},{"$f":"MAX(MIN(AI$40,$AO91-SUM($Y91:AH91)),0)","v":0},74.156272736266118,0,{"$f":"INDEX(Demand!$C57:$H57,,$AM$13)","v":2.2264575266238825E-4},{"$f":"INDEX(Demand!$K57:$P57,,$AM$13)","v":0},7.2407045009784738,74.156272736266118,66.915568235287637,59.312828509260243,7.602739726027397,45,45,789,101.05872063279025,60,0,41.058720632790255,0,0,0,0,0,0,0,7.6027397260273979,0]
[null,null,null,null,null,null,null,0,0,0,0,0,0,0,0,0,0,0,0,0,0,null,null,0,0,{"$f":"MAX(MIN(Z$40*IF($Z$37=\"Solar\",$AM92,1),$AO92-SUM($Y92:Y92)),0)","v":60},{"$f":"MAX(MIN(AA$40,$AO92-SUM($Y92:Z92)),0)","v":0},{"$f":"MAX(MIN(AB$40,$AO92-SUM($Y92:AA92)),0)","v":14.162078134249015},{"$f":"MAX(MIN(AC$40,$AO92-SUM($Y92:AB92)),0)","v":0},{"$f":"MAX(MIN(AD$40,$AO92-SUM($Y92:AC92)),0)","v":0},{"$f":"MAX(MIN(AE$40,$AO92-SUM($Y92:AD92)),0)","v":0},{"$f":"MAX(MIN(AF$40,$AO92-SUM($Y92:AE92)),0)","v":0},{"$f":"MAX(MIN(AG$40,$AO92-SUM($Y92:AF92)),0)","v":0},{"$f":"MAX(MIN(AH$40,$AO92-SUM($Y92:AG92)),0)","v":0},{"$f":"MAX(MIN(AI$40,$AO92-SUM($Y92:AH92)),0)","v":0},74.162078134249015,0,{"$f":"INDEX(Demand!$C58:$H58,,$AM$13)","v":2.226675446968586E-4},{"$f":"INDEX(Demand!$K58:$P58,,$AM$13)","v":0},7.2407045009784738,74.162078134249015,66.921373633270534,59.318633907243139,7.602739726027397,46,46,744,100.99696976296246,60,0,40.996969762962465,0,0,0,0,0,0,0,7.6027397260273979,0]
[null,null,null,null,null,null,null,0,0,0,0,0,0,0,0,0,0,0,0,0,0,null,null,0,0,{"$f":"MAX(MIN(Z$40*IF($Z$37=\"Solar\",$AM93,1),$AO93-SUM($Y93:Y93)),0)","v":60},{"$f":"MAX(MIN(AA$40,$AO93-SUM($Y93:Z93)),0)","v":0},{"$f":"MAX(MIN(AB$40,$AO93-SUM($Y93:AA93)),0)","v":14.17764814472693},{"$f":"MAX(MIN(AC$40,$AO93-SUM($Y93:AB93)),0)","v":0},{"$f":"MAX(MIN(AD$40,$AO93-SUM($Y93:AC93)),0)","v":0},{"$f":"MAX(MIN(AE$40,$AO93-SUM($Y93:AD93)),0)","v":0},{"$f":"MAX(MIN(AF$40,$AO93-SUM($Y93:AE93)),0)","v":0},{"$f":"MAX(MIN(AG$40,$AO93-SUM($Y93:AF93)),0)","v":0},{"$f":"MAX(MIN(AH$40,$AO93-SUM($Y93:AG93)),0)","v":0},{"$f":"MAX(MIN(AI$40,$AO93-SUM($Y93:AH93)),0)","v":0},74.17764814472693,0,{"$f":"INDEX(Demand!$C59:$H59,,$AM$13)","v":2.2272599068213613E-4},{"$f":"INDEX(Demand!$K59:$P59,,$AM$13)","v":0},7.2407045009784738,74.17764814472693,66.936943643748464,59.334203917721069,7.602739726027397,47,47,790,100.85162008461458,60,0,40.851620084614581,0,0,0,0,0,0,0,7.6027397260273979,0]
[null,null,null,null,null,null,null,0,0,0,0,0,0,0,0,0,0,0,0,0,0,null,null,0,0,{"$f":"MAX(MIN(Z$40*IF($Z$37=\"Solar\",$AM94,1),$AO94-SUM($Y94:Y94)),0)","v":60},{"$f":"MAX(MIN(AA$40,$AO94-SUM($Y94:Z94)),0)","v":0},{"$f":"MAX(MIN(AB$40,$AO94-SUM($Y94:AA94)),0)","v":14.214090418102529},{"$f":"MAX(MIN(AC$40,$AO94-SUM($Y94:AB94)),0)","v":0},{"$f":"MAX(MIN(AD$40,$AO94-SUM($Y94:AC94)),0)","v":0},{"$f":"MAX(MIN(AE$40,$AO94-SUM($Y94:AD94)),0)","v":0},{"$f":"MAX(MIN(AF$40,$AO94-SUM($Y94:AE94)),0)","v":0},{"$f":"MAX(MIN(AG$40,$AO94-SUM($Y94:AF94)),0)","v":0},{"$f":"MAX(MIN(AH$40,$AO94-SUM($Y94:AG94)),0)","v":0},{"$f":"MAX(MIN(AI$40,$AO94-SUM($Y94:AH94)),0)","v":0},74.214090418102529,0,{"$f":"INDEX(Demand!$C60:$H60,,$AM$13)","v":2.2286278600261504E-4},{"$f":"INDEX(Demand!$K60:$P60,,$AM$13)","v":0},7.2407045009784738,74.214090418102529,66.973385917124048,59.370646191096654,7.602739726027397,48,48,743,100.84678017293166,60,0,40.846780172931659,0,0,0,0,0,0,0,7.6027397260273979,0]
[null,null,null,6,"Coal CHP ","Large CHP - coal",60,25,4,0.43999999999999989,0.46,2.1800000000000002,3.56E-2,3.3,8760,5830.511643280498,349.8306985968299,365.73209398759496,795.06976953824994,130.80000000000001,2.1360000000000001,null,null,0,0,{"$f":"MAX(MIN(Z$40*IF($Z$37=\"Solar\",$AM95,1),$AO95-SUM($Y95:Y95)),0)","v":60},{"$f":"MAX(MIN(AA$40,$AO95-SUM($Y95:Z95)),0)","v":0},{"$f":"MAX(MIN(AB$40,$AO95-SUM($Y95:AA95)),0)","v":14.2513853081077},{"$f":"MAX(MIN(AC$40,$AO95-SUM($Y95:AB95)),0)","v":0},{"$f":"MAX(MIN(AD$40,$AO95-SUM($Y95:AC95)),0)","v":0},{"$f":"MAX(MIN(AE$40,$AO95-SUM($Y95:AD95)),0)","v":0},{"$f":"MAX(MIN(AF$40,$AO95-SUM($Y95:AE95)),0)","v":0},{"$f":"MAX(MIN(AG$40,$AO95-SUM($Y95:AF95)),0)","v":0},{"$f":"MAX(MIN(AH$40,$AO95-SUM($Y95:AG95)),0)","v":0},{"$f":"MAX(MIN(AI$40,$AO95-SUM($Y95:AH95)),0)","v":0},74.2513853081077,0,{"$f":"INDEX(Demand!$C61:$H61,,$AM$13)","v":2.230027818359678E-4},{"$f":"INDEX(Demand!$K61:$P61,,$AM$13)","v":0},7.2407045009784738,74.2513853081077,67.010680807129219,59.407941081101825,7.602739726027397,49,49,791,100.78984531711271,60,0,40.789845317112707,0,0,0,0,0,0,0,7.6027397260273979,0]
[null,null,null,null,333,"Heat Pump -excess heat",0,25,1,5.0999999999999996,0,0.71,2.1299999999999999E-3,1.827,0,0,0,0,0,0,0,null,null,0,0,{"$f":"MAX(MIN(Z$40*IF($Z$37=\"Solar\",$AM96,1),$AO96-SUM($Y96:Y96)),0)","v":60},{"$f":"MAX(MIN(AA$40,$AO96-SUM($Y96:Z96)),0)","v":0},{"$f":"MAX(MIN(AB$40,$AO96-SUM($Y96:AA96)),0)","v":14.270839087555629},{"$f":"MAX(MIN(AC$40,$AO96-SUM($Y96:AB96)),0)","v":0},{"$f":"MAX(MIN(AD$40,$AO96-SUM($Y96:AC96)),0)","v":0},{"$f":"MAX(MIN(AE$40,$AO96-SUM($Y96:AD96)),0)","v":0},{"$f":"MAX(MIN(AF$40,$AO96-SUM($Y96:AE96)),0)","v":0},{"$f":"MAX(MIN(AG$40,$AO96-SUM($Y96:AF96)),0)","v":0},{"$f":"MAX(MIN(AH$40,$AO96-SUM($Y96:AG96)),0)","v":0},{"$f":"MAX(MIN(AI$40,$AO96-SUM($Y96:AH96)),0)","v":0},74.270839087555629,0,{"$f":"INDEX(Demand!$C62:$H62,,$AM$13)","v":2.2307580653359511E-4},{"$f":"INDEX(Demand!$K62:$P62,,$AM$13)","v":0},7.2407045009784738,74.270839087555629,67.030134586577148,59.427394860549754,7.602739726027397,50,50,742,100.69964985270539,60,0,40.699649852705392,0,0,0,0,0,0,0,7.6027397260273979,0]
[null,null,null,null,"Climate zone 3","Gas boiler",80,25,1,1.03,0,0.06,2.127E-3,1.17,2737,582.47341039681396,46.597872831745114,0,45.240653234703991,4.8,0.17016000000000001,null,null,0,0,{"$f":"MAX(MIN(Z$40*IF($Z$37=\"Solar\",$AM97,1),$AO97-SUM($Y97:Y97)),0)","v":60},{"$f":"MAX(MIN(AA$40,$AO97-SUM($Y97:Z97)),0)","v":0},{"$f":"MAX(MIN(AB$40,$AO97-SUM($Y97:AA97)),0)","v":14.282482758007632},{"$f":"MAX(MIN(AC$40,$AO97-SUM($Y97:AB97)),0)","v":0},{"$f":"MAX(MIN(AD$40,$AO97-SUM($Y97:AC97)),0)","v":0},{"$f":"MAX(MIN(AE$40,$AO97-SUM($Y97:AD97)),0)","v":0},{"$f":"MAX(MIN(AF$40,$AO97-SUM($Y97:AE97)),0)","v":0},{"$f":"MAX(MIN(AG$40,$AO97-SUM($Y97:AF97)),0)","v":0},{"$f":"MAX(MIN(AH$40,$AO97-SUM($Y97:AG97)),0)","v":0},{"$f":"MAX(MIN(AI$40,$AO97-SUM($Y97:AH97)),0)","v":0},74.282482758007632,0,{"$f":"INDEX(Demand!$C63:$H63,,$AM$13)","v":2.2311951400526183E-4},{"$f":"INDEX(Demand!$K63:$P63,,$AM$13)","v":0},7.2407045009784738,74.282482758007632,67.041778257029151,59.439038531001756,7.602739726027397,51,51,792,100.68693525367016,60,0,40.686935253670157,0,0,0,0,0,0,0,7.6027397260273979,0]
[null,null,null,null,0.16,null,null,0,0,0,0,0,0,0,0,0,0,0,0,0,0,null,null,0,0,{"$f":"MAX(MIN(Z$40*IF($Z$37=\"Solar\",$AM98,1),$AO98-SUM($Y98:Y98)),0)","v":60},{"$f":"MAX(MIN(AA$40,$AO98-SUM($Y98:Z98)),0)","v":0},{"$f":"MAX(MIN(AB$40,$AO98-SUM($Y98:AA98)),0)","v":14.302538443004323},{"$f":"MAX(MIN(AC$40,$AO98-SUM($Y98:AB98)),0)","v":0},{"$f":"MAX(MIN(AD$40,$AO98-SUM($Y98:AC98)),0)","v":0},{"$f":"MAX(MIN(AE$40,$AO98-SUM($Y98:AD98)),0)","v":0},{"$f":"MAX(MIN(AF$40,$AO98-SUM($Y98:AE98)),0)","v":0},{"$f":"MAX(MIN(AG$40,$AO98-SUM($Y98:AF98)),0)","v":0},{"$f":"MAX(MIN(AH$40,$AO98-SUM($Y98:AG98)),0)","v":0},{"$f":"MAX(MIN(AI$40,$AO98-SUM($Y98:AH98)),0)","v":0},74.302538443004323,0,{"$f":"INDEX(Demand!$C64:$H64,,$AM$13)","v":2.2319479810810228E-4},{"$f":"INDEX(Demand!$K64:$P64,,$AM$13)","v":0},7.2407045009784738,74.302538443004323,67.061833942025842,59.459094215998448,7.602739726027397,52,52,741,100.6356556594526,60,0,40.635655659452596,0,0,0,0,0,0,0,7.6027397260273979,0]
[null,null,null,null,0.2,null,null,0,0,0,0,0,0,0,0,0,0,0,0,0,0,null,null,0,0,{"$f":"MAX(MIN(Z$40*IF($Z$37=\"Solar\",$AM99,1),$AO99-SUM($Y99:Y99)),0)","v":60},{"$f":"MAX(MIN(AA$40,$AO99-SUM($Y99:Z99)),0)","v":0},{"$f":"MAX(MIN(AB$40,$AO99-SUM($Y99:AA99)),0)","v":14.341510245809388},{"$f":"MAX(MIN(AC$40,$AO99-SUM($Y99:AB99)),0)","v":0},{"$f":"MAX(MIN(AD$40,$AO99-SUM($Y99:AC99)),0)","v":0},{"$f":"MAX(MIN(AE$40,$AO99-SUM($Y99:AD99)),0)","v":0},{"$f":"MAX(MIN(AF$40,$AO99-SUM($Y99:AE99)),0)","v":0},{"$f":"MAX(MIN(AG$40,$AO99-SUM($Y99:AF99)),0)","v":0},{"$f":"MAX(MIN(AH$40,$AO99-SUM($Y99:AG99)),0)","v":0},{"$f":"MAX(MIN(AI$40,$AO99-SUM($Y99:AH99)),0)","v":0},74.341510245809388,0,{"$f":"INDEX(Demand!$C65:$H65,,$AM$13)","v":2.2334108865917237E-4},{"$f":"INDEX(Demand!$K65:$P65,,$AM$13)","v":0},7.2407045009784738,74.341510245809388,67.100805744830922,59.498066018803527,7.602739726027397,53,53,793,100.50756323959058,60,0,40.507563239590581,0,0,0,0,0,0,0,7.6027397260273979,0]
[null,null,null,null,"x",null,null,0,0,0,0,0,0,0,0,0,0,0,0,0,0,null,null,0,0,{"$f":"MAX(MIN(Z$40*IF($Z$37=\"Solar\",$AM100,1),$AO100-SUM($Y100:Y100)),0)","v":60},{"$f":"MAX(MIN(AA$40,$AO100-SUM($Y100:Z100)),0)","v":0},{"$f":"MAX(MIN(AB$40,$AO100-SUM($Y100:AA100)),0)","v":14.342313735348966},{"$f":"MAX(MIN(AC$40,$AO100-SUM($Y100:AB100)),0)","v":0},{"$f":"MAX(MIN(AD$40,$AO100-SUM($Y100:AC100)),0)","v":0},{"$f":"MAX(MIN(AE$40,$AO100-SUM($Y100:AD100)),0)","v":0},{"$f":"MAX(MIN(AF$40,$AO100-SUM($Y100:AE100)),0)","v":0},{"$f":"MAX(MIN(AG$40,$AO100-SUM($Y100:AF100)),0)","v":0},{"$f":"MAX(MIN(AH$40,$AO100-SUM($Y100:AG100)),0)","v":0},{"$f":"MAX(MIN(AI$40,$AO100-SUM($Y100:AH100)),0)","v":0},74.342313735348966,0,{"$f":"INDEX(Demand!$C66:$H66,,$AM$13)","v":2.2334410476104765E-4},{"$f":"INDEX(Demand!$K66:$P66,,$AM$13)","v":0},7.2407045009784738,74.342313735348966,67.1016092343705,59.498869508343105,7.602739726027397,54,54,740,100.48210787984968,60,0,40.482107879849679,0,0,0,0,0,0,0,7.6027397260273979,0]
[null,null,null,null,null,null,null,0,0,0,0,0,0,0,0,0,0,0,0,0,0,null,null,0,0,{"$f":"MAX(MIN(Z$40*IF($Z$37=\"Solar\",$AM101,1),$AO101-SUM($Y101:Y101)),0)","v":60},{"$f":"MAX(MIN(AA$40,$AO101-SUM($Y101:Z101)),0)","v":0},{"$f":"MAX(MIN(AB$40,$AO101-SUM($Y101:AA101)),0)","v":14.347822440144739},{"$f":"MAX(MIN(AC$40,$AO101-SUM($Y101:AB101)),0)","v":0},{"$f":"MAX(MIN(AD$40,$AO101-SUM($Y101:AC101)),0)","v":0},{"$f":"MAX(MIN(AE$40,$AO101-SUM($Y101:AD101)),0)","v":0},{"$f":"MAX(MIN(AF$40,$AO101-SUM($Y101:AE101)),0)","v":0},{"$f":"MAX(MIN(AG$40,$AO101-SUM($Y101:AF101)),0)","v":0},{"$f":"MAX(MIN(AH$40,$AO101-SUM($Y101:AG101)),0)","v":0},{"$f":"MAX(MIN(AI$40,$AO101-SUM($Y101:AH101)),0)","v":0},74.347822440144739,0,{"$f":"INDEX(Demand!$C67:$H67,,$AM$13)","v":2.2336478308235307E-4},{"$f":"INDEX(Demand!$K67:$P67,,$AM$13)","v":0},7.2407045009784738,74.347822440144739,67.107117939166258,59.504378213138864,7.602739726027397,55,55,794,100.45115573369412,60,0,40.451155733694122,0,0,0,0,0,0,0,7.6027397260273979,0]
[null,null,null,null,null,null,null,0,0,0,0,0,0,0,0,0,0,0,0,0,0,null,null,0,0,{"$f":"MAX(MIN(Z$40*IF($Z$37=\"Solar\",$AM102,1),$AO102-SUM($Y102:Y102)),0)","v":60},{"$f":"MAX(MIN(AA$40,$AO102-SUM($Y102:Z102)),0)","v":0},{"$f":"MAX(MIN(AB$40,$AO102-SUM($Y102:AA102)),0)","v":14.353416976317732},{"$f":"MAX(MIN(AC$40,$AO102-SUM($Y102:AB102)),0)","v":0},{"$f":"MAX(MIN(AD$40,$AO102-SUM($Y102:AC102)),0)","v":0},{"$f":"MAX(MIN(AE$40,$AO102-SUM($Y102:AD102)),0)","v":0},{"$f":"MAX(MIN(AF$40,$AO102-SUM($Y102:AE102)),0)","v":0},{"$f":"MAX(MIN(AG$40,$AO102-SUM($Y102:AF102)),0)","v":0},{"$f":"MAX(MIN(AH$40,$AO102-SUM($Y102:AG102)),0)","v":0},{"$f":"MAX(MIN(AI$40,$AO102-SUM($Y102:AH102)),0)","v":0},74.353416976317732,0,{"$f":"INDEX(Demand!$C68:$H68,,$AM$13)","v":2.2338578359351296E-4},{"$f":"INDEX(Demand!$K68:$P68,,$AM$13)","v":0.27241771994903663},7.2407045009784738,74.353416976317732,67.112712475339265,59.509972749311871,7.602739726027397,56,56,739,100.40590492969997,60,0,40.405904929699972,0,0,0,0,0,0,0,7.6027397260273979,0]
[null,null,null,null,null,null,null,0,0,0,0,0,0,0,0,0,0,0,0,0,0,null,null,0,0,{"$f":"MAX(MIN(Z$40*IF($Z$37=\"Solar\",$AM103,1),$AO103-SUM($Y103:Y103)),0)","v":60},{"$f":"MAX(MIN(AA$40,$AO103-SUM($Y103:Z103)),0)","v":0},{"$f":"MAX(MIN(AB$40,$AO103-SUM($Y103:AA103)),0)","v":14.361509599210052},{"$f":"MAX(MIN(AC$40,$AO103-SUM($Y103:AB103)),0)","v":0},{"$f":"MAX(MIN(AD$40,$AO103-SUM($Y103:AC103)),0)","v":0},{"$f":"MAX(MIN(AE$40,$AO103-SUM($Y103:AD103)),0)","v":0},{"$f":"MAX(MIN(AF$40,$AO103-SUM($Y103:AE103)),0)","v":0},{"$f":"MAX(MIN(AG$40,$AO103-SUM($Y103:AF103)),0)","v":0},{"$f":"MAX(MIN(AH$40,$AO103-SUM($Y103:AG103)),0)","v":0},{"$f":"MAX(MIN(AI$40,$AO103-SUM($Y103:AH103)),0)","v":0},74.361509599210052,0,{"$f":"INDEX(Demand!$C69:$H69,,$AM$13)","v":2.2341616130707275E-4},{"$f":"INDEX(Demand!$K69:$P69,,$AM$13)","v":0.49401855881656542},7.2407045009784738,74.361509599210052,67.120805098231585,59.518065372204191,7.602739726027397,57,57,795,100.15275799072379,60,0,40.152757990723785,0,0,0,0,0,0,0,7.6027397260273979,0]
[null,null,null,null,null,null,null,0,0,0,0,0,0,0,0,0,0,0,0,0,0,null,null,0,0,{"$f":"MAX(MIN(Z$40*IF($Z$37=\"Solar\",$AM104,1),$AO104-SUM($Y104:Y104)),0)","v":60},{"$f":"MAX(MIN(AA$40,$AO104-SUM($Y104:Z104)),0)","v":0},{"$f":"MAX(MIN(AB$40,$AO104-SUM($Y104:AA104)),0)","v":14.378328666310068},{"$f":"MAX(MIN(AC$40,$AO104-SUM($Y104:AB104)),0)","v":0},{"$f":"MAX(MIN(AD$40,$AO104-SUM($Y104:AC104)),0)","v":0},{"$f":"MAX(MIN(AE$40,$AO104-SUM($Y104:AD104)),0)","v":0},{"$f":"MAX(MIN(AF$40,$AO104-SUM($Y104:AE104)),0)","v":0},{"$f":"MAX(MIN(AG$40,$AO104-SUM($Y104:AF104)),0)","v":0},{"$f":"MAX(MIN(AH$40,$AO104-SUM($Y104:AG104)),0)","v":0},{"$f":"MAX(MIN(AI$40,$AO104-SUM($Y104:AH104)),0)","v":0},74.378328666310068,0,{"$f":"INDEX(Demand!$C70:$H70,,$AM$13)","v":2.23479295943334E-4},{"$f":"INDEX(Demand!$K70:$P70,,$AM$13)","v":0.46278652850909346},7.2407045009784738,74.378328666310068,67.137624165331587,59.534884439304193,7.602739726027397,58,58,738,100.14890240693859,60,0,40.148902406938589,0,0,0,0,0,0,0,7.6027397260273979,0]
[null,null,null,7,null,null,0,0,0,0,0,0,0,0,0,0,0,0,0,0,0,null,null,0,0,{"$f":"MAX(MIN(Z$40*IF($Z$37=\"Solar\",$AM105,1),$AO105-SUM($Y105:Y105)),0)","v":60},{"$f":"MAX(MIN(AA$40,$AO105-SUM($Y105:Z105)),0)","v":0},{"$f":"MAX(MIN(AB$40,$AO105-SUM($Y105:AA105)),0)","v":14.390264836816016},{"$f":"MAX(MIN(AC$40,$AO105-SUM($Y105:AB105)),0)","v":0},{"$f":"MAX(MIN(AD$40,$AO105-SUM($Y105:AC105)),0)","v":0},{"$f":"MAX(MIN(AE$40,$AO105-SUM($Y105:AD105)),0)","v":0},{"$f":"MAX(MIN(AF$40,$AO105-SUM($Y105:AE105)),0)","v":0},{"$f":"MAX(MIN(AG$40,$AO105-SUM($Y105:AF105)),0)","v":0},{"$f":"MAX(MIN(AH$40,$AO105-SUM($Y105:AG105)),0)","v":0},{"$f":"MAX(MIN(AI$40,$AO105-SUM($Y105:AH105)),0)","v":0},74.390264836816016,0,{"$f":"INDEX(Demand!$C71:$H71,,$AM$13)","v":2.2352410138817616E-4},{"$f":"INDEX(Demand!$K71:$P71,,$AM$13)","v":0.57621404652106767},7.2407045009784738,74.390264836816016,67.149560335837535,59.54682060981014,7.602739726027397,59,59,796,100.04196766252909,60,0,40.041967662529089,0,0,0,0,0,0,0,7.6027397260273979,0]
[null,null,null,null,null,null,0,0,0,0,0,0,0,0,0,0,0,0,0,0,0,null,null,0,0,{"$f":"MAX(MIN(Z$40*IF($Z$37=\"Solar\",$AM106,1),$AO106-SUM($Y106:Y106)),0)","v":60},{"$f":"MAX(MIN(AA$40,$AO106-SUM($Y106:Z106)),0)","v":0},{"$f":"MAX(MIN(AB$40,$AO106-SUM($Y106:AA106)),0)","v":14.414547547532038},{"$f":"MAX(MIN(AC$40,$AO106-SUM($Y106:AB106)),0)","v":0},{"$f":"MAX(MIN(AD$40,$AO106-SUM($Y106:AC106)),0)","v":0},{"$f":"MAX(MIN(AE$40,$AO106-SUM($Y106:AD106)),0)","v":0},{"$f":"MAX(MIN(AF$40,$AO106-SUM($Y106:AE106)),0)","v":0},{"$f":"MAX(MIN(AG$40,$AO106-SUM($Y106:AF106)),0)","v":0},{"$f":"MAX(MIN(AH$40,$AO106-SUM($Y106:AG106)),0)","v":0},{"$f":"MAX(MIN(AI$40,$AO106-SUM($Y106:AH106)),0)","v":0},74.414547547532038,0,{"$f":"INDEX(Demand!$C72:$H72,,$AM$13)","v":2.2361525270467775E-4},{"$f":"INDEX(Demand!$K72:$P72,,$AM$13)","v":0.51093121060761526},7.2407045009784738,74.414547547532038,67.173843046553557,59.571103320526163,7.602739726027397,60,60,737,99.922855713887571,60,0,39.922855713887571,0,0,0,0,0,0,0,7.6027397260273979,0]
[null,null,null,null,"Climate zone 3",null,null,0,0,0,0,0,0,0,0,0,0,0,0,0,0,null,null,0,0,{"$f":"MAX(MIN(Z$40*IF($Z$37=\"Solar\",$AM107,1),$AO107-SUM($Y107:Y107)),0)","v":60},{"$f":"MAX(MIN(AA$40,$AO107-SUM($Y107:Z107)),0)","v":0},{"$f":"MAX(MIN(AB$40,$AO107-SUM($Y107:AA107)),0)","v":14.433607755143527},{"$f":"MAX(MIN(AC$40,$AO107-SUM($Y107:AB107)),0)","v":0},{"$f":"MAX(MIN(AD$40,$AO107-SUM($Y107:AC107)),0)","v":0},{"$f":"MAX(MIN(AE$40,$AO107-SUM($Y107:AD107)),0)","v":0},{"$f":"MAX(MIN(AF$40,$AO107-SUM($Y107:AE107)),0)","v":0},{"$f":"MAX(MIN(AG$40,$AO107-SUM($Y107:AF107)),0)","v":0},{"$f":"MAX(MIN(AH$40,$AO107-SUM($Y107:AG107)),0)","v":0},{"$f":"MAX(MIN(AI$40,$AO107-SUM($Y107:AH107)),0)","v":0},74.433607755143527,0,{"$f":"INDEX(Demand!$C73:$H73,,$AM$13)","v":2.2368680003054676E-4},{"$f":"INDEX(Demand!$K73:$P73,,$AM$13)","v":0.3578378865950323},7.2407045009784738,74.433607755143527,67.19290325416506,59.590163528137666,7.602739726027397,61,61,797,99.891479256865864,60,0,39.891479256865864,0,0,0,0,0,0,0,7.6027397260273979,0]
[null,null,null,null,0,null,null,0,0,0,0,0,0,0,0,0,0,0,0,0,0,null,null,0,0,{"$f":"MAX(MIN(Z$40*IF($Z$37=\"Solar\",$AM108,1),$AO108-SUM($Y108:Y108)),0)","v":60},{"$f":"MAX(MIN(AA$40,$AO108-SUM($Y108:Z108)),0)","v":0},{"$f":"MAX(MIN(AB$40,$AO108-SUM($Y108:AA108)),0)","v":14.447028488768808},{"$f":"MAX(MIN(AC$40,$AO108-SUM($Y108:AB108)),0)","v":0},{"$f":"MAX(MIN(AD$40,$AO108-SUM($Y108:AC108)),0)","v":0},{"$f":"MAX(MIN(AE$40,$AO108-SUM($Y108:AD108)),0)","v":0},{"$f":"MAX(MIN(AF$40,$AO108-SUM($Y108:AE108)),0)","v":0},{"$f":"MAX(MIN(AG$40,$AO108-SUM($Y108:AF108)),0)","v":0},{"$f":"MAX(MIN(AH$40,$AO108-SUM($Y108:AG108)),0)","v":0},{"$f":"MAX(MIN(AI$40,$AO108-SUM($Y108:AH108)),0)","v":0},74.447028488768808,0,{"$f":"INDEX(Demand!$C74:$H74,,$AM$13)","v":2.2373717815977079E-4},{"$f":"INDEX(Demand!$K74:$P74,,$AM$13)","v":0.15438996064989685},7.2407045009784738,74.447028488768808,67.206323987790341,59.603584261762947,7.602739726027397,62,62,736,99.838747383040925,60,0,39.838747383040925,0,0,0,0,0,0,0,7.6027397260273979,0]
[null,null,null,null,0,null,null,0,0,0,0,0,0,0,0,0,0,0,0,0,0,null,null,0,0,{"$f":"MAX(MIN(Z$40*IF($Z$37=\"Solar\",$AM109,1),$AO109-SUM($Y109:Y109)),0)","v":60},{"$f":"MAX(MIN(AA$40,$AO109-SUM($Y109:Z109)),0)","v":0},{"$f":"MAX(MIN(AB$40,$AO109-SUM($Y109:AA109)),0)","v":14.470700161468613},{"$f":"MAX(MIN(AC$40,$AO109-SUM($Y109:AB109)),0)","v":0},{"$f":"MAX(MIN(AD$40,$AO109-SUM($Y109:AC109)),0)","v":0},{"$f":"MAX(MIN(AE$40,$AO109-SUM($Y109:AD109)),0)","v":0},{"$f":"MAX(MIN(AF$40,$AO109-SUM($Y109:AE109)),0)","v":0},{"$f":"MAX(MIN(AG$40,$AO109-SUM($Y109:AF109)),0)","v":0},{"$f":"MAX(MIN(AH$40,$AO109-SUM($Y109:AG109)),0)","v":0},{"$f":"MAX(MIN(AI$40,$AO109-SUM($Y109:AH109)),0)","v":0},74.470700161468613,0,{"$f":"INDEX(Demand!$C75:$H75,,$AM$13)","v":2.2382603579002526E-4},{"$f":"INDEX(Demand!$K75:$P75,,$AM$13)","v":0},7.2407045009784738,74.470700161468613,67.229995660490133,59.627255934462738,7.602739726027397,63,63,798,99.752093952303682,60,0,39.752093952303682,0,0,0,0,0,0,0,7.6027397260273979,0]
[null,null,null,null,"x",null,null,0,0,0,0,0,0,0,0,0,0,0,0,0,0,null,null,0,0,{"$f":"MAX(MIN(Z$40*IF($Z$37=\"Solar\",$AM110,1),$AO110-SUM($Y110:Y110)),0)","v":60},{"$f":"MAX(MIN(AA$40,$AO110-SUM($Y110:Z110)),0)","v":0},{"$f":"MAX(MIN(AB$40,$AO110-SUM($Y110:AA110)),0)","v":14.487218373595113},{"$f":"MAX(MIN(AC$40,$AO110-SUM($Y110:AB110)),0)","v":0},{"$f":"MAX(MIN(AD$40,$AO110-SUM($Y110:AC110)),0)","v":0},{"$f":"MAX(MIN(AE$40,$AO110-SUM($Y110:AD110)),0)","v":0},{"$f":"MAX(MIN(AF$40,$AO110-SUM($Y110:AE110)),0)","v":0},{"$f":"MAX(MIN(AG$40,$AO110-SUM($Y110:AF110)),0)","v":0},{"$f":"MAX(MIN(AH$40,$AO110-SUM($Y110:AG110)),0)","v":0},{"$f":"MAX(MIN(AI$40,$AO110-SUM($Y110:AH110)),0)","v":0},74.487218373595113,0,{"$f":"INDEX(Demand!$C76:$H76,,$AM$13)","v":2.2388804109080043E-4},{"$f":"INDEX(Demand!$K76:$P76,,$AM$13)","v":0},7.2407045009784738,74.487218373595113,67.246513872616646,59.643774146589251,7.602739726027397,64,64,735,99.727381063812459,60,0,39.727381063812459,0,0,0,0,0,0,0,7.6027397260273979,0]
[null,null,null,null,null,null,null,0,0,0,0,0,0,0,0,0,0,0,0,0,0,null,null,{"$f":"IF(MOD(ROW(),1000)=ROW($Y$46),(ROW()-ROW($Y$46)),0)","v":0},0,{"$f":"MAX(MIN(Z$40*IF($Z$37=\"Solar\",$AM111,1),$AO111-SUM($Y111:Y111)),0)","v":60},{"$f":"MAX(MIN(AA$40,$AO111-SUM($Y111:Z111)),0)","v":0},{"$f":"MAX(MIN(AB$40,$AO111-SUM($Y111:AA111)),0)","v":14.490036384289454},{"$f":"MAX(MIN(AC$40,$AO111-SUM($Y111:AB111)),0)","v":0},{"$f":"MAX(MIN(AD$40,$AO111-SUM($Y111:AC111)),0)","v":0},{"$f":"MAX(MIN(AE$40,$AO111-SUM($Y111:AD111)),0)","v":0},{"$f":"MAX(MIN(AF$40,$AO111-SUM($Y111:AE111)),0)","v":0},{"$f":"MAX(MIN(AG$40,$AO111-SUM($Y111:AF111)),0)","v":0},{"$f":"MAX(MIN(AH$40,$AO111-SUM($Y111:AG111)),0)","v":0},{"$f":"MAX(MIN(AI$40,$AO111-SUM($Y111:AH111)),0)","v":0},74.490036384289454,0,{"$f":"INDEX(Demand!$C77:$H77,,$AM$13)","v":2.2389861920902243E-4},{"$f":"INDEX(Demand!$K77:$P77,,$AM$13)","v":0},{"$f":"IF(AP111>0,Centralised_GWh*Support_thousand/(1-Centralised_HeatLoss)*Centralised_HeatLoss/BaseLoadHours,0)","v":7.2407045009784738},74.490036384289454,{"$f":"Centralised_GWh*Support_thousand*((1-Centralised_WWDemand)*AL111+Centralised_WWDemand/8760)","v":67.249331883310973},59.646592157283578,{"$f":"Centralised_GWh*Support_thousand*Centralised_WWDemand/8760","v":7.602739726027397},65,{"$f":"_xlfn.RANK.EQ(AV111,$AV$47:$AV$8806)","v":65},799,99.532312459591623,60,0,39.532312459591623,0,0,0,0,0,0,0,{"$f":"Centralised_GWh*Support_thousand*(Centralised_WWDemand/8760)","v":7.6027397260273979},0]
[null,null,null,null,null,null,null,0,0,0,0,0,0,0,0,0,0,0,0,0,0,null,null,0,0,{"$f":"MAX(MIN(Z$40*IF($Z$37=\"Solar\",$AM112,1),$AO112-SUM($Y112:Y112)),0)","v":60},{"$f":"MAX(MIN(AA$40,$AO112-SUM($Y112:Z112)),0)","v":0},{"$f":"MAX(MIN(AB$40,$AO112-SUM($Y112:AA112)),0)","v":14.517273914157073},{"$f":"MAX(MIN(AC$40,$AO112-SUM($Y112:AB112)),0)","v":0},{"$f":"MAX(MIN(AD$40,$AO112-SUM($Y112:AC112)),0)","v":0},{"$f":"MAX(MIN(AE$40,$AO112-SUM($Y112:AD112)),0)","v":0},{"$f":"MAX(MIN(AF$40,$AO112-SUM($Y112:AE112)),0)","v":0},{"$f":"MAX(MIN(AG$40,$AO112-SUM($Y112:AF112)),0)","v":0},{"$f":"MAX(MIN(AH$40,$AO112-SUM($Y112:AG112)),0)","v":0},{"$f":"MAX(MIN(AI$40,$AO112-SUM($Y112:AH112)),0)","v":0},{"$f":"SUM(Z112:AI112)","v":74.517273914157073},{"$f":"SUM(Z112:AI112)-AJ112","v":0},{"$f":"INDEX(Demand!$C78:$H78,,$AM$13)","v":2.24000862189006E-4},{"$f":"INDEX(Demand!$K78:$P78,,$AM$13)","v":0},7.2407045009784738,74.517273914157073,67.276569413178606,{"$f":"AP112-AR112","v":59.673829687151212},7.602739726027397,66,66,734,99.372520295842406,60,0,39.372520295842406,0,0,0,0,0,0,0,7.6027397260273979,{"$f":"SUM(AW112:BC112)-AV112","v":0}]
[null,null,null,null,null,null,null,0,0,0,0,0,0,0,0,0,0,0,0,0,0,null,null,0,0,{"$f":"MAX(MIN(Z$40*IF($Z$37=\"Solar\",$AM113,1),$AO113-SUM($Y113:Y113)),0)","v":60},{"$f":"MAX(MIN(AA$40,$AO113-SUM($Y113:Z113)),0)","v":0},{"$f":"MAX(MIN(AB$40,$AO113-SUM($Y113:AA113)),0)","v":14.541969869827767},{"$f":"MAX(MIN(AC$40,$AO113-SUM($Y113:AB113)),0)","v":0},{"$f":"MAX(MIN(AD$40,$AO113-SUM($Y113:AC113)),0)","v":0},{"$f":"MAX(MIN(AE$40,$AO113-SUM($Y113:AD113)),0)","v":0},{"$f":"MAX(MIN(AF$40,$AO113-SUM($Y113:AE113)),0)","v":0},{"$f":"MAX(MIN(AG$40,$AO113-SUM($Y113:AF113)),0)","v":0},{"$f":"MAX(MIN(AH$40,$AO113-SUM($Y113:AG113)),0)","v":0},{"$f":"MAX(MIN(AI$40,$AO113-SUM($Y113:AH113)),0)","v":0},74.541969869827767,0,{"$f":"INDEX(Demand!$C79:$H79,,$AM$13)","v":2.2409356472530737E-4},{"$f":"INDEX(Demand!$K79:$P79,,$AM$13)","v":0},7.2407045009784738,{"$f":"AN113+AP113","v":74.541969869827767},67.301265368849286,59.698525642821892,7.602739726027397,67,67,800,99.344827669256773,60,0,39.344827669256773,0,0,0,0,0,0,0,7.6027397260273979,0]
[null,null,null,null,null,null,null,0,0,0,0,0,0,0,0,0,0,0,0,0,0,null,null,0,0,{"$f":"MAX(MIN(Z$40*IF($Z$37=\"Solar\",$AM114,1),$AO114-SUM($Y114:Y114)),0)","v":60},{"$f":"MAX(MIN(AA$40,$AO114-SUM($Y114:Z114)),0)","v":0},{"$f":"MAX(MIN(AB$40,$AO114-SUM($Y114:AA114)),0)","v":14.544582684107752},{"$f":"MAX(MIN(AC$40,$AO114-SUM($Y114:AB114)),0)","v":0},{"$f":"MAX(MIN(AD$40,$AO114-SUM($Y114:AC114)),0)","v":0},{"$f":"MAX(MIN(AE$40,$AO114-SUM($Y114:AD114)),0)","v":0},{"$f":"MAX(MIN(AF$40,$AO114-SUM($Y114:AE114)),0)","v":0},{"$f":"MAX(MIN(AG$40,$AO114-SUM($Y114:AF114)),0)","v":0},{"$f":"MAX(MIN(AH$40,$AO114-SUM($Y114:AG114)),0)","v":0},{"$f":"MAX(MIN(AI$40,$AO114-SUM($Y114:AH114)),0)","v":0},74.544582684107752,0,{"$f":"INDEX(Demand!$C80:$H80,,$AM$13)","v":2.2410337258671871E-4},{"$f":"INDEX(Demand!$K80:$P80,,$AM$13)","v":0},7.2407045009784738,74.544582684107752,67.303878183129271,59.701138457101877,7.602739726027397,68,68,733,99.158095416475845,60,0,39.158095416475845,0,0,0,0,0,0,0,7.6027397260273979,0]
[null,null,null,8,null,null,null,0,0,0,0,0,0,0,0,0,0,0,0,0,0,null,null,0,0,{"$f":"MAX(MIN(Z$40*IF($Z$37=\"Solar\",$AM115,1),$AO115-SUM($Y115:Y115)),0)","v":60},{"$f":"MAX(MIN(AA$40,$AO115-SUM($Y115:Z115)),0)","v":0},{"$f":"MAX(MIN(AB$40,$AO115-SUM($Y115:AA115)),0)","v":14.553337546722446},{"$f":"MAX(MIN(AC$40,$AO115-SUM($Y115:AB115)),0)","v":0},{"$f":"MAX(MIN(AD$40,$AO115-SUM($Y115:AC115)),0)","v":0},{"$f":"MAX(MIN(AE$40,$AO115-SUM($Y115:AD115)),0)","v":0},{"$f":"MAX(MIN(AF$40,$AO115-SUM($Y115:AE115)),0)","v":0},{"$f":"MAX(MIN(AG$40,$AO115-SUM($Y115:AF115)),0)","v":0},{"$f":"MAX(MIN(AH$40,$AO115-SUM($Y115:AG115)),0)","v":0},{"$f":"MAX(MIN(AI$40,$AO115-SUM($Y115:AH115)),0)","v":0},74.553337546722446,0,{"$f":"INDEX(Demand!$C81:$H81,,$AM$13)","v":2.2413623618512224E-4},{"$f":"INDEX(Demand!$K81:$P81,,$AM$13)","v":0},7.2407045009784738,74.553337546722446,67.312633045743965,59.709893319716571,7.602739726027397,69,69,801,99.134367891373188,60,0,39.134367891373188,0,0,0,0,0,0,0,7.6027397260273979,0]
[null,null,null,null,null,null,null,0,0,0,0,0,0,0,0,0,0,0,0,0,0,null,null,0,0,{"$f":"MAX(MIN(Z$40*IF($Z$37=\"Solar\",$AM116,1),$AO116-SUM($Y116:Y116)),0)","v":60},{"$f":"MAX(MIN(AA$40,$AO116-SUM($Y116:Z116)),0)","v":0},{"$f":"MAX(MIN(AB$40,$AO116-SUM($Y116:AA116)),0)","v":14.579403161922727},{"$f":"MAX(MIN(AC$40,$AO116-SUM($Y116:AB116)),0)","v":0},{"$f":"MAX(MIN(AD$40,$AO116-SUM($Y116:AC116)),0)","v":0},{"$f":"MAX(MIN(AE$40,$AO116-SUM($Y116:AD116)),0)","v":0},{"$f":"MAX(MIN(AF$40,$AO116-SUM($Y116:AE116)),0)","v":0},{"$f":"MAX(MIN(AG$40,$AO116-SUM($Y116:AF116)),0)","v":0},{"$f":"MAX(MIN(AH$40,$AO116-SUM($Y116:AG116)),0)","v":0},{"$f":"MAX(MIN(AI$40,$AO116-SUM($Y116:AH116)),0)","v":0},74.579403161922727,0,{"$f":"INDEX(Demand!$C82:$H82,,$AM$13)","v":2.2423408008602421E-4},{"$f":"INDEX(Demand!$K82:$P82,,$AM$13)","v":0},7.2407045009784738,74.579403161922727,67.338698660944246,59.735958934916852,7.602739726027397,70,70,732,99.122725555743926,60,0,39.122725555743926,0,0,0,0,0,0,0,7.6027397260273979,0]
[null,null,null,null,null,null,null,0,0,0,0,0,0,0,0,0,0,0,0,0,0,null,null,0,0,{"$f":"MAX(MIN(Z$40*IF($Z$37=\"Solar\",$AM117,1),$AO117-SUM($Y117:Y117)),0)","v":60},{"$f":"MAX(MIN(AA$40,$AO117-SUM($Y117:Z117)),0)","v":0},{"$f":"MAX(MIN(AB$40,$AO117-SUM($Y117:AA117)),0)","v":14.594967402789962},{"$f":"MAX(MIN(AC$40,$AO117-SUM($Y117:AB117)),0)","v":0},{"$f":"MAX(MIN(AD$40,$AO117-SUM($Y117:AC117)),0)","v":0},{"$f":"MAX(MIN(AE$40,$AO117-SUM($Y117:AD117)),0)","v":0},{"$f":"MAX(MIN(AF$40,$AO117-SUM($Y117:AE117)),0)","v":0},{"$f":"MAX(MIN(AG$40,$AO117-SUM($Y117:AF117)),0)","v":0},{"$f":"MAX(MIN(AH$40,$AO117-SUM($Y117:AG117)),0)","v":0},{"$f":"MAX(MIN(AI$40,$AO117-SUM($Y117:AH117)),0)","v":0},74.594967402789962,0,{"$f":"INDEX(Demand!$C83:$H83,,$AM$13)","v":2.2429250441360394E-4},{"$f":"INDEX(Demand!$K83:$P83,,$AM$13)","v":0},7.2407045009784738,74.594967402789962,67.354262901811495,59.751523175784101,7.602739726027397,71,71,802,99.09930428892045,60,0,39.09930428892045,0,0,0,0,0,0,0,7.6027397260273979,0]
[null,null,null,null,0,null,null,0,0,0,0,0,0,0,0,0,0,0,0,0,0,null,null,0,0,{"$f":"MAX(MIN(Z$40*IF($Z$37=\"Solar\",$AM118,1),$AO118-SUM($Y118:Y118)),0)","v":60},{"$f":"MAX(MIN(AA$40,$AO118-SUM($Y118:Z118)),0)","v":0},{"$f":"MAX(MIN(AB$40,$AO118-SUM($Y118:AA118)),0)","v":14.625871965198826},{"$f":"MAX(MIN(AC$40,$AO118-SUM($Y118:AB118)),0)","v":0},{"$f":"MAX(MIN(AD$40,$AO118-SUM($Y118:AC118)),0)","v":0},{"$f":"MAX(MIN(AE$40,$AO118-SUM($Y118:AD118)),0)","v":0},{"$f":"MAX(MIN(AF$40,$AO118-SUM($Y118:AE118)),0)","v":0},{"$f":"MAX(MIN(AG$40,$AO118-SUM($Y118:AF118)),0)","v":0},{"$f":"MAX(MIN(AH$40,$AO118-SUM($Y118:AG118)),0)","v":0},{"$f":"MAX(MIN(AI$40,$AO118-SUM($Y118:AH118)),0)","v":0},74.625871965198826,0,{"$f":"INDEX(Demand!$C84:$H84,,$AM$13)","v":2.244085125307543E-4},{"$f":"INDEX(Demand!$K84:$P84,,$AM$13)","v":0},7.2407045009784738,74.625871965198826,67.385167464220345,59.782427738192951,7.602739726027397,72,72,731,99.09405245530084,60,0,39.09405245530084,0,0,0,0,0,0,0,7.6027397260273979,0]
[null,null,null,null,0,null,null,0,0,0,0,0,0,0,0,0,0,0,0,0,0,null,null,0,0,{"$f":"MAX(MIN(Z$40*IF($Z$37=\"Solar\",$AM119,1),$AO119-SUM($Y119:Y119)),0)","v":60},{"$f":"MAX(MIN(AA$40,$AO119-SUM($Y119:Z119)),0)","v":0},{"$f":"MAX(MIN(AB$40,$AO119-SUM($Y119:AA119)),0)","v":14.650139853000042},{"$f":"MAX(MIN(AC$40,$AO119-SUM($Y119:AB119)),0)","v":0},{"$f":"MAX(MIN(AD$40,$AO119-SUM($Y119:AC119)),0)","v":0},{"$f":"MAX(MIN(AE$40,$AO119-SUM($Y119:AD119)),0)","v":0},{"$f":"MAX(MIN(AF$40,$AO119-SUM($Y119:AE119)),0)","v":0},{"$f":"MAX(MIN(AG$40,$AO119-SUM($Y119:AF119)),0)","v":0},{"$f":"MAX(MIN(AH$40,$AO119-SUM($Y119:AG119)),0)","v":0},{"$f":"MAX(MIN(AI$40,$AO119-SUM($Y119:AH119)),0)","v":0},74.650139853000042,0,{"$f":"INDEX(Demand!$C85:$H85,,$AM$13)","v":2.2449960820568386E-4},{"$f":"INDEX(Demand!$K85:$P85,,$AM$13)","v":0},7.2407045009784738,74.650139853000042,67.409435352021575,59.80669562599418,7.602739726027397,73,73,803,99.041804512125765,60,0,39.041804512125765,0,0,0,0,0,0,0,7.6027397260273979,0]
[null,null,null,null,"x",null,null,0,0,0,0,0,0,0,0,0,0,0,0,0,0,null,null,0,0,{"$f":"MAX(MIN(Z$40*IF($Z$37=\"Solar\",$AM120,1),$AO120-SUM($Y120:Y120)),0)","v":60},{"$f":"MAX(MIN(AA$40,$AO120-SUM($Y120:Z120)),0)","v":0},{"$f":"MAX(MIN(AB$40,$AO120-SUM($Y120:AA120)),0)","v":14.666670790564211},{"$f":"MAX(MIN(AC$40,$AO120-SUM($Y120:AB120)),0)","v":0},{"$f":"MAX(MIN(AD$40,$AO120-SUM($Y120:AC120)),0)","v":0},{"$f":"MAX(MIN(AE$40,$AO120-SUM($Y120:AD120)),0)","v":0},{"$f":"MAX(MIN(AF$40,$AO120-SUM($Y120:AE120)),0)","v":0},{"$f":"MAX(MIN(AG$40,$AO120-SUM($Y120:AF120)),0)","v":0},{"$f":"MAX(MIN(AH$40,$AO120-SUM($Y120:AG120)),0)","v":0},{"$f":"MAX(MIN(AI$40,$AO120-SUM($Y120:AH120)),0)","v":0},74.666670790564211,0,{"$f":"INDEX(Demand!$C86:$H86,,$AM$13)","v":2.2456166127461834E-4},{"$f":"INDEX(Demand!$K86:$P86,,$AM$13)","v":0},7.2407045009784738,74.666670790564211,67.42596628958573,59.823226563558336,7.602739726027397,74,74,730,99.030343400523606,60,0,39.030343400523606,0,0,0,0,0,0,0,7.6027397260273979,0]
[null,null,null,null,null,null,null,0,0,0,0,0,0,0,0,0,0,0,0,0,0,null,null,0,0,{"$f":"MAX(MIN(Z$40*IF($Z$37=\"Solar\",$AM121,1),$AO121-SUM($Y121:Y121)),0)","v":60},{"$f":"MAX(MIN(AA$40,$AO121-SUM($Y121:Z121)),0)","v":0},{"$f":"MAX(MIN(AB$40,$AO121-SUM($Y121:AA121)),0)","v":14.695054487937909},{"$f":"MAX(MIN(AC$40,$AO121-SUM($Y121:AB121)),0)","v":0},{"$f":"MAX(MIN(AD$40,$AO121-SUM($Y121:AC121)),0)","v":0},{"$f":"MAX(MIN(AE$40,$AO121-SUM($Y121:AD121)),0)","v":0},{"$f":"MAX(MIN(AF$40,$AO121-SUM($Y121:AE121)),0)","v":0},{"$f":"MAX(MIN(AG$40,$AO121-SUM($Y121:AF121)),0)","v":0},{"$f":"MAX(MIN(AH$40,$AO121-SUM($Y121:AG121)),0)","v":0},{"$f":"MAX(MIN(AI$40,$AO121-SUM($Y121:AH121)),0)","v":0},74.695054487937909,0,{"$f":"INDEX(Demand!$C87:$H87,,$AM$13)","v":2.2466820668518033E-4},{"$f":"INDEX(Demand!$K87:$P87,,$AM$13)","v":0},7.2407045009784738,74.695054487937909,67.454349986959443,59.851610260932048,7.602739726027397,75,75,804,98.976577692901714,60,0,38.976577692901714,0,0,0,0,0,0,0,7.6027397260273979,0]
[null,null,null,null,null,null,null,0,0,0,0,0,0,0,0,0,0,0,0,0,0,null,null,0,0,{"$f":"MAX(MIN(Z$40*IF($Z$37=\"Solar\",$AM122,1),$AO122-SUM($Y122:Y122)),0)","v":60},{"$f":"MAX(MIN(AA$40,$AO122-SUM($Y122:Z122)),0)","v":0},{"$f":"MAX(MIN(AB$40,$AO122-SUM($Y122:AA122)),0)","v":14.703990716002693},{"$f":"MAX(MIN(AC$40,$AO122-SUM($Y122:AB122)),0)","v":0},{"$f":"MAX(MIN(AD$40,$AO122-SUM($Y122:AC122)),0)","v":0},{"$f":"MAX(MIN(AE$40,$AO122-SUM($Y122:AD122)),0)","v":0},{"$f":"MAX(MIN(AF$40,$AO122-SUM($Y122:AE122)),0)","v":0},{"$f":"MAX(MIN(AG$40,$AO122-SUM($Y122:AF122)),0)","v":0},{"$f":"MAX(MIN(AH$40,$AO122-SUM($Y122:AG122)),0)","v":0},{"$f":"MAX(MIN(AI$40,$AO122-SUM($Y122:AH122)),0)","v":0},74.703990716002693,0,{"$f":"INDEX(Demand!$C88:$H88,,$AM$13)","v":2.2470175108482287E-4},{"$f":"INDEX(Demand!$K88:$P88,,$AM$13)","v":0},7.2407045009784738,74.703990716002693,67.463286215024212,59.860546488996818,7.602739726027397,76,76,729,98.947627020941894,60,0,38.947627020941894,0,0,0,0,0,0,0,7.6027397260273979,0]
[null,null,null,null,null,null,null,0,0,0,0,0,0,0,0,0,0,0,0,0,0,null,null,0,0,{"$f":"MAX(MIN(Z$40*IF($Z$37=\"Solar\",$AM123,1),$AO123-SUM($Y123:Y123)),0)","v":60},{"$f":"MAX(MIN(AA$40,$AO123-SUM($Y123:Z123)),0)","v":0},{"$f":"MAX(MIN(AB$40,$AO123-SUM($Y123:AA123)),0)","v":14.7263806946236},{"$f":"MAX(MIN(AC$40,$AO123-SUM($Y123:AB123)),0)","v":0},{"$f":"MAX(MIN(AD$40,$AO123-SUM($Y123:AC123)),0)","v":0},{"$f":"MAX(MIN(AE$40,$AO123-SUM($Y123:AD123)),0)","v":0},{"$f":"MAX(MIN(AF$40,$AO123-SUM($Y123:AE123)),0)","v":0},{"$f":"MAX(MIN(AG$40,$AO123-SUM($Y123:AF123)),0)","v":0},{"$f":"MAX(MIN(AH$40,$AO123-SUM($Y123:AG123)),0)","v":0},{"$f":"MAX(MIN(AI$40,$AO123-SUM($Y123:AH123)),0)","v":0},74.7263806946236,0,{"$f":"INDEX(Demand!$C89:$H89,,$AM$13)","v":2.2478579755111757E-4},{"$f":"INDEX(Demand!$K89:$P89,,$AM$13)","v":0},7.2407045009784738,74.7263806946236,67.485676193645119,59.882936467617725,7.602739726027397,77,77,805,98.9008191637121,60,0,38.9008191637121,0,0,0,0,0,0,0,7.6027397260273979,0]
[null,null,null,null,null,null,null,0,0,0,0,0,0,0,0,0,0,0,0,0,0,null,null,0,0,{"$f":"MAX(MIN(Z$40*IF($Z$37=\"Solar\",$AM124,1),$AO124-SUM($Y124:Y124)),0)","v":60},{"$f":"MAX(MIN(AA$40,$AO124-SUM($Y124:Z124)),0)","v":0},{"$f":"MAX(MIN(AB$40,$AO124-SUM($Y124:AA124)),0)","v":14.771482505954509},{"$f":"MAX(MIN(AC$40,$AO124-SUM($Y124:AB124)),0)","v":0},{"$f":"MAX(MIN(AD$40,$AO124-SUM($Y124:AC124)),0)","v":0},{"$f":"MAX(MIN(AE$40,$AO124-SUM($Y124:AD124)),0)","v":0},{"$f":"MAX(MIN(AF$40,$AO124-SUM($Y124:AE124)),0)","v":0},{"$f":"MAX(MIN(AG$40,$AO124-SUM($Y124:AF124)),0)","v":0},{"$f":"MAX(MIN(AH$40,$AO124-SUM($Y124:AG124)),0)","v":0},{"$f":"MAX(MIN(AI$40,$AO124-SUM($Y124:AH124)),0)","v":0},74.771482505954509,0,{"$f":"INDEX(Demand!$C90:$H90,,$AM$13)","v":2.2495509864470207E-4},{"$f":"INDEX(Demand!$K90:$P90,,$AM$13)","v":0},7.2407045009784738,74.771482505954509,67.530778004976028,59.928038278948634,7.602739726027397,78,78,728,98.8780145067403,60,0,38.8780145067403,0,0,0,0,0,0,0,7.6027397260273979,0]
[null,null,null,9,null,null,null,0,0,0,0,0,0,0,0,0,0,0,0,0,0,null,null,0,0,{"$f":"MAX(MIN(Z$40*IF($Z$37=\"Solar\",$AM125,1),$AO125-SUM($Y125:Y125)),0)","v":60},{"$f":"MAX(MIN(AA$40,$AO125-SUM($Y125:Z125)),0)","v":0},{"$f":"MAX(MIN(AB$40,$AO125-SUM($Y125:AA125)),0)","v":14.774708833592655},{"$f":"MAX(MIN(AC$40,$AO125-SUM($Y125:AB125)),0)","v":0},{"$f":"MAX(MIN(AD$40,$AO125-SUM($Y125:AC125)),0)","v":0},{"$f":"MAX(MIN(AE$40,$AO125-SUM($Y125:AD125)),0)","v":0},{"$f":"MAX(MIN(AF$40,$AO125-SUM($Y125:AE125)),0)","v":0},{"$f":"MAX(MIN(AG$40,$AO125-SUM($Y125:AF125)),0)","v":0},{"$f":"MAX(MIN(AH$40,$AO125-SUM($Y125:AG125)),0)","v":0},{"$f":"MAX(MIN(AI$40,$AO125-SUM($Y125:AH125)),0)","v":0},74.774708833592655,0,{"$f":"INDEX(Demand!$C91:$H91,,$AM$13)","v":2.2496720948418463E-4},{"$f":"INDEX(Demand!$K91:$P91,,$AM$13)","v":0},7.2407045009784738,74.774708833592655,67.534004332614188,59.931264606586794,7.602739726027397,79,79,806,98.871238024328846,60,0,38.871238024328846,0,0,0,0,0,0,0,7.6027397260273979,0]
[null,null,null,null,null,null,null,0,0,0,0,0,0,0,0,0,0,0,0,0,0,null,null,0,0,{"$f":"MAX(MIN(Z$40*IF($Z$37=\"Solar\",$AM126,1),$AO126-SUM($Y126:Y126)),0)","v":60},{"$f":"MAX(MIN(AA$40,$AO126-SUM($Y126:Z126)),0)","v":0},{"$f":"MAX(MIN(AB$40,$AO126-SUM($Y126:AA126)),0)","v":14.795528489204372},{"$f":"MAX(MIN(AC$40,$AO126-SUM($Y126:AB126)),0)","v":0},{"$f":"MAX(MIN(AD$40,$AO126-SUM($Y126:AC126)),0)","v":0},{"$f":"MAX(MIN(AE$40,$AO126-SUM($Y126:AD126)),0)","v":0},{"$f":"MAX(MIN(AF$40,$AO126-SUM($Y126:AE126)),0)","v":0},{"$f":"MAX(MIN(AG$40,$AO126-SUM($Y126:AF126)),0)","v":0},{"$f":"MAX(MIN(AH$40,$AO126-SUM($Y126:AG126)),0)","v":0},{"$f":"MAX(MIN(AI$40,$AO126-SUM($Y126:AH126)),0)","v":0},74.795528489204372,0,{"$f":"INDEX(Demand!$C92:$H92,,$AM$13)","v":2.2504536134458893E-4},{"$f":"INDEX(Demand!$K92:$P92,,$AM$13)","v":0.29384041221769974},7.2407045009784738,74.795528489204372,67.554823988225891,59.952084262198497,7.602739726027397,80,80,727,98.868621104914951,60,0,38.868621104914951,0,0,0,0,0,0,0,7.6027397260273979,0]
[null,null,null,null,null,null,null,0,0,0,0,0,0,0,0,0,0,0,0,0,0,null,null,0,0,{"$f":"MAX(MIN(Z$40*IF($Z$37=\"Solar\",$AM127,1),$AO127-SUM($Y127:Y127)),0)","v":60},{"$f":"MAX(MIN(AA$40,$AO127-SUM($Y127:Z127)),0)","v":0},{"$f":"MAX(MIN(AB$40,$AO127-SUM($Y127:AA127)),0)","v":14.821931052316756},{"$f":"MAX(MIN(AC$40,$AO127-SUM($Y127:AB127)),0)","v":0},{"$f":"MAX(MIN(AD$40,$AO127-SUM($Y127:AC127)),0)","v":0},{"$f":"MAX(MIN(AE$40,$AO127-SUM($Y127:AD127)),0)","v":0},{"$f":"MAX(MIN(AF$40,$AO127-SUM($Y127:AE127)),0)","v":0},{"$f":"MAX(MIN(AG$40,$AO127-SUM($Y127:AF127)),0)","v":0},{"$f":"MAX(MIN(AH$40,$AO127-SUM($Y127:AG127)),0)","v":0},{"$f":"MAX(MIN(AI$40,$AO127-SUM($Y127:AH127)),0)","v":0},74.821931052316756,0,{"$f":"INDEX(Demand!$C93:$H93,,$AM$13)","v":2.2514447006498074E-4},{"$f":"INDEX(Demand!$K93:$P93,,$AM$13)","v":0.52558884215985857},7.2407045009784738,74.821931052316756,67.581226551338275,59.978486825310881,7.602739726027397,81,81,807,98.835804574625087,60,0,38.835804574625087,0,0,0,0,0,0,0,7.6027397260273979,0]
[null,null,null,null,0,null,null,0,0,0,0,0,0,0,0,0,0,0,0,0,0,null,null,0,0,{"$f":"MAX(MIN(Z$40*IF($Z$37=\"Solar\",$AM128,1),$AO128-SUM($Y128:Y128)),0)","v":60},{"$f":"MAX(MIN(AA$40,$AO128-SUM($Y128:Z128)),0)","v":0},{"$f":"MAX(MIN(AB$40,$AO128-SUM($Y128:AA128)),0)","v":14.827287637554122},{"$f":"MAX(MIN(AC$40,$AO128-SUM($Y128:AB128)),0)","v":0},{"$f":"MAX(MIN(AD$40,$AO128-SUM($Y128:AC128)),0)","v":0},{"$f":"MAX(MIN(AE$40,$AO128-SUM($Y128:AD128)),0)","v":0},{"$f":"MAX(MIN(AF$40,$AO128-SUM($Y128:AE128)),0)","v":0},{"$f":"MAX(MIN(AG$40,$AO128-SUM($Y128:AF128)),0)","v":0},{"$f":"MAX(MIN(AH$40,$AO128-SUM($Y128:AG128)),0)","v":0},{"$f":"MAX(MIN(AI$40,$AO128-SUM($Y128:AH128)),0)","v":0},74.827287637554122,0,{"$f":"INDEX(Demand!$C94:$H94,,$AM$13)","v":2.2516457736692285E-4},{"$f":"INDEX(Demand!$K94:$P94,,$AM$13)","v":0.59509984102107338},7.2407045009784738,74.827287637554122,67.586583136575655,59.983843410548261,7.602739726027397,82,82,726,98.82349340989046,60,0,38.82349340989046,0,0,0,0,0,0,0,7.6027397260273979,0]
[null,null,null,null,0,null,null,0,0,0,0,0,0,0,0,0,0,0,0,0,0,null,null,0,0,{"$f":"MAX(MIN(Z$40*IF($Z$37=\"Solar\",$AM129,1),$AO129-SUM($Y129:Y129)),0)","v":60},{"$f":"MAX(MIN(AA$40,$AO129-SUM($Y129:Z129)),0)","v":0},{"$f":"MAX(MIN(AB$40,$AO129-SUM($Y129:AA129)),0)","v":14.863800032360928},{"$f":"MAX(MIN(AC$40,$AO129-SUM($Y129:AB129)),0)","v":0},{"$f":"MAX(MIN(AD$40,$AO129-SUM($Y129:AC129)),0)","v":0},{"$f":"MAX(MIN(AE$40,$AO129-SUM($Y129:AD129)),0)","v":0},{"$f":"MAX(MIN(AF$40,$AO129-SUM($Y129:AE129)),0)","v":0},{"$f":"MAX(MIN(AG$40,$AO129-SUM($Y129:AF129)),0)","v":0},{"$f":"MAX(MIN(AH$40,$AO129-SUM($Y129:AG129)),0)","v":0},{"$f":"MAX(MIN(AI$40,$AO129-SUM($Y129:AH129)),0)","v":0},74.863800032360928,0,{"$f":"INDEX(Demand!$C95:$H95,,$AM$13)","v":2.2530163590598742E-4},{"$f":"INDEX(Demand!$K95:$P95,,$AM$13)","v":0.53832970650911605},7.2407045009784738,74.863800032360928,67.623095531382447,60.020355805355052,7.602739726027397,83,83,808,98.803439531390381,60,0,38.803439531390381,0,0,0,0,0,0,0,7.6027397260273979,0]
[null,null,null,null,"x",null,null,0,0,0,0,0,0,0,0,0,0,0,0,0,0,null,null,0,0,{"$f":"MAX(MIN(Z$40*IF($Z$37=\"Solar\",$AM130,1),$AO130-SUM($Y130:Y130)),0)","v":60},{"$f":"MAX(MIN(AA$40,$AO130-SUM($Y130:Z130)),0)","v":0},{"$f":"MAX(MIN(AB$40,$AO130-SUM($Y130:AA130)),0)","v":14.960164656201982},{"$f":"MAX(MIN(AC$40,$AO130-SUM($Y130:AB130)),0)","v":0},{"$f":"MAX(MIN(AD$40,$AO130-SUM($Y130:AC130)),0)","v":0},{"$f":"MAX(MIN(AE$40,$AO130-SUM($Y130:AD130)),0)","v":0},{"$f":"MAX(MIN(AF$40,$AO130-SUM($Y130:AE130)),0)","v":0},{"$f":"MAX(MIN(AG$40,$AO130-SUM($Y130:AF130)),0)","v":0},{"$f":"MAX(MIN(AH$40,$AO130-SUM($Y130:AG130)),0)","v":0},{"$f":"MAX(MIN(AI$40,$AO130-SUM($Y130:AH130)),0)","v":0},74.960164656201982,0,{"$f":"INDEX(Demand!$C96:$H96,,$AM$13)","v":2.2566336497445986E-4},{"$f":"INDEX(Demand!$K96:$P96,,$AM$13)","v":0.57637189793778421},7.2407045009784738,74.960164656201982,67.719460155223501,60.116720429196107,7.602739726027397,84,84,725,98.797215794351473,60,0,38.797215794351473,0,0,0,0,0,0,0,7.6027397260273979,0]
[null,null,null,null,null,null,null,0,0,0,0,0,0,0,0,0,0,0,0,0,0,null,null,0,0,{"$f":"MAX(MIN(Z$40*IF($Z$37=\"Solar\",$AM131,1),$AO131-SUM($Y131:Y131)),0)","v":60},{"$f":"MAX(MIN(AA$40,$AO131-SUM($Y131:Z131)),0)","v":0},{"$f":"MAX(MIN(AB$40,$AO131-SUM($Y131:AA131)),0)","v":14.985343161725524},{"$f":"MAX(MIN(AC$40,$AO131-SUM($Y131:AB131)),0)","v":0},{"$f":"MAX(MIN(AD$40,$AO131-SUM($Y131:AC131)),0)","v":0},{"$f":"MAX(MIN(AE$40,$AO131-SUM($Y131:AD131)),0)","v":0},{"$f":"MAX(MIN(AF$40,$AO131-SUM($Y131:AE131)),0)","v":0},{"$f":"MAX(MIN(AG$40,$AO131-SUM($Y131:AF131)),0)","v":0},{"$f":"MAX(MIN(AH$40,$AO131-SUM($Y131:AG131)),0)","v":0},{"$f":"MAX(MIN(AI$40,$AO131-SUM($Y131:AH131)),0)","v":0},74.985343161725524,0,{"$f":"INDEX(Demand!$C97:$H97,,$AM$13)","v":2.2575787888408279E-4},{"$f":"INDEX(Demand!$K97:$P97,,$AM$13)","v":0.41210494864191421},7.2407045009784738,74.985343161725524,67.744638660747057,60.141898934719663,7.602739726027397,85,85,809,98.78305737501384,60,0,38.78305737501384,0,0,0,0,0,0,0,7.6027397260273979,0]
[null,null,null,null,null,null,null,0,0,0,0,0,0,0,0,0,0,0,0,0,0,null,null,0,0,{"$f":"MAX(MIN(Z$40*IF($Z$37=\"Solar\",$AM132,1),$AO132-SUM($Y132:Y132)),0)","v":60},{"$f":"MAX(MIN(AA$40,$AO132-SUM($Y132:Z132)),0)","v":0},{"$f":"MAX(MIN(AB$40,$AO132-SUM($Y132:AA132)),0)","v":14.991374809981721},{"$f":"MAX(MIN(AC$40,$AO132-SUM($Y132:AB132)),0)","v":0},{"$f":"MAX(MIN(AD$40,$AO132-SUM($Y132:AC132)),0)","v":0},{"$f":"MAX(MIN(AE$40,$AO132-SUM($Y132:AD132)),0)","v":0},{"$f":"MAX(MIN(AF$40,$AO132-SUM($Y132:AE132)),0)","v":0},{"$f":"MAX(MIN(AG$40,$AO132-SUM($Y132:AF132)),0)","v":0},{"$f":"MAX(MIN(AH$40,$AO132-SUM($Y132:AG132)),0)","v":0},{"$f":"MAX(MIN(AI$40,$AO132-SUM($Y132:AH132)),0)","v":0},74.991374809981721,0,{"$f":"INDEX(Demand!$C98:$H98,,$AM$13)","v":2.2578052020636575E-4},{"$f":"INDEX(Demand!$K98:$P98,,$AM$13)","v":0.18537393873110014},7.2407045009784738,74.991374809981721,67.75067030900324,60.147930582975846,7.602739726027397,86,86,724,98.780117580956869,60,0,38.780117580956869,0,0,0,0,0,0,0,7.6027397260273979,0]
[null,null,null,null,null,null,null,0,0,0,0,0,0,0,0,0,0,0,0,0,0,null,null,0,0,{"$f":"MAX(MIN(Z$40*IF($Z$37=\"Solar\",$AM133,1),$AO133-SUM($Y133:Y133)),0)","v":60},{"$f":"MAX(MIN(AA$40,$AO133-SUM($Y133:Z133)),0)","v":0},{"$f":"MAX(MIN(AB$40,$AO133-SUM($Y133:AA133)),0)","v":15.016332021720785},{"$f":"MAX(MIN(AC$40,$AO133-SUM($Y133:AB133)),0)","v":0},{"$f":"MAX(MIN(AD$40,$AO133-SUM($Y133:AC133)),0)","v":0},{"$f":"MAX(MIN(AE$40,$AO133-SUM($Y133:AD133)),0)","v":0},{"$f":"MAX(MIN(AF$40,$AO133-SUM($Y133:AE133)),0)","v":0},{"$f":"MAX(MIN(AG$40,$AO133-SUM($Y133:AF133)),0)","v":0},{"$f":"MAX(MIN(AH$40,$AO133-SUM($Y133:AG133)),0)","v":0},{"$f":"MAX(MIN(AI$40,$AO133-SUM($Y133:AH133)),0)","v":0},75.016332021720785,0,{"$f":"INDEX(Demand!$C99:$H99,,$AM$13)","v":2.2587420343361448E-4},{"$f":"INDEX(Demand!$K99:$P99,,$AM$13)","v":0},7.2407045009784738,75.016332021720785,67.775627520742304,60.17288779471491,7.602739726027397,87,87,810,98.565740328117556,60,0,38.565740328117556,0,0,0,0,0,0,0,7.6027397260273979,0]
[null,null,null,null,null,null,null,0,0,0,0,0,0,0,0,0,0,0,0,0,0,null,null,0,0,{"$f":"MAX(MIN(Z$40*IF($Z$37=\"Solar\",$AM134,1),$AO134-SUM($Y134:Y134)),0)","v":60},{"$f":"MAX(MIN(AA$40,$AO134-SUM($Y134:Z134)),0)","v":0},{"$f":"MAX(MIN(AB$40,$AO134-SUM($Y134:AA134)),0)","v":15.067036214302675},{"$f":"MAX(MIN(AC$40,$AO134-SUM($Y134:AB134)),0)","v":0},{"$f":"MAX(MIN(AD$40,$AO134-SUM($Y134:AC134)),0)","v":0},{"$f":"MAX(MIN(AE$40,$AO134-SUM($Y134:AD134)),0)","v":0},{"$f":"MAX(MIN(AF$40,$AO134-SUM($Y134:AE134)),0)","v":0},{"$f":"MAX(MIN(AG$40,$AO134-SUM($Y134:AF134)),0)","v":0},{"$f":"MAX(MIN(AH$40,$AO134-SUM($Y134:AG134)),0)","v":0},{"$f":"MAX(MIN(AI$40,$AO134-SUM($Y134:AH134)),0)","v":0},75.067036214302675,0,{"$f":"INDEX(Demand!$C100:$H100,,$AM$13)","v":2.2606453448684988E-4},{"$f":"INDEX(Demand!$K100:$P100,,$AM$13)","v":0},7.2407045009784738,75.067036214302675,67.826331713324208,60.223591987296814,7.602739726027397,88,88,723,98.484966239156336,60,0,38.484966239156336,0,0,0,0,0,0,0,7.6027397260273979,0]
[null,null,null,10,null,null,null,0,0,0,0,0,0,0,0,0,0,0,0,0,0,null,null,0,0,{"$f":"MAX(MIN(Z$40*IF($Z$37=\"Solar\",$AM135,1),$AO135-SUM($Y135:Y135)),0)","v":60},{"$f":"MAX(MIN(AA$40,$AO135-SUM($Y135:Z135)),0)","v":0},{"$f":"MAX(MIN(AB$40,$AO135-SUM($Y135:AA135)),0)","v":15.078718930031528},{"$f":"MAX(MIN(AC$40,$AO135-SUM($Y135:AB135)),0)","v":0},{"$f":"MAX(MIN(AD$40,$AO135-SUM($Y135:AC135)),0)","v":0},{"$f":"MAX(MIN(AE$40,$AO135-SUM($Y135:AD135)),0)","v":0},{"$f":"MAX(MIN(AF$40,$AO135-SUM($Y135:AE135)),0)","v":0},{"$f":"MAX(MIN(AG$40,$AO135-SUM($Y135:AF135)),0)","v":0},{"$f":"MAX(MIN(AH$40,$AO135-SUM($Y135:AG135)),0)","v":0},{"$f":"MAX(MIN(AI$40,$AO135-SUM($Y135:AH135)),0)","v":0},75.078718930031528,0,{"$f":"INDEX(Demand!$C101:$H101,,$AM$13)","v":2.2610838852487103E-4},{"$f":"INDEX(Demand!$K101:$P101,,$AM$13)","v":0},7.2407045009784738,75.078718930031528,67.838014429053047,60.235274703025652,7.602739726027397,89,89,811,98.437478114499754,60,0,38.437478114499754,0,0,0,0,0,0,0,7.6027397260273979,0]
[null,null,null,null,null,null,null,0,0,0,0,0,0,0,0,0,0,0,0,0,0,null,null,0,0,{"$f":"MAX(MIN(Z$40*IF($Z$37=\"Solar\",$AM136,1),$AO136-SUM($Y136:Y136)),0)","v":60},{"$f":"MAX(MIN(AA$40,$AO136-SUM($Y136:Z136)),0)","v":0},{"$f":"MAX(MIN(AB$40,$AO136-SUM($Y136:AA136)),0)","v":15.096303784922952},{"$f":"MAX(MIN(AC$40,$AO136-SUM($Y136:AB136)),0)","v":0},{"$f":"MAX(MIN(AD$40,$AO136-SUM($Y136:AC136)),0)","v":0},{"$f":"MAX(MIN(AE$40,$AO136-SUM($Y136:AD136)),0)","v":0},{"$f":"MAX(MIN(AF$40,$AO136-SUM($Y136:AE136)),0)","v":0},{"$f":"MAX(MIN(AG$40,$AO136-SUM($Y136:AF136)),0)","v":0},{"$f":"MAX(MIN(AH$40,$AO136-SUM($Y136:AG136)),0)","v":0},{"$f":"MAX(MIN(AI$40,$AO136-SUM($Y136:AH136)),0)","v":0},75.096303784922952,0,{"$f":"INDEX(Demand!$C102:$H102,,$AM$13)","v":2.2617439773992901E-4},{"$f":"INDEX(Demand!$K102:$P102,,$AM$13)","v":0},7.2407045009784738,75.096303784922952,67.855599283944485,60.252859557917091,7.602739726027397,90,90,722,98.434040789945158,60,0,38.434040789945158,0,0,0,0,0,0,0,7.6027397260273979,0]
[null,null,null,null,null,null,null,0,0,0,0,0,0,0,0,0,0,0,0,0,0,null,null,0,0,{"$f":"MAX(MIN(Z$40*IF($Z$37=\"Solar\",$AM137,1),$AO137-SUM($Y137:Y137)),0)","v":60},{"$f":"MAX(MIN(AA$40,$AO137-SUM($Y137:Z137)),0)","v":0},{"$f":"MAX(MIN(AB$40,$AO137-SUM($Y137:AA137)),0)","v":15.127832184797512},{"$f":"MAX(MIN(AC$40,$AO137-SUM($Y137:AB137)),0)","v":0},{"$f":"MAX(MIN(AD$40,$AO137-SUM($Y137:AC137)),0)","v":0},{"$f":"MAX(MIN(AE$40,$AO137-SUM($Y137:AD137)),0)","v":0},{"$f":"MAX(MIN(AF$40,$AO137-SUM($Y137:AE137)),0)","v":0},{"$f":"MAX(MIN(AG$40,$AO137-SUM($Y137:AF137)),0)","v":0},{"$f":"MAX(MIN(AH$40,$AO137-SUM($Y137:AG137)),0)","v":0},{"$f":"MAX(MIN(AI$40,$AO137-SUM($Y137:AH137)),0)","v":0},75.127832184797512,0,{"$f":"INDEX(Demand!$C103:$H103,,$AM$13)","v":2.2629274758930796E-4},{"$f":"INDEX(Demand!$K103:$P103,,$AM$13)","v":0},7.2407045009784738,75.127832184797512,67.887127683819045,60.284387957791651,7.602739726027397,91,91,812,98.417816062774875,60,0,38.417816062774875,0,0,0,0,0,0,0,7.6027397260273979,0]
[null,null,null,null,0,null,null,0,0,0,0,0,0,0,0,0,0,0,0,0,0,null,null,0,0,{"$f":"MAX(MIN(Z$40*IF($Z$37=\"Solar\",$AM138,1),$AO138-SUM($Y138:Y138)),0)","v":60},{"$f":"MAX(MIN(AA$40,$AO138-SUM($Y138:Z138)),0)","v":0},{"$f":"MAX(MIN(AB$40,$AO138-SUM($Y138:AA138)),0)","v":15.132342194207467},{"$f":"MAX(MIN(AC$40,$AO138-SUM($Y138:AB138)),0)","v":0},{"$f":"MAX(MIN(AD$40,$AO138-SUM($Y138:AC138)),0)","v":0},{"$f":"MAX(MIN(AE$40,$AO138-SUM($Y138:AD138)),0)","v":0},{"$f":"MAX(MIN(AF$40,$AO138-SUM($Y138:AE138)),0)","v":0},{"$f":"MAX(MIN(AG$40,$AO138-SUM($Y138:AF138)),0)","v":0},{"$f":"MAX(MIN(AH$40,$AO138-SUM($Y138:AG138)),0)","v":0},{"$f":"MAX(MIN(AI$40,$AO138-SUM($Y138:AH138)),0)","v":0},75.132342194207467,0,{"$f":"INDEX(Demand!$C104:$H104,,$AM$13)","v":2.2630967705405998E-4},{"$f":"INDEX(Demand!$K104:$P104,,$AM$13)","v":0},7.2407045009784738,75.132342194207467,67.891637693228986,60.288897967201592,7.602739726027397,92,92,721,98.379485485361954,60,0,38.379485485361954,0,0,0,0,0,0,0,7.6027397260273979,0]
[null,null,null,null,0,null,null,0,0,0,0,0,0,0,0,0,0,0,0,0,0,null,null,0,0,{"$f":"MAX(MIN(Z$40*IF($Z$37=\"Solar\",$AM139,1),$AO139-SUM($Y139:Y139)),0)","v":60},{"$f":"MAX(MIN(AA$40,$AO139-SUM($Y139:Z139)),0)","v":0},{"$f":"MAX(MIN(AB$40,$AO139-SUM($Y139:AA139)),0)","v":15.141429347935542},{"$f":"MAX(MIN(AC$40,$AO139-SUM($Y139:AB139)),0)","v":0},{"$f":"MAX(MIN(AD$40,$AO139-SUM($Y139:AC139)),0)","v":0},{"$f":"MAX(MIN(AE$40,$AO139-SUM($Y139:AD139)),0)","v":0},{"$f":"MAX(MIN(AF$40,$AO139-SUM($Y139:AE139)),0)","v":0},{"$f":"MAX(MIN(AG$40,$AO139-SUM($Y139:AF139)),0)","v":0},{"$f":"MAX(MIN(AH$40,$AO139-SUM($Y139:AG139)),0)","v":0},{"$f":"MAX(MIN(AI$40,$AO139-SUM($Y139:AH139)),0)","v":0},75.141429347935542,0,{"$f":"INDEX(Demand!$C105:$H105,,$AM$13)","v":2.2634378799147773E-4},{"$f":"INDEX(Demand!$K105:$P105,,$AM$13)","v":0},7.2407045009784738,75.141429347935542,67.900724846957075,60.297985120929681,7.602739726027397,93,93,813,98.357551428531366,60,0,38.357551428531366,0,0,0,0,0,0,0,7.6027397260273979,0]
[null,null,null,null,"x",null,null,0,0,0,0,0,0,0,0,0,0,0,0,0,0,null,null,0,0,{"$f":"MAX(MIN(Z$40*IF($Z$37=\"Solar\",$AM140,1),$AO140-SUM($Y140:Y140)),0)","v":60},{"$f":"MAX(MIN(AA$40,$AO140-SUM($Y140:Z140)),0)","v":0},{"$f":"MAX(MIN(AB$40,$AO140-SUM($Y140:AA140)),0)","v":15.173005985410555},{"$f":"MAX(MIN(AC$40,$AO140-SUM($Y140:AB140)),0)","v":0},{"$f":"MAX(MIN(AD$40,$AO140-SUM($Y140:AC140)),0)","v":0},{"$f":"MAX(MIN(AE$40,$AO140-SUM($Y140:AD140)),0)","v":0},{"$f":"MAX(MIN(AF$40,$AO140-SUM($Y140:AE140)),0)","v":0},{"$f":"MAX(MIN(AG$40,$AO140-SUM($Y140:AF140)),0)","v":0},{"$f":"MAX(MIN(AH$40,$AO140-SUM($Y140:AG140)),0)","v":0},{"$f":"MAX(MIN(AI$40,$AO140-SUM($Y140:AH140)),0)","v":0},75.173005985410555,0,{"$f":"INDEX(Demand!$C106:$H106,,$AM$13)","v":2.2646231891293049E-4},{"$f":"INDEX(Demand!$K106:$P106,,$AM$13)","v":0},7.2407045009784738,75.173005985410555,67.932301484432088,60.329561758404694,7.602739726027397,94,94,720,98.285251132518539,60,0,38.285251132518539,0,0,0,0,0,0,0,7.6027397260273979,0]
[null,null,null,null,null,null,null,0,0,0,0,0,0,0,0,0,0,0,0,0,0,null,null,0,0,{"$f":"MAX(MIN(Z$40*IF($Z$37=\"Solar\",$AM141,1),$AO141-SUM($Y141:Y141)),0)","v":60},{"$f":"MAX(MIN(AA$40,$AO141-SUM($Y141:Z141)),0)","v":0},{"$f":"MAX(MIN(AB$40,$AO141-SUM($Y141:AA141)),0)","v":15.200921346368489},{"$f":"MAX(MIN(AC$40,$AO141-SUM($Y141:AB141)),0)","v":0},{"$f":"MAX(MIN(AD$40,$AO141-SUM($Y141:AC141)),0)","v":0},{"$f":"MAX(MIN(AE$40,$AO141-SUM($Y141:AD141)),0)","v":0},{"$f":"MAX(MIN(AF$40,$AO141-SUM($Y141:AE141)),0)","v":0},{"$f":"MAX(MIN(AG$40,$AO141-SUM($Y141:AF141)),0)","v":0},{"$f":"MAX(MIN(AH$40,$AO141-SUM($Y141:AG141)),0)","v":0},{"$f":"MAX(MIN(AI$40,$AO141-SUM($Y141:AH141)),0)","v":0},75.200921346368489,0,{"$f":"INDEX(Demand!$C107:$H107,,$AM$13)","v":2.2656710630391375E-4},{"$f":"INDEX(Demand!$K107:$P107,,$AM$13)","v":0},7.2407045009784738,75.200921346368489,67.960216845390022,60.357477119362628,7.602739726027397,95,95,814,98.192587679015475,60,0,38.192587679015475,0,0,0,0,0,0,0,7.6027397260273979,0]
[null,null,null,null,null,null,null,0,0,0,0,0,0,0,0,0,0,0,0,0,0,null,null,0,0,{"$f":"MAX(MIN(Z$40*IF($Z$37=\"Solar\",$AM142,1),$AO142-SUM($Y142:Y142)),0)","v":60},{"$f":"MAX(MIN(AA$40,$AO142-SUM($Y142:Z142)),0)","v":0},{"$f":"MAX(MIN(AB$40,$AO142-SUM($Y142:AA142)),0)","v":15.208637439428401},{"$f":"MAX(MIN(AC$40,$AO142-SUM($Y142:AB142)),0)","v":0},{"$f":"MAX(MIN(AD$40,$AO142-SUM($Y142:AC142)),0)","v":0},{"$f":"MAX(MIN(AE$40,$AO142-SUM($Y142:AD142)),0)","v":0},{"$f":"MAX(MIN(AF$40,$AO142-SUM($Y142:AE142)),0)","v":0},{"$f":"MAX(MIN(AG$40,$AO142-SUM($Y142:AF142)),0)","v":0},{"$f":"MAX(MIN(AH$40,$AO142-SUM($Y142:AG142)),0)","v":0},{"$f":"MAX(MIN(AI$40,$AO142-SUM($Y142:AH142)),0)","v":0},75.208637439428401,0,{"$f":"INDEX(Demand!$C108:$H108,,$AM$13)","v":2.265960706172017E-4},{"$f":"INDEX(Demand!$K108:$P108,,$AM$13)","v":0},7.2407045009784738,75.208637439428401,67.967932938449934,60.36519321242254,7.602739726027397,96,96,719,98.180674768987956,60,0,38.180674768987956,0,0,0,0,0,0,0,7.6027397260273979,0]
[null,null,null,null,null,null,null,0,0,0,0,0,0,0,0,0,0,0,0,0,0,null,null,0,0,{"$f":"MAX(MIN(Z$40*IF($Z$37=\"Solar\",$AM143,1),$AO143-SUM($Y143:Y143)),0)","v":60},{"$f":"MAX(MIN(AA$40,$AO143-SUM($Y143:Z143)),0)","v":0},{"$f":"MAX(MIN(AB$40,$AO143-SUM($Y143:AA143)),0)","v":15.251501781865414},{"$f":"MAX(MIN(AC$40,$AO143-SUM($Y143:AB143)),0)","v":0},{"$f":"MAX(MIN(AD$40,$AO143-SUM($Y143:AC143)),0)","v":0},{"$f":"MAX(MIN(AE$40,$AO143-SUM($Y143:AD143)),0)","v":0},{"$f":"MAX(MIN(AF$40,$AO143-SUM($Y143:AE143)),0)","v":0},{"$f":"MAX(MIN(AG$40,$AO143-SUM($Y143:AF143)),0)","v":0},{"$f":"MAX(MIN(AH$40,$AO143-SUM($Y143:AG143)),0)","v":0},{"$f":"MAX(MIN(AI$40,$AO143-SUM($Y143:AH143)),0)","v":0},75.251501781865414,0,{"$f":"INDEX(Demand!$C109:$H109,,$AM$13)","v":2.2675697280352677E-4},{"$f":"INDEX(Demand!$K109:$P109,,$AM$13)","v":0},7.2407045009784738,75.251501781865414,68.010797280886933,60.408057554859539,7.602739726027397,97,97,815,98.097939722378158,60,0,38.097939722378158,0,0,0,0,0,0,0,7.6027397260273979,0]
[null,null,null,null,null,null,null,0,0,0,0,0,0,0,0,0,0,0,0,0,0,null,null,0,0,{"$f":"MAX(MIN(Z$40*IF($Z$37=\"Solar\",$AM144,1),$AO144-SUM($Y144:Y144)),0)","v":60},{"$f":"MAX(MIN(AA$40,$AO144-SUM($Y144:Z144)),0)","v":0},{"$f":"MAX(MIN(AB$40,$AO144-SUM($Y144:AA144)),0)","v":15.268433759912256},{"$f":"MAX(MIN(AC$40,$AO144-SUM($Y144:AB144)),0)","v":0},{"$f":"MAX(MIN(AD$40,$AO144-SUM($Y144:AC144)),0)","v":0},{"$f":"MAX(MIN(AE$40,$AO144-SUM($Y144:AD144)),0)","v":0},{"$f":"MAX(MIN(AF$40,$AO144-SUM($Y144:AE144)),0)","v":0},{"$f":"MAX(MIN(AG$40,$AO144-SUM($Y144:AF144)),0)","v":0},{"$f":"MAX(MIN(AH$40,$AO144-SUM($Y144:AG144)),0)","v":0},{"$f":"MAX(MIN(AI$40,$AO144-SUM($Y144:AH144)),0)","v":0},75.268433759912256,0,{"$f":"INDEX(Demand!$C110:$H110,,$AM$13)","v":2.2682053127967854E-4},{"$f":"INDEX(Demand!$K110:$P110,,$AM$13)","v":0},7.2407045009784738,75.268433759912256,68.027729258933775,60.42498953290638,7.602739726027397,98,98,718,98.094499121234804,60,0,38.094499121234804,0,0,0,0,0,0,0,7.6027397260273979,0]
[null,null,null,11,null,null,null,0,0,0,0,0,0,0,0,0,0,0,0,0,0,null,null,0,0,{"$f":"MAX(MIN(Z$40*IF($Z$37=\"Solar\",$AM145,1),$AO145-SUM($Y145:Y145)),0)","v":60},{"$f":"MAX(MIN(AA$40,$AO145-SUM($Y145:Z145)),0)","v":0},{"$f":"MAX(MIN(AB$40,$AO145-SUM($Y145:AA145)),0)","v":15.282250368662375},{"$f":"MAX(MIN(AC$40,$AO145-SUM($Y145:AB145)),0)","v":0},{"$f":"MAX(MIN(AD$40,$AO145-SUM($Y145:AC145)),0)","v":0},{"$f":"MAX(MIN(AE$40,$AO145-SUM($Y145:AD145)),0)","v":0},{"$f":"MAX(MIN(AF$40,$AO145-SUM($Y145:AE145)),0)","v":0},{"$f":"MAX(MIN(AG$40,$AO145-SUM($Y145:AF145)),0)","v":0},{"$f":"MAX(MIN(AH$40,$AO145-SUM($Y145:AG145)),0)","v":0},{"$f":"MAX(MIN(AI$40,$AO145-SUM($Y145:AH145)),0)","v":0},75.282250368662375,0,{"$f":"INDEX(Demand!$C111:$H111,,$AM$13)","v":2.2687239542663846E-4},{"$f":"INDEX(Demand!$K111:$P111,,$AM$13)","v":0},7.2407045009784738,75.282250368662375,68.041545867683894,60.438806141656499,7.602739726027397,99,99,816,98.057527279056075,60,0,38.057527279056075,0,0,0,0,0,0,0,7.6027397260273979,0]
[null,null,null,null,null,null,null,0,0,0,0,0,0,0,0,0,0,0,0,0,0,null,null,0,0,{"$f":"MAX(MIN(Z$40*IF($Z$37=\"Solar\",$AM146,1),$AO146-SUM($Y146:Y146)),0)","v":60},{"$f":"MAX(MIN(AA$40,$AO146-SUM($Y146:Z146)),0)","v":0},{"$f":"MAX(MIN(AB$40,$AO146-SUM($Y146:AA146)),0)","v":15.315886328783023},{"$f":"MAX(MIN(AC$40,$AO146-SUM($Y146:AB146)),0)","v":0},{"$f":"MAX(MIN(AD$40,$AO146-SUM($Y146:AC146)),0)","v":0},{"$f":"MAX(MIN(AE$40,$AO146-SUM($Y146:AD146)),0)","v":0},{"$f":"MAX(MIN(AF$40,$AO146-SUM($Y146:AE146)),0)","v":0},{"$f":"MAX(MIN(AG$40,$AO146-SUM($Y146:AF146)),0)","v":0},{"$f":"MAX(MIN(AH$40,$AO146-SUM($Y146:AG146)),0)","v":0},{"$f":"MAX(MIN(AI$40,$AO146-SUM($Y146:AH146)),0)","v":0},75.315886328783023,0,{"$f":"INDEX(Demand!$C112:$H112,,$AM$13)","v":2.2699865653820245E-4},{"$f":"INDEX(Demand!$K112:$P112,,$AM$13)","v":0},7.2407045009784738,75.315886328783023,68.075181827804542,60.472442101777148,7.602739726027397,100,100,717,97.961478827031982,60,0,37.961478827031982,0,0,0,0,0,0,0,7.6027397260273979,0]
[null,null,null,null,null,null,null,0,0,0,0,0,0,0,0,0,0,0,0,0,0,null,null,0,0,{"$f":"MAX(MIN(Z$40*IF($Z$37=\"Solar\",$AM147,1),$AO147-SUM($Y147:Y147)),0)","v":60},{"$f":"MAX(MIN(AA$40,$AO147-SUM($Y147:Z147)),0)","v":0},{"$f":"MAX(MIN(AB$40,$AO147-SUM($Y147:AA147)),0)","v":15.330805134799732},{"$f":"MAX(MIN(AC$40,$AO147-SUM($Y147:AB147)),0)","v":0},{"$f":"MAX(MIN(AD$40,$AO147-SUM($Y147:AC147)),0)","v":0},{"$f":"MAX(MIN(AE$40,$AO147-SUM($Y147:AD147)),0)","v":0},{"$f":"MAX(MIN(AF$40,$AO147-SUM($Y147:AE147)),0)","v":0},{"$f":"MAX(MIN(AG$40,$AO147-SUM($Y147:AF147)),0)","v":0},{"$f":"MAX(MIN(AH$40,$AO147-SUM($Y147:AG147)),0)","v":0},{"$f":"MAX(MIN(AI$40,$AO147-SUM($Y147:AH147)),0)","v":0},75.330805134799732,0,{"$f":"INDEX(Demand!$C113:$H113,,$AM$13)","v":2.2705465806228923E-4},{"$f":"INDEX(Demand!$K113:$P113,,$AM$13)","v":0},7.2407045009784738,75.330805134799732,68.090100633821251,60.487360907793857,7.602739726027397,101,101,817,97.912614397101009,60,0,37.912614397101009,0,0,0,0,0,0,0,7.6027397260273979,0]
[null,null,null,null,0,null,null,0,0,0,0,0,0,0,0,0,0,0,0,0,0,null,null,0,0,{"$f":"MAX(MIN(Z$40*IF($Z$37=\"Solar\",$AM148,1),$AO148-SUM($Y148:Y148)),0)","v":60},{"$f":"MAX(MIN(AA$40,$AO148-SUM($Y148:Z148)),0)","v":0},{"$f":"MAX(MIN(AB$40,$AO148-SUM($Y148:AA148)),0)","v":15.338761158508021},{"$f":"MAX(MIN(AC$40,$AO148-SUM($Y148:AB148)),0)","v":0},{"$f":"MAX(MIN(AD$40,$AO148-SUM($Y148:AC148)),0)","v":0},{"$f":"MAX(MIN(AE$40,$AO148-SUM($Y148:AD148)),0)","v":0},{"$f":"MAX(MIN(AF$40,$AO148-SUM($Y148:AE148)),0)","v":0},{"$f":"MAX(MIN(AG$40,$AO148-SUM($Y148:AF148)),0)","v":0},{"$f":"MAX(MIN(AH$40,$AO148-SUM($Y148:AG148)),0)","v":0},{"$f":"MAX(MIN(AI$40,$AO148-SUM($Y148:AH148)),0)","v":0},75.338761158508021,0,{"$f":"INDEX(Demand!$C114:$H114,,$AM$13)","v":2.2708452301614917E-4},{"$f":"INDEX(Demand!$K114:$P114,,$AM$13)","v":0},7.2407045009784738,75.338761158508021,68.09805665752954,60.495316931502146,7.602739726027397,102,102,716,97.860624055925001,60,0,37.860624055925001,0,0,0,0,0,0,0,7.6027397260273979,0]
[null,null,null,null,0,null,null,0,0,0,0,0,0,0,0,0,0,0,0,0,0,null,null,0,0,{"$f":"MAX(MIN(Z$40*IF($Z$37=\"Solar\",$AM149,1),$AO149-SUM($Y149:Y149)),0)","v":60},{"$f":"MAX(MIN(AA$40,$AO149-SUM($Y149:Z149)),0)","v":0},{"$f":"MAX(MIN(AB$40,$AO149-SUM($Y149:AA149)),0)","v":15.354034027316175},{"$f":"MAX(MIN(AC$40,$AO149-SUM($Y149:AB149)),0)","v":0},{"$f":"MAX(MIN(AD$40,$AO149-SUM($Y149:AC149)),0)","v":0},{"$f":"MAX(MIN(AE$40,$AO149-SUM($Y149:AD149)),0)","v":0},{"$f":"MAX(MIN(AF$40,$AO149-SUM($Y149:AE149)),0)","v":0},{"$f":"MAX(MIN(AG$40,$AO149-SUM($Y149:AF149)),0)","v":0},{"$f":"MAX(MIN(AH$40,$AO149-SUM($Y149:AG149)),0)","v":0},{"$f":"MAX(MIN(AI$40,$AO149-SUM($Y149:AH149)),0)","v":0},75.354034027316175,0,{"$f":"INDEX(Demand!$C115:$H115,,$AM$13)","v":2.2714185360476834E-4},{"$f":"INDEX(Demand!$K115:$P115,,$AM$13)","v":0},7.2407045009784738,75.354034027316175,68.113329526337694,60.510589800310299,7.602739726027397,103,103,818,97.737451870120452,60,0,37.737451870120452,0,0,0,0,0,0,0,7.6027397260273979,0]
[null,null,null,null,"x",null,null,0,0,0,0,0,0,0,0,0,0,0,0,0,0,null,null,0,0,{"$f":"MAX(MIN(Z$40*IF($Z$37=\"Solar\",$AM150,1),$AO150-SUM($Y150:Y150)),0)","v":60},{"$f":"MAX(MIN(AA$40,$AO150-SUM($Y150:Z150)),0)","v":0},{"$f":"MAX(MIN(AB$40,$AO150-SUM($Y150:AA150)),0)","v":15.413857199536039},{"$f":"MAX(MIN(AC$40,$AO150-SUM($Y150:AB150)),0)","v":0},{"$f":"MAX(MIN(AD$40,$AO150-SUM($Y150:AC150)),0)","v":0},{"$f":"MAX(MIN(AE$40,$AO150-SUM($Y150:AD150)),0)","v":0},{"$f":"MAX(MIN(AF$40,$AO150-SUM($Y150:AE150)),0)","v":0},{"$f":"MAX(MIN(AG$40,$AO150-SUM($Y150:AF150)),0)","v":0},{"$f":"MAX(MIN(AH$40,$AO150-SUM($Y150:AG150)),0)","v":0},{"$f":"MAX(MIN(AI$40,$AO150-SUM($Y150:AH150)),0)","v":0},75.413857199536039,0,{"$f":"INDEX(Demand!$C116:$H116,,$AM$13)","v":2.2736641506205011E-4},{"$f":"INDEX(Demand!$K116:$P116,,$AM$13)","v":0.21857911174752798},7.2407045009784738,75.413857199536039,68.173152698557558,60.570412972530164,7.602739726027397,104,104,715,97.729788485101011,60,0,37.729788485101011,0,0,0,0,0,0,0,7.6027397260273979,0]
[null,null,null,null,null,null,null,0,0,0,0,0,0,0,0,0,0,0,0,0,0,null,null,0,0,{"$f":"MAX(MIN(Z$40*IF($Z$37=\"Solar\",$AM151,1),$AO151-SUM($Y151:Y151)),0)","v":60},{"$f":"MAX(MIN(AA$40,$AO151-SUM($Y151:Z151)),0)","v":0},{"$f":"MAX(MIN(AB$40,$AO151-SUM($Y151:AA151)),0)","v":15.427101942705406},{"$f":"MAX(MIN(AC$40,$AO151-SUM($Y151:AB151)),0)","v":0},{"$f":"MAX(MIN(AD$40,$AO151-SUM($Y151:AC151)),0)","v":0},{"$f":"MAX(MIN(AE$40,$AO151-SUM($Y151:AD151)),0)","v":0},{"$f":"MAX(MIN(AF$40,$AO151-SUM($Y151:AE151)),0)","v":0},{"$f":"MAX(MIN(AG$40,$AO151-SUM($Y151:AF151)),0)","v":0},{"$f":"MAX(MIN(AH$40,$AO151-SUM($Y151:AG151)),0)","v":0},{"$f":"MAX(MIN(AI$40,$AO151-SUM($Y151:AH151)),0)","v":0},75.427101942705406,0,{"$f":"INDEX(Demand!$C117:$H117,,$AM$13)","v":2.2741613256643966E-4},{"$f":"INDEX(Demand!$K117:$P117,,$AM$13)","v":0.43714694839386192},7.2407045009784738,75.427101942705406,68.186397441726925,60.58365771569953,7.602739726027397,105,105,819,97.693986743509669,60,0,37.693986743509669,0,0,0,0,0,0,0,7.6027397260273979,0]
[null,null,null,null,null,null,null,0,0,0,0,0,0,0,0,0,0,0,0,0,0,null,null,0,0,{"$f":"MAX(MIN(Z$40*IF($Z$37=\"Solar\",$AM152,1),$AO152-SUM($Y152:Y152)),0)","v":60},{"$f":"MAX(MIN(AA$40,$AO152-SUM($Y152:Z152)),0)","v":0},{"$f":"MAX(MIN(AB$40,$AO152-SUM($Y152:AA152)),0)","v":15.494878223321621},{"$f":"MAX(MIN(AC$40,$AO152-SUM($Y152:AB152)),0)","v":0},{"$f":"MAX(MIN(AD$40,$AO152-SUM($Y152:AC152)),0)","v":0},{"$f":"MAX(MIN(AE$40,$AO152-SUM($Y152:AD152)),0)","v":0},{"$f":"MAX(MIN(AF$40,$AO152-SUM($Y152:AE152)),0)","v":0},{"$f":"MAX(MIN(AG$40,$AO152-SUM($Y152:AF152)),0)","v":0},{"$f":"MAX(MIN(AH$40,$AO152-SUM($Y152:AG152)),0)","v":0},{"$f":"MAX(MIN(AI$40,$AO152-SUM($Y152:AH152)),0)","v":0},75.494878223321621,0,{"$f":"INDEX(Demand!$C118:$H118,,$AM$13)","v":2.2767054803421829E-4},{"$f":"INDEX(Demand!$K118:$P118,,$AM$13)","v":0.42627775084281394},7.2407045009784738,75.494878223321621,68.254173722343154,60.65143399631576,7.602739726027397,106,106,714,97.619666422344892,60,0,37.619666422344892,0,0,0,0,0,0,0,7.6027397260273979,0]
[null,null,null,null,null,null,null,0,0,0,0,0,0,0,0,0,0,0,0,0,0,null,null,0,0,{"$f":"MAX(MIN(Z$40*IF($Z$37=\"Solar\",$AM153,1),$AO153-SUM($Y153:Y153)),0)","v":60},{"$f":"MAX(MIN(AA$40,$AO153-SUM($Y153:Z153)),0)","v":0},{"$f":"MAX(MIN(AB$40,$AO153-SUM($Y153:AA153)),0)","v":15.508035848273266},{"$f":"MAX(MIN(AC$40,$AO153-SUM($Y153:AB153)),0)","v":0},{"$f":"MAX(MIN(AD$40,$AO153-SUM($Y153:AC153)),0)","v":0},{"$f":"MAX(MIN(AE$40,$AO153-SUM($Y153:AD153)),0)","v":0},{"$f":"MAX(MIN(AF$40,$AO153-SUM($Y153:AE153)),0)","v":0},{"$f":"MAX(MIN(AG$40,$AO153-SUM($Y153:AF153)),0)","v":0},{"$f":"MAX(MIN(AH$40,$AO153-SUM($Y153:AG153)),0)","v":0},{"$f":"MAX(MIN(AI$40,$AO153-SUM($Y153:AH153)),0)","v":0},75.508035848273266,0,{"$f":"INDEX(Demand!$C119:$H119,,$AM$13)","v":2.2771993851827097E-4},{"$f":"INDEX(Demand!$K119:$P119,,$AM$13)","v":0.53655951562165272},7.2407045009784738,75.508035848273266,68.267331347294785,60.664591621267391,7.602739726027397,107,107,820,97.616397753671038,60,0,37.616397753671038,0,0,0,0,0,0,0,7.6027397260273979,0]
[null,null,null,null,null,null,null,0,0,0,0,0,0,0,0,0,0,0,0,0,0,null,null,0,0,{"$f":"MAX(MIN(Z$40*IF($Z$37=\"Solar\",$AM154,1),$AO154-SUM($Y154:Y154)),0)","v":60},{"$f":"MAX(MIN(AA$40,$AO154-SUM($Y154:Z154)),0)","v":0},{"$f":"MAX(MIN(AB$40,$AO154-SUM($Y154:AA154)),0)","v":15.51555041652739},{"$f":"MAX(MIN(AC$40,$AO154-SUM($Y154:AB154)),0)","v":0},{"$f":"MAX(MIN(AD$40,$AO154-SUM($Y154:AC154)),0)","v":0},{"$f":"MAX(MIN(AE$40,$AO154-SUM($Y154:AD154)),0)","v":0},{"$f":"MAX(MIN(AF$40,$AO154-SUM($Y154:AE154)),0)","v":0},{"$f":"MAX(MIN(AG$40,$AO154-SUM($Y154:AF154)),0)","v":0},{"$f":"MAX(MIN(AH$40,$AO154-SUM($Y154:AG154)),0)","v":0},{"$f":"MAX(MIN(AI$40,$AO154-SUM($Y154:AH154)),0)","v":0},75.51555041652739,0,{"$f":"INDEX(Demand!$C120:$H120,,$AM$13)","v":2.2774814635706273E-4},{"$f":"INDEX(Demand!$K120:$P120,,$AM$13)","v":0.45667542366192748},7.2407045009784738,75.51555041652739,68.274845915548909,60.672106189521514,7.602739726027397,108,108,713,97.594370859214962,60,0,37.594370859214962,0,0,0,0,0,0,0,7.6027397260273979,0]
[null,null,null,12,null,null,null,0,0,0,0,0,0,0,0,0,0,0,0,0,0,null,null,0,0,{"$f":"MAX(MIN(Z$40*IF($Z$37=\"Solar\",$AM155,1),$AO155-SUM($Y155:Y155)),0)","v":60},{"$f":"MAX(MIN(AA$40,$AO155-SUM($Y155:Z155)),0)","v":0},{"$f":"MAX(MIN(AB$40,$AO155-SUM($Y155:AA155)),0)","v":15.523017846805828},{"$f":"MAX(MIN(AC$40,$AO155-SUM($Y155:AB155)),0)","v":0},{"$f":"MAX(MIN(AD$40,$AO155-SUM($Y155:AC155)),0)","v":0},{"$f":"MAX(MIN(AE$40,$AO155-SUM($Y155:AD155)),0)","v":0},{"$f":"MAX(MIN(AF$40,$AO155-SUM($Y155:AE155)),0)","v":0},{"$f":"MAX(MIN(AG$40,$AO155-SUM($Y155:AF155)),0)","v":0},{"$f":"MAX(MIN(AH$40,$AO155-SUM($Y155:AG155)),0)","v":0},{"$f":"MAX(MIN(AI$40,$AO155-SUM($Y155:AH155)),0)","v":0},75.523017846805828,0,{"$f":"INDEX(Demand!$C121:$H121,,$AM$13)","v":2.277761772515013E-4},{"$f":"INDEX(Demand!$K121:$P121,,$AM$13)","v":0.30404437879829976},7.2407045009784738,75.523017846805828,68.282313345827347,60.679573619799953,7.602739726027397,109,109,821,97.588084786519943,60,0,37.588084786519943,0,0,0,0,0,0,0,7.6027397260273979,0]
[null,null,null,null,null,null,null,0,0,0,0,0,0,0,0,0,0,0,0,0,0,null,null,0,0,{"$f":"MAX(MIN(Z$40*IF($Z$37=\"Solar\",$AM156,1),$AO156-SUM($Y156:Y156)),0)","v":60},{"$f":"MAX(MIN(AA$40,$AO156-SUM($Y156:Z156)),0)","v":0},{"$f":"MAX(MIN(AB$40,$AO156-SUM($Y156:AA156)),0)","v":15.594601278518212},{"$f":"MAX(MIN(AC$40,$AO156-SUM($Y156:AB156)),0)","v":0},{"$f":"MAX(MIN(AD$40,$AO156-SUM($Y156:AC156)),0)","v":0},{"$f":"MAX(MIN(AE$40,$AO156-SUM($Y156:AD156)),0)","v":0},{"$f":"MAX(MIN(AF$40,$AO156-SUM($Y156:AE156)),0)","v":0},{"$f":"MAX(MIN(AG$40,$AO156-SUM($Y156:AF156)),0)","v":0},{"$f":"MAX(MIN(AH$40,$AO156-SUM($Y156:AG156)),0)","v":0},{"$f":"MAX(MIN(AI$40,$AO156-SUM($Y156:AH156)),0)","v":0},75.594601278518212,0,{"$f":"INDEX(Demand!$C122:$H122,,$AM$13)","v":2.2804488382699822E-4},{"$f":"INDEX(Demand!$K122:$P122,,$AM$13)","v":0.13102795097586009},7.2407045009784738,75.594601278518212,68.353896777539731,60.751157051512337,7.602739726027397,110,110,712,97.533804937443307,60,0,37.533804937443307,0,0,0,0,0,0,0,7.6027397260273979,0]
[null,null,null,null,null,null,null,0,0,0,0,0,0,0,0,0,0,0,0,0,0,null,null,0,0,{"$f":"MAX(MIN(Z$40*IF($Z$37=\"Solar\",$AM157,1),$AO157-SUM($Y157:Y157)),0)","v":60},{"$f":"MAX(MIN(AA$40,$AO157-SUM($Y157:Z157)),0)","v":0},{"$f":"MAX(MIN(AB$40,$AO157-SUM($Y157:AA157)),0)","v":15.619797083772426},{"$f":"MAX(MIN(AC$40,$AO157-SUM($Y157:AB157)),0)","v":0},{"$f":"MAX(MIN(AD$40,$AO157-SUM($Y157:AC157)),0)","v":0},{"$f":"MAX(MIN(AE$40,$AO157-SUM($Y157:AD157)),0)","v":0},{"$f":"MAX(MIN(AF$40,$AO157-SUM($Y157:AE157)),0)","v":0},{"$f":"MAX(MIN(AG$40,$AO157-SUM($Y157:AF157)),0)","v":0},{"$f":"MAX(MIN(AH$40,$AO157-SUM($Y157:AG157)),0)","v":0},{"$f":"MAX(MIN(AI$40,$AO157-SUM($Y157:AH157)),0)","v":0},75.619797083772426,0,{"$f":"INDEX(Demand!$C123:$H123,,$AM$13)","v":2.2813946267555006E-4},{"$f":"INDEX(Demand!$K123:$P123,,$AM$13)","v":0},7.2407045009784738,75.619797083772426,68.379092582793945,60.77635285676655,7.602739726027397,111,111,822,97.49596307649233,60,0,37.49596307649233,0,0,0,0,0,0,0,7.6027397260273979,0]
[null,null,null,null,0,null,null,0,0,0,0,0,0,0,0,0,0,0,0,0,0,null,null,0,0,{"$f":"MAX(MIN(Z$40*IF($Z$37=\"Solar\",$AM158,1),$AO158-SUM($Y158:Y158)),0)","v":60},{"$f":"MAX(MIN(AA$40,$AO158-SUM($Y158:Z158)),0)","v":0},{"$f":"MAX(MIN(AB$40,$AO158-SUM($Y158:AA158)),0)","v":15.643560608323781},{"$f":"MAX(MIN(AC$40,$AO158-SUM($Y158:AB158)),0)","v":0},{"$f":"MAX(MIN(AD$40,$AO158-SUM($Y158:AC158)),0)","v":0},{"$f":"MAX(MIN(AE$40,$AO158-SUM($Y158:AD158)),0)","v":0},{"$f":"MAX(MIN(AF$40,$AO158-SUM($Y158:AE158)),0)","v":0},{"$f":"MAX(MIN(AG$40,$AO158-SUM($Y158:AF158)),0)","v":0},{"$f":"MAX(MIN(AH$40,$AO158-SUM($Y158:AG158)),0)","v":0},{"$f":"MAX(MIN(AI$40,$AO158-SUM($Y158:AH158)),0)","v":0},75.643560608323781,0,{"$f":"INDEX(Demand!$C124:$H124,,$AM$13)","v":2.2822866509503717E-4},{"$f":"INDEX(Demand!$K124:$P124,,$AM$13)","v":0},7.2407045009784738,75.643560608323781,68.402856107345315,60.80011638131792,7.602739726027397,112,112,711,97.425740405405264,60,0,37.425740405405264,0,0,0,0,0,0,0,7.6027397260273979,0]
[null,null,null,null,0,null,null,0,0,0,0,0,0,0,0,0,0,0,0,0,0,null,null,0,0,{"$f":"MAX(MIN(Z$40*IF($Z$37=\"Solar\",$AM159,1),$AO159-SUM($Y159:Y159)),0)","v":60},{"$f":"MAX(MIN(AA$40,$AO159-SUM($Y159:Z159)),0)","v":0},{"$f":"MAX(MIN(AB$40,$AO159-SUM($Y159:AA159)),0)","v":15.662882743070725},{"$f":"MAX(MIN(AC$40,$AO159-SUM($Y159:AB159)),0)","v":0},{"$f":"MAX(MIN(AD$40,$AO159-SUM($Y159:AC159)),0)","v":0},{"$f":"MAX(MIN(AE$40,$AO159-SUM($Y159:AD159)),0)","v":0},{"$f":"MAX(MIN(AF$40,$AO159-SUM($Y159:AE159)),0)","v":0},{"$f":"MAX(MIN(AG$40,$AO159-SUM($Y159:AF159)),0)","v":0},{"$f":"MAX(MIN(AH$40,$AO159-SUM($Y159:AG159)),0)","v":0},{"$f":"MAX(MIN(AI$40,$AO159-SUM($Y159:AH159)),0)","v":0},75.662882743070725,0,{"$f":"INDEX(Demand!$C125:$H125,,$AM$13)","v":2.2830119563087408E-4},{"$f":"INDEX(Demand!$K125:$P125,,$AM$13)","v":0},7.2407045009784738,75.662882743070725,68.422178242092258,60.819438516064864,7.602739726027397,113,113,823,97.3513652541167,60,0,37.3513652541167,0,0,0,0,0,0,0,7.6027397260273979,0]
[null,null,null,null,"x",null,null,0,0,0,0,0,0,0,0,0,0,0,0,0,0,null,null,0,0,{"$f":"MAX(MIN(Z$40*IF($Z$37=\"Solar\",$AM160,1),$AO160-SUM($Y160:Y160)),0)","v":60},{"$f":"MAX(MIN(AA$40,$AO160-SUM($Y160:Z160)),0)","v":0},{"$f":"MAX(MIN(AB$40,$AO160-SUM($Y160:AA160)),0)","v":15.687403930364809},{"$f":"MAX(MIN(AC$40,$AO160-SUM($Y160:AB160)),0)","v":0},{"$f":"MAX(MIN(AD$40,$AO160-SUM($Y160:AC160)),0)","v":0},{"$f":"MAX(MIN(AE$40,$AO160-SUM($Y160:AD160)),0)","v":0},{"$f":"MAX(MIN(AF$40,$AO160-SUM($Y160:AE160)),0)","v":0},{"$f":"MAX(MIN(AG$40,$AO160-SUM($Y160:AF160)),0)","v":0},{"$f":"MAX(MIN(AH$40,$AO160-SUM($Y160:AG160)),0)","v":0},{"$f":"MAX(MIN(AI$40,$AO160-SUM($Y160:AH160)),0)","v":0},75.687403930364809,0,{"$f":"INDEX(Demand!$C126:$H126,,$AM$13)","v":2.2839324212972569E-4},{"$f":"INDEX(Demand!$K126:$P126,,$AM$13)","v":0},7.2407045009784738,75.687403930364809,68.446699429386328,60.843959703358934,7.602739726027397,114,114,710,97.301960840446895,60,0,37.301960840446895,0,0,0,0,0,0,0,7.6027397260273979,0]
[null,null,null,null,null,null,null,0,0,0,0,0,0,0,0,0,0,0,0,0,0,null,null,0,0,{"$f":"MAX(MIN(Z$40*IF($Z$37=\"Solar\",$AM161,1),$AO161-SUM($Y161:Y161)),0)","v":60},{"$f":"MAX(MIN(AA$40,$AO161-SUM($Y161:Z161)),0)","v":0},{"$f":"MAX(MIN(AB$40,$AO161-SUM($Y161:AA161)),0)","v":15.705769543425419},{"$f":"MAX(MIN(AC$40,$AO161-SUM($Y161:AB161)),0)","v":0},{"$f":"MAX(MIN(AD$40,$AO161-SUM($Y161:AC161)),0)","v":0},{"$f":"MAX(MIN(AE$40,$AO161-SUM($Y161:AD161)),0)","v":0},{"$f":"MAX(MIN(AF$40,$AO161-SUM($Y161:AE161)),0)","v":0},{"$f":"MAX(MIN(AG$40,$AO161-SUM($Y161:AF161)),0)","v":0},{"$f":"MAX(MIN(AH$40,$AO161-SUM($Y161:AG161)),0)","v":0},{"$f":"MAX(MIN(AI$40,$AO161-SUM($Y161:AH161)),0)","v":0},75.705769543425419,0,{"$f":"INDEX(Demand!$C127:$H127,,$AM$13)","v":2.28462182118692E-4},{"$f":"INDEX(Demand!$K127:$P127,,$AM$13)","v":0},7.2407045009784738,75.705769543425419,68.465065042446952,60.862325316419557,7.602739726027397,115,115,824,97.292347098002296,60,0,37.292347098002296,0,0,0,0,0,0,0,7.6027397260273979,0]
[null,null,null,null,null,null,null,0,0,0,0,0,0,0,0,0,0,0,0,0,0,null,null,0,0,{"$f":"MAX(MIN(Z$40*IF($Z$37=\"Solar\",$AM162,1),$AO162-SUM($Y162:Y162)),0)","v":60},{"$f":"MAX(MIN(AA$40,$AO162-SUM($Y162:Z162)),0)","v":0},{"$f":"MAX(MIN(AB$40,$AO162-SUM($Y162:AA162)),0)","v":15.715528250745052},{"$f":"MAX(MIN(AC$40,$AO162-SUM($Y162:AB162)),0)","v":0},{"$f":"MAX(MIN(AD$40,$AO162-SUM($Y162:AC162)),0)","v":0},{"$f":"MAX(MIN(AE$40,$AO162-SUM($Y162:AD162)),0)","v":0},{"$f":"MAX(MIN(AF$40,$AO162-SUM($Y162:AE162)),0)","v":0},{"$f":"MAX(MIN(AG$40,$AO162-SUM($Y162:AF162)),0)","v":0},{"$f":"MAX(MIN(AH$40,$AO162-SUM($Y162:AG162)),0)","v":0},{"$f":"MAX(MIN(AI$40,$AO162-SUM($Y162:AH162)),0)","v":0},75.715528250745052,0,{"$f":"INDEX(Demand!$C128:$H128,,$AM$13)","v":2.2849881390292487E-4},{"$f":"INDEX(Demand!$K128:$P128,,$AM$13)","v":0},7.2407045009784738,75.715528250745052,68.474823749766585,60.872084023739191,7.602739726027397,116,116,709,97.251746927488455,60,0,37.251746927488455,0,0,0,0,0,0,0,7.6027397260273979,0]
[null,null,null,null,null,null,null,0,0,0,0,0,0,0,0,0,0,0,0,0,0,null,null,0,0,{"$f":"MAX(MIN(Z$40*IF($Z$37=\"Solar\",$AM163,1),$AO163-SUM($Y163:Y163)),0)","v":60},{"$f":"MAX(MIN(AA$40,$AO163-SUM($Y163:Z163)),0)","v":0},{"$f":"MAX(MIN(AB$40,$AO163-SUM($Y163:AA163)),0)","v":15.760028021845102},{"$f":"MAX(MIN(AC$40,$AO163-SUM($Y163:AB163)),0)","v":0},{"$f":"MAX(MIN(AD$40,$AO163-SUM($Y163:AC163)),0)","v":0},{"$f":"MAX(MIN(AE$40,$AO163-SUM($Y163:AD163)),0)","v":0},{"$f":"MAX(MIN(AF$40,$AO163-SUM($Y163:AE163)),0)","v":0},{"$f":"MAX(MIN(AG$40,$AO163-SUM($Y163:AF163)),0)","v":0},{"$f":"MAX(MIN(AH$40,$AO163-SUM($Y163:AG163)),0)","v":0},{"$f":"MAX(MIN(AI$40,$AO163-SUM($Y163:AH163)),0)","v":0},75.760028021845102,0,{"$f":"INDEX(Demand!$C129:$H129,,$AM$13)","v":2.2866585508573279E-4},{"$f":"INDEX(Demand!$K129:$P129,,$AM$13)","v":0},7.2407045009784738,75.760028021845102,68.519323520866621,60.916583794839227,7.602739726027397,117,117,825,97.209824236104879,60,0,37.209824236104879,0,0,0,0,0,0,0,7.6027397260273979,0]
[null,null,null,null,null,null,null,0,0,0,0,0,0,0,0,0,0,0,0,0,0,null,null,0,0,{"$f":"MAX(MIN(Z$40*IF($Z$37=\"Solar\",$AM164,1),$AO164-SUM($Y164:Y164)),0)","v":60},{"$f":"MAX(MIN(AA$40,$AO164-SUM($Y164:Z164)),0)","v":0},{"$f":"MAX(MIN(AB$40,$AO164-SUM($Y164:AA164)),0)","v":15.769015846748573},{"$f":"MAX(MIN(AC$40,$AO164-SUM($Y164:AB164)),0)","v":0},{"$f":"MAX(MIN(AD$40,$AO164-SUM($Y164:AC164)),0)","v":0},{"$f":"MAX(MIN(AE$40,$AO164-SUM($Y164:AD164)),0)","v":0},{"$f":"MAX(MIN(AF$40,$AO164-SUM($Y164:AE164)),0)","v":0},{"$f":"MAX(MIN(AG$40,$AO164-SUM($Y164:AF164)),0)","v":0},{"$f":"MAX(MIN(AH$40,$AO164-SUM($Y164:AG164)),0)","v":0},{"$f":"MAX(MIN(AI$40,$AO164-SUM($Y164:AH164)),0)","v":0},75.769015846748573,0,{"$f":"INDEX(Demand!$C130:$H130,,$AM$13)","v":2.2869959316720235E-4},{"$f":"INDEX(Demand!$K130:$P130,,$AM$13)","v":0},7.2407045009784738,75.769015846748573,68.528311345770106,60.925571619742712,7.602739726027397,118,118,708,97.183830288693912,60,0,37.183830288693912,0,0,0,0,0,0,0,7.6027397260273979,0]
[null,null,null,13,null,null,null,0,0,0,0,0,0,0,0,0,0,0,0,0,0,null,null,0,0,{"$f":"MAX(MIN(Z$40*IF($Z$37=\"Solar\",$AM165,1),$AO165-SUM($Y165:Y165)),0)","v":60},{"$f":"MAX(MIN(AA$40,$AO165-SUM($Y165:Z165)),0)","v":0},{"$f":"MAX(MIN(AB$40,$AO165-SUM($Y165:AA165)),0)","v":15.803070453608768},{"$f":"MAX(MIN(AC$40,$AO165-SUM($Y165:AB165)),0)","v":0},{"$f":"MAX(MIN(AD$40,$AO165-SUM($Y165:AC165)),0)","v":0},{"$f":"MAX(MIN(AE$40,$AO165-SUM($Y165:AD165)),0)","v":0},{"$f":"MAX(MIN(AF$40,$AO165-SUM($Y165:AE165)),0)","v":0},{"$f":"MAX(MIN(AG$40,$AO165-SUM($Y165:AF165)),0)","v":0},{"$f":"MAX(MIN(AH$40,$AO165-SUM($Y165:AG165)),0)","v":0},{"$f":"MAX(MIN(AI$40,$AO165-SUM($Y165:AH165)),0)","v":0},75.803070453608768,0,{"$f":"INDEX(Demand!$C131:$H131,,$AM$13)","v":2.2882742577553635E-4},{"$f":"INDEX(Demand!$K131:$P131,,$AM$13)","v":0},7.2407045009784738,75.803070453608768,68.562365952630287,60.959626226602893,7.602739726027397,119,119,826,97.153421655412359,60,0,37.153421655412359,0,0,0,0,0,0,0,7.6027397260273979,0]
[null,null,null,null,null,null,null,0,0,0,0,0,0,0,0,0,0,0,0,0,0,null,null,0,0,{"$f":"MAX(MIN(Z$40*IF($Z$37=\"Solar\",$AM166,1),$AO166-SUM($Y166:Y166)),0)","v":60},{"$f":"MAX(MIN(AA$40,$AO166-SUM($Y166:Z166)),0)","v":0},{"$f":"MAX(MIN(AB$40,$AO166-SUM($Y166:AA166)),0)","v":15.821114965677054},{"$f":"MAX(MIN(AC$40,$AO166-SUM($Y166:AB166)),0)","v":0},{"$f":"MAX(MIN(AD$40,$AO166-SUM($Y166:AC166)),0)","v":0},{"$f":"MAX(MIN(AE$40,$AO166-SUM($Y166:AD166)),0)","v":0},{"$f":"MAX(MIN(AF$40,$AO166-SUM($Y166:AE166)),0)","v":0},{"$f":"MAX(MIN(AG$40,$AO166-SUM($Y166:AF166)),0)","v":0},{"$f":"MAX(MIN(AH$40,$AO166-SUM($Y166:AG166)),0)","v":0},{"$f":"MAX(MIN(AI$40,$AO166-SUM($Y166:AH166)),0)","v":0},75.821114965677054,0,{"$f":"INDEX(Demand!$C132:$H132,,$AM$13)","v":2.2889516043044731E-4},{"$f":"INDEX(Demand!$K132:$P132,,$AM$13)","v":0},7.2407045009784738,75.821114965677054,68.580410464698573,60.977670738671179,7.602739726027397,120,120,707,97.13074101140549,60,0,37.13074101140549,0,0,0,0,0,0,0,7.6027397260273979,0]
[null,null,null,null,null,null,null,0,0,0,0,0,0,0,0,0,0,0,0,0,0,null,null,0,0,{"$f":"MAX(MIN(Z$40*IF($Z$37=\"Solar\",$AM167,1),$AO167-SUM($Y167:Y167)),0)","v":60},{"$f":"MAX(MIN(AA$40,$AO167-SUM($Y167:Z167)),0)","v":0},{"$f":"MAX(MIN(AB$40,$AO167-SUM($Y167:AA167)),0)","v":15.854291214204238},{"$f":"MAX(MIN(AC$40,$AO167-SUM($Y167:AB167)),0)","v":0},{"$f":"MAX(MIN(AD$40,$AO167-SUM($Y167:AC167)),0)","v":0},{"$f":"MAX(MIN(AE$40,$AO167-SUM($Y167:AD167)),0)","v":0},{"$f":"MAX(MIN(AF$40,$AO167-SUM($Y167:AE167)),0)","v":0},{"$f":"MAX(MIN(AG$40,$AO167-SUM($Y167:AF167)),0)","v":0},{"$f":"MAX(MIN(AH$40,$AO167-SUM($Y167:AG167)),0)","v":0},{"$f":"MAX(MIN(AI$40,$AO167-SUM($Y167:AH167)),0)","v":0},75.854291214204238,0,{"$f":"INDEX(Demand!$C133:$H133,,$AM$13)","v":2.2901969589789173E-4},{"$f":"INDEX(Demand!$K133:$P133,,$AM$13)","v":0},7.2407045009784738,75.854291214204238,68.613586713225757,61.010846987198363,7.602739726027397,121,121,827,97.09460934735165,60,0,37.09460934735165,0,0,0,0,0,0,0,7.6027397260273979,0]
[null,null,null,null,0,null,null,0,0,0,0,0,0,0,0,0,0,0,0,0,0,null,null,0,0,{"$f":"MAX(MIN(Z$40*IF($Z$37=\"Solar\",$AM168,1),$AO168-SUM($Y168:Y168)),0)","v":60},{"$f":"MAX(MIN(AA$40,$AO168-SUM($Y168:Z168)),0)","v":0},{"$f":"MAX(MIN(AB$40,$AO168-SUM($Y168:AA168)),0)","v":15.886639362856243},{"$f":"MAX(MIN(AC$40,$AO168-SUM($Y168:AB168)),0)","v":0},{"$f":"MAX(MIN(AD$40,$AO168-SUM($Y168:AC168)),0)","v":0},{"$f":"MAX(MIN(AE$40,$AO168-SUM($Y168:AD168)),0)","v":0},{"$f":"MAX(MIN(AF$40,$AO168-SUM($Y168:AE168)),0)","v":0},{"$f":"MAX(MIN(AG$40,$AO168-SUM($Y168:AF168)),0)","v":0},{"$f":"MAX(MIN(AH$40,$AO168-SUM($Y168:AG168)),0)","v":0},{"$f":"MAX(MIN(AI$40,$AO168-SUM($Y168:AH168)),0)","v":0},75.886639362856243,0,{"$f":"INDEX(Demand!$C134:$H134,,$AM$13)","v":2.2914112288232119E-4},{"$f":"INDEX(Demand!$K134:$P134,,$AM$13)","v":0},7.2407045009784738,75.886639362856243,68.645934861877763,61.043195135850368,7.602739726027397,122,122,706,97.067514713617442,60,0,37.067514713617442,0,0,0,0,0,0,0,7.6027397260273979,0]
[null,null,null,null,0,null,null,0,0,0,0,0,0,0,0,0,0,0,0,0,0,null,null,0,0,{"$f":"MAX(MIN(Z$40*IF($Z$37=\"Solar\",$AM169,1),$AO169-SUM($Y169:Y169)),0)","v":60},{"$f":"MAX(MIN(AA$40,$AO169-SUM($Y169:Z169)),0)","v":0},{"$f":"MAX(MIN(AB$40,$AO169-SUM($Y169:AA169)),0)","v":15.907724432568415},{"$f":"MAX(MIN(AC$40,$AO169-SUM($Y169:AB169)),0)","v":0},{"$f":"MAX(MIN(AD$40,$AO169-SUM($Y169:AC169)),0)","v":0},{"$f":"MAX(MIN(AE$40,$AO169-SUM($Y169:AD169)),0)","v":0},{"$f":"MAX(MIN(AF$40,$AO169-SUM($Y169:AE169)),0)","v":0},{"$f":"MAX(MIN(AG$40,$AO169-SUM($Y169:AF169)),0)","v":0},{"$f":"MAX(MIN(AH$40,$AO169-SUM($Y169:AG169)),0)","v":0},{"$f":"MAX(MIN(AI$40,$AO169-SUM($Y169:AH169)),0)","v":0},75.907724432568415,0,{"$f":"INDEX(Demand!$C135:$H135,,$AM$13)","v":2.2922027104190144E-4},{"$f":"INDEX(Demand!$K135:$P135,,$AM$13)","v":0},7.2407045009784738,75.907724432568415,68.667019931589948,61.064280205562554,7.602739726027397,123,123,828,97.058892365057034,60,0,37.058892365057034,0,0,0,0,0,0,0,7.6027397260273979,0]
[null,null,null,null,"x",null,null,0,0,0,0,0,0,0,0,0,0,0,0,0,0,null,null,0,0,{"$f":"MAX(MIN(Z$40*IF($Z$37=\"Solar\",$AM170,1),$AO170-SUM($Y170:Y170)),0)","v":60},{"$f":"MAX(MIN(AA$40,$AO170-SUM($Y170:Z170)),0)","v":0},{"$f":"MAX(MIN(AB$40,$AO170-SUM($Y170:AA170)),0)","v":15.930343138000694},{"$f":"MAX(MIN(AC$40,$AO170-SUM($Y170:AB170)),0)","v":0},{"$f":"MAX(MIN(AD$40,$AO170-SUM($Y170:AC170)),0)","v":0},{"$f":"MAX(MIN(AE$40,$AO170-SUM($Y170:AD170)),0)","v":0},{"$f":"MAX(MIN(AF$40,$AO170-SUM($Y170:AE170)),0)","v":0},{"$f":"MAX(MIN(AG$40,$AO170-SUM($Y170:AF170)),0)","v":0},{"$f":"MAX(MIN(AH$40,$AO170-SUM($Y170:AG170)),0)","v":0},{"$f":"MAX(MIN(AI$40,$AO170-SUM($Y170:AH170)),0)","v":0},75.930343138000694,0,{"$f":"INDEX(Demand!$C136:$H136,,$AM$13)","v":2.2930517609232284E-4},{"$f":"INDEX(Demand!$K136:$P136,,$AM$13)","v":0},7.2407045009784738,75.930343138000694,68.689638637022213,61.086898910994819,7.602739726027397,124,124,705,97.042999212222725,60,0,37.042999212222725,0,0,0,0,0,0,0,7.6027397260273979,0]
[null,null,null,null,null,null,null,0,0,0,0,0,0,0,0,0,0,0,0,0,0,null,null,0,0,{"$f":"MAX(MIN(Z$40*IF($Z$37=\"Solar\",$AM171,1),$AO171-SUM($Y171:Y171)),0)","v":60},{"$f":"MAX(MIN(AA$40,$AO171-SUM($Y171:Z171)),0)","v":0},{"$f":"MAX(MIN(AB$40,$AO171-SUM($Y171:AA171)),0)","v":15.933992887269596},{"$f":"MAX(MIN(AC$40,$AO171-SUM($Y171:AB171)),0)","v":0},{"$f":"MAX(MIN(AD$40,$AO171-SUM($Y171:AC171)),0)","v":0},{"$f":"MAX(MIN(AE$40,$AO171-SUM($Y171:AD171)),0)","v":0},{"$f":"MAX(MIN(AF$40,$AO171-SUM($Y171:AE171)),0)","v":0},{"$f":"MAX(MIN(AG$40,$AO171-SUM($Y171:AF171)),0)","v":0},{"$f":"MAX(MIN(AH$40,$AO171-SUM($Y171:AG171)),0)","v":0},{"$f":"MAX(MIN(AI$40,$AO171-SUM($Y171:AH171)),0)","v":0},75.933992887269596,0,{"$f":"INDEX(Demand!$C137:$H137,,$AM$13)","v":2.2931887635234126E-4},{"$f":"INDEX(Demand!$K137:$P137,,$AM$13)","v":0},7.2407045009784738,75.933992887269596,68.693288386291115,61.090548660263721,7.602739726027397,125,125,829,97.025922696324358,60,0,37.025922696324358,0,0,0,0,0,0,0,7.6027397260273979,0]
[null,null,null,null,null,null,null,0,0,0,0,0,0,0,0,0,0,0,0,0,0,null,null,0,0,{"$f":"MAX(MIN(Z$40*IF($Z$37=\"Solar\",$AM172,1),$AO172-SUM($Y172:Y172)),0)","v":60},{"$f":"MAX(MIN(AA$40,$AO172-SUM($Y172:Z172)),0)","v":0},{"$f":"MAX(MIN(AB$40,$AO172-SUM($Y172:AA172)),0)","v":15.948010359989638},{"$f":"MAX(MIN(AC$40,$AO172-SUM($Y172:AB172)),0)","v":0},{"$f":"MAX(MIN(AD$40,$AO172-SUM($Y172:AC172)),0)","v":0},{"$f":"MAX(MIN(AE$40,$AO172-SUM($Y172:AD172)),0)","v":0},{"$f":"MAX(MIN(AF$40,$AO172-SUM($Y172:AE172)),0)","v":0},{"$f":"MAX(MIN(AG$40,$AO172-SUM($Y172:AF172)),0)","v":0},{"$f":"MAX(MIN(AH$40,$AO172-SUM($Y172:AG172)),0)","v":0},{"$f":"MAX(MIN(AI$40,$AO172-SUM($Y172:AH172)),0)","v":0},75.948010359989638,0,{"$f":"INDEX(Demand!$C138:$H138,,$AM$13)","v":2.2937149449318229E-4},{"$f":"INDEX(Demand!$K138:$P138,,$AM$13)","v":0},7.2407045009784738,75.948010359989638,68.707305859011171,61.104566132983777,7.602739726027397,126,126,704,96.933904753004015,60,0,36.933904753004015,0,0,0,0,0,0,0,7.6027397260273979,0]
[null,null,null,null,null,null,null,0,0,0,0,0,0,0,0,0,0,0,0,0,0,null,null,0,0,{"$f":"MAX(MIN(Z$40*IF($Z$37=\"Solar\",$AM173,1),$AO173-SUM($Y173:Y173)),0)","v":60},{"$f":"MAX(MIN(AA$40,$AO173-SUM($Y173:Z173)),0)","v":0},{"$f":"MAX(MIN(AB$40,$AO173-SUM($Y173:AA173)),0)","v":15.954795538874777},{"$f":"MAX(MIN(AC$40,$AO173-SUM($Y173:AB173)),0)","v":0},{"$f":"MAX(MIN(AD$40,$AO173-SUM($Y173:AC173)),0)","v":0},{"$f":"MAX(MIN(AE$40,$AO173-SUM($Y173:AD173)),0)","v":0},{"$f":"MAX(MIN(AF$40,$AO173-SUM($Y173:AE173)),0)","v":0},{"$f":"MAX(MIN(AG$40,$AO173-SUM($Y173:AF173)),0)","v":0},{"$f":"MAX(MIN(AH$40,$AO173-SUM($Y173:AG173)),0)","v":0},{"$f":"MAX(MIN(AI$40,$AO173-SUM($Y173:AH173)),0)","v":0},75.954795538874777,0,{"$f":"INDEX(Demand!$C139:$H139,,$AM$13)","v":2.2939696438389231E-4},{"$f":"INDEX(Demand!$K139:$P139,,$AM$13)","v":0},7.2407045009784738,75.954795538874777,68.71409103789631,61.111351311868916,7.602739726027397,127,127,830,96.926285865361081,60,0,36.926285865361081,0,0,0,0,0,0,0,7.6027397260273979,0]
[null,null,null,null,null,null,null,0,0,0,0,0,0,0,0,0,0,0,0,0,0,null,null,0,0,{"$f":"MAX(MIN(Z$40*IF($Z$37=\"Solar\",$AM174,1),$AO174-SUM($Y174:Y174)),0)","v":60},{"$f":"MAX(MIN(AA$40,$AO174-SUM($Y174:Z174)),0)","v":0},{"$f":"MAX(MIN(AB$40,$AO174-SUM($Y174:AA174)),0)","v":15.993044625527688},{"$f":"MAX(MIN(AC$40,$AO174-SUM($Y174:AB174)),0)","v":0},{"$f":"MAX(MIN(AD$40,$AO174-SUM($Y174:AC174)),0)","v":0},{"$f":"MAX(MIN(AE$40,$AO174-SUM($Y174:AD174)),0)","v":0},{"$f":"MAX(MIN(AF$40,$AO174-SUM($Y174:AE174)),0)","v":0},{"$f":"MAX(MIN(AG$40,$AO174-SUM($Y174:AF174)),0)","v":0},{"$f":"MAX(MIN(AH$40,$AO174-SUM($Y174:AG174)),0)","v":0},{"$f":"MAX(MIN(AI$40,$AO174-SUM($Y174:AH174)),0)","v":0},75.993044625527688,0,{"$f":"INDEX(Demand!$C140:$H140,,$AM$13)","v":2.2954054203649333E-4},{"$f":"INDEX(Demand!$K140:$P140,,$AM$13)","v":0.25083717626365698},7.2407045009784738,75.993044625527688,68.752340124549221,61.149600398521827,7.602739726027397,128,128,703,96.919027818020965,60,0,36.919027818020965,0,0,0,0,0,0,0,7.6027397260273979,0]
[null,null,null,14,null,null,null,0,0,0,0,0,0,0,0,0,0,0,0,0,0,null,null,{"$f":"IF(MOD(ROW(),1000)=ROW($Y$46),(ROW()-ROW($Y$46)),0)","v":0},0,{"$f":"MAX(MIN(Z$40*IF($Z$37=\"Solar\",$AM175,1),$AO175-SUM($Y175:Y175)),0)","v":60},{"$f":"MAX(MIN(AA$40,$AO175-SUM($Y175:Z175)),0)","v":0},{"$f":"MAX(MIN(AB$40,$AO175-SUM($Y175:AA175)),0)","v":16.017144648834659},{"$f":"MAX(MIN(AC$40,$AO175-SUM($Y175:AB175)),0)","v":0},{"$f":"MAX(MIN(AD$40,$AO175-SUM($Y175:AC175)),0)","v":0},{"$f":"MAX(MIN(AE$40,$AO175-SUM($Y175:AD175)),0)","v":0},{"$f":"MAX(MIN(AF$40,$AO175-SUM($Y175:AE175)),0)","v":0},{"$f":"MAX(MIN(AG$40,$AO175-SUM($Y175:AF175)),0)","v":0},{"$f":"MAX(MIN(AH$40,$AO175-SUM($Y175:AG175)),0)","v":0},{"$f":"MAX(MIN(AI$40,$AO175-SUM($Y175:AH175)),0)","v":0},76.017144648834659,0,{"$f":"INDEX(Demand!$C141:$H141,,$AM$13)","v":2.2963100758944743E-4},{"$f":"INDEX(Demand!$K141:$P141,,$AM$13)","v":0.46288800441983985},{"$f":"IF(AP175>0,Centralised_GWh*Support_thousand/(1-Centralised_HeatLoss)*Centralised_HeatLoss/BaseLoadHours,0)","v":7.2407045009784738},76.017144648834659,{"$f":"Centralised_GWh*Support_thousand*((1-Centralised_WWDemand)*AL175+Centralised_WWDemand/8760)","v":68.776440147856192},61.173700421828798,{"$f":"Centralised_GWh*Support_thousand*Centralised_WWDemand/8760","v":7.602739726027397},129,{"$f":"_xlfn.RANK.EQ(AV175,$AV$47:$AV$8806)","v":129},831,96.907733907668245,60,0,36.907733907668245,0,0,0,0,0,0,0,{"$f":"Centralised_GWh*Support_thousand*(Centralised_WWDemand/8760)","v":7.6027397260273979},0]
[null,null,null,null,null,null,null,0,0,0,0,0,0,0,0,0,0,0,0,0,0,null,null,0,0,{"$f":"MAX(MIN(Z$40*IF($Z$37=\"Solar\",$AM176,1),$AO176-SUM($Y176:Y176)),0)","v":60},{"$f":"MAX(MIN(AA$40,$AO176-SUM($Y176:Z176)),0)","v":0},{"$f":"MAX(MIN(AB$40,$AO176-SUM($Y176:AA176)),0)","v":16.027802637743576},{"$f":"MAX(MIN(AC$40,$AO176-SUM($Y176:AB176)),0)","v":0},{"$f":"MAX(MIN(AD$40,$AO176-SUM($Y176:AC176)),0)","v":0},{"$f":"MAX(MIN(AE$40,$AO176-SUM($Y176:AD176)),0)","v":0},{"$f":"MAX(MIN(AF$40,$AO176-SUM($Y176:AE176)),0)","v":0},{"$f":"MAX(MIN(AG$40,$AO176-SUM($Y176:AF176)),0)","v":0},{"$f":"MAX(MIN(AH$40,$AO176-SUM($Y176:AG176)),0)","v":0},{"$f":"MAX(MIN(AI$40,$AO176-SUM($Y176:AH176)),0)","v":0},{"$f":"SUM(Z176:AI176)","v":76.027802637743576},{"$f":"SUM(Z176:AI176)-AJ176","v":0},{"$f":"INDEX(Demand!$C142:$H142,,$AM$13)","v":2.2967101505532171E-4},{"$f":"INDEX(Demand!$K142:$P142,,$AM$13)","v":0.42865679719475497},7.2407045009784738,76.027802637743576,68.78709813676511,{"$f":"AP176-AR176","v":61.184358410737715},7.602739726027397,130,130,702,96.889231093505288,60,0,36.889231093505288,0,0,0,0,0,0,0,7.6027397260273979,{"$f":"SUM(AW176:BC176)-AV176","v":0}]
[null,null,null,null,null,null,null,0,0,0,0,0,0,0,0,0,0,0,0,0,0,null,null,0,0,{"$f":"MAX(MIN(Z$40*IF($Z$37=\"Solar\",$AM177,1),$AO177-SUM($Y177:Y177)),0)","v":60},{"$f":"MAX(MIN(AA$40,$AO177-SUM($Y177:Z177)),0)","v":0},{"$f":"MAX(MIN(AB$40,$AO177-SUM($Y177:AA177)),0)","v":16.046395418121932},{"$f":"MAX(MIN(AC$40,$AO177-SUM($Y177:AB177)),0)","v":0},{"$f":"MAX(MIN(AD$40,$AO177-SUM($Y177:AC177)),0)","v":0},{"$f":"MAX(MIN(AE$40,$AO177-SUM($Y177:AD177)),0)","v":0},{"$f":"MAX(MIN(AF$40,$AO177-SUM($Y177:AE177)),0)","v":0},{"$f":"MAX(MIN(AG$40,$AO177-SUM($Y177:AF177)),0)","v":0},{"$f":"MAX(MIN(AH$40,$AO177-SUM($Y177:AG177)),0)","v":0},{"$f":"MAX(MIN(AI$40,$AO177-SUM($Y177:AH177)),0)","v":0},76.046395418121932,0,{"$f":"INDEX(Demand!$C143:$H143,,$AM$13)","v":2.2974080777445963E-4},{"$f":"INDEX(Demand!$K143:$P143,,$AM$13)","v":0.55747482833658446},7.2407045009784738,{"$f":"AN177+AP177","v":76.046395418121932},68.805690917143451,61.202951191116057,7.602739726027397,131,131,832,96.879399810896075,60,0,36.879399810896075,0,0,0,0,0,0,0,7.6027397260273979,0]
[null,null,null,null,0,null,null,0,0,0,0,0,0,0,0,0,0,0,0,0,0,null,null,0,0,{"$f":"MAX(MIN(Z$40*IF($Z$37=\"Solar\",$AM178,1),$AO178-SUM($Y178:Y178)),0)","v":60},{"$f":"MAX(MIN(AA$40,$AO178-SUM($Y178:Z178)),0)","v":0},{"$f":"MAX(MIN(AB$40,$AO178-SUM($Y178:AA178)),0)","v":16.051977429538795},{"$f":"MAX(MIN(AC$40,$AO178-SUM($Y178:AB178)),0)","v":0},{"$f":"MAX(MIN(AD$40,$AO178-SUM($Y178:AC178)),0)","v":0},{"$f":"MAX(MIN(AE$40,$AO178-SUM($Y178:AD178)),0)","v":0},{"$f":"MAX(MIN(AF$40,$AO178-SUM($Y178:AE178)),0)","v":0},{"$f":"MAX(MIN(AG$40,$AO178-SUM($Y178:AF178)),0)","v":0},{"$f":"MAX(MIN(AH$40,$AO178-SUM($Y178:AG178)),0)","v":0},{"$f":"MAX(MIN(AI$40,$AO178-SUM($Y178:AH178)),0)","v":0},76.051977429538795,0,{"$f":"INDEX(Demand!$C144:$H144,,$AM$13)","v":2.297617612707692E-4},{"$f":"INDEX(Demand!$K144:$P144,,$AM$13)","v":0.47188553517267828},7.2407045009784738,76.051977429538795,68.811272928560314,61.208533202532919,7.602739726027397,132,132,701,96.804928291711235,60,0,36.804928291711235,0,0,0,0,0,0,0,7.6027397260273979,0]
[null,null,null,null,0,null,null,0,0,0,0,0,0,0,0,0,0,0,0,0,0,null,null,0,0,{"$f":"MAX(MIN(Z$40*IF($Z$37=\"Solar\",$AM179,1),$AO179-SUM($Y179:Y179)),0)","v":60},{"$f":"MAX(MIN(AA$40,$AO179-SUM($Y179:Z179)),0)","v":0},{"$f":"MAX(MIN(AB$40,$AO179-SUM($Y179:AA179)),0)","v":16.086669289183135},{"$f":"MAX(MIN(AC$40,$AO179-SUM($Y179:AB179)),0)","v":0},{"$f":"MAX(MIN(AD$40,$AO179-SUM($Y179:AC179)),0)","v":0},{"$f":"MAX(MIN(AE$40,$AO179-SUM($Y179:AD179)),0)","v":0},{"$f":"MAX(MIN(AF$40,$AO179-SUM($Y179:AE179)),0)","v":0},{"$f":"MAX(MIN(AG$40,$AO179-SUM($Y179:AF179)),0)","v":0},{"$f":"MAX(MIN(AH$40,$AO179-SUM($Y179:AG179)),0)","v":0},{"$f":"MAX(MIN(AI$40,$AO179-SUM($Y179:AH179)),0)","v":0},76.086669289183135,0,{"$f":"INDEX(Demand!$C145:$H145,,$AM$13)","v":2.2989198596913386E-4},{"$f":"INDEX(Demand!$K145:$P145,,$AM$13)","v":0.33518620829621959},7.2407045009784738,76.086669289183135,68.845964788204668,61.243225062177274,7.602739726027397,133,133,833,96.773133344932745,60,0,36.773133344932745,0,0,0,0,0,0,0,7.6027397260273979,0]
[null,null,null,null,"x",null,null,0,0,0,0,0,0,0,0,0,0,0,0,0,0,null,null,0,0,{"$f":"MAX(MIN(Z$40*IF($Z$37=\"Solar\",$AM180,1),$AO180-SUM($Y180:Y180)),0)","v":60},{"$f":"MAX(MIN(AA$40,$AO180-SUM($Y180:Z180)),0)","v":0},{"$f":"MAX(MIN(AB$40,$AO180-SUM($Y180:AA180)),0)","v":16.09170360330404},{"$f":"MAX(MIN(AC$40,$AO180-SUM($Y180:AB180)),0)","v":0},{"$f":"MAX(MIN(AD$40,$AO180-SUM($Y180:AC180)),0)","v":0},{"$f":"MAX(MIN(AE$40,$AO180-SUM($Y180:AD180)),0)","v":0},{"$f":"MAX(MIN(AF$40,$AO180-SUM($Y180:AE180)),0)","v":0},{"$f":"MAX(MIN(AG$40,$AO180-SUM($Y180:AF180)),0)","v":0},{"$f":"MAX(MIN(AH$40,$AO180-SUM($Y180:AG180)),0)","v":0},{"$f":"MAX(MIN(AI$40,$AO180-SUM($Y180:AH180)),0)","v":0},76.09170360330404,0,{"$f":"INDEX(Demand!$C146:$H146,,$AM$13)","v":2.2991088354466275E-4},{"$f":"INDEX(Demand!$K146:$P146,,$AM$13)","v":0.14542625520064048},7.2407045009784738,76.09170360330404,68.850999102325559,61.248259376298165,7.602739726027397,134,134,700,96.771019142140204,60,0,36.771019142140204,0,0,0,0,0,0,0,7.6027397260273979,0]
[null,null,null,null,null,null,null,0,0,0,0,0,0,0,0,0,0,0,0,0,0,null,null,0,0,{"$f":"MAX(MIN(Z$40*IF($Z$37=\"Solar\",$AM181,1),$AO181-SUM($Y181:Y181)),0)","v":60},{"$f":"MAX(MIN(AA$40,$AO181-SUM($Y181:Z181)),0)","v":0},{"$f":"MAX(MIN(AB$40,$AO181-SUM($Y181:AA181)),0)","v":16.137219013099241},{"$f":"MAX(MIN(AC$40,$AO181-SUM($Y181:AB181)),0)","v":0},{"$f":"MAX(MIN(AD$40,$AO181-SUM($Y181:AC181)),0)","v":0},{"$f":"MAX(MIN(AE$40,$AO181-SUM($Y181:AD181)),0)","v":0},{"$f":"MAX(MIN(AF$40,$AO181-SUM($Y181:AE181)),0)","v":0},{"$f":"MAX(MIN(AG$40,$AO181-SUM($Y181:AF181)),0)","v":0},{"$f":"MAX(MIN(AH$40,$AO181-SUM($Y181:AG181)),0)","v":0},{"$f":"MAX(MIN(AI$40,$AO181-SUM($Y181:AH181)),0)","v":0},76.137219013099241,0,{"$f":"INDEX(Demand!$C147:$H147,,$AM$13)","v":2.3008173718503519E-4},{"$f":"INDEX(Demand!$K147:$P147,,$AM$13)","v":0},7.2407045009784738,76.137219013099241,68.896514512120774,61.29377478609338,7.602739726027397,135,135,834,96.7339848998013,60,0,36.7339848998013,0,0,0,0,0,0,0,7.6027397260273979,0]
[null,null,null,null,null,null,null,0,0,0,0,0,0,0,0,0,0,0,0,0,0,null,null,0,0,{"$f":"MAX(MIN(Z$40*IF($Z$37=\"Solar\",$AM182,1),$AO182-SUM($Y182:Y182)),0)","v":60},{"$f":"MAX(MIN(AA$40,$AO182-SUM($Y182:Z182)),0)","v":0},{"$f":"MAX(MIN(AB$40,$AO182-SUM($Y182:AA182)),0)","v":16.150697851085425},{"$f":"MAX(MIN(AC$40,$AO182-SUM($Y182:AB182)),0)","v":0},{"$f":"MAX(MIN(AD$40,$AO182-SUM($Y182:AC182)),0)","v":0},{"$f":"MAX(MIN(AE$40,$AO182-SUM($Y182:AD182)),0)","v":0},{"$f":"MAX(MIN(AF$40,$AO182-SUM($Y182:AE182)),0)","v":0},{"$f":"MAX(MIN(AG$40,$AO182-SUM($Y182:AF182)),0)","v":0},{"$f":"MAX(MIN(AH$40,$AO182-SUM($Y182:AG182)),0)","v":0},{"$f":"MAX(MIN(AI$40,$AO182-SUM($Y182:AH182)),0)","v":0},76.150697851085425,0,{"$f":"INDEX(Demand!$C148:$H148,,$AM$13)","v":2.3013233342372206E-4},{"$f":"INDEX(Demand!$K148:$P148,,$AM$13)","v":0},7.2407045009784738,76.150697851085425,68.909993350106959,61.307253624079564,7.602739726027397,136,136,699,96.72724968466801,60,0,36.72724968466801,0,0,0,0,0,0,0,7.6027397260273979,0]
[null,null,null,null,null,null,null,0,0,0,0,0,0,0,0,0,0,0,0,0,0,null,null,0,0,{"$f":"MAX(MIN(Z$40*IF($Z$37=\"Solar\",$AM183,1),$AO183-SUM($Y183:Y183)),0)","v":60},{"$f":"MAX(MIN(AA$40,$AO183-SUM($Y183:Z183)),0)","v":0},{"$f":"MAX(MIN(AB$40,$AO183-SUM($Y183:AA183)),0)","v":16.205958605626051},{"$f":"MAX(MIN(AC$40,$AO183-SUM($Y183:AB183)),0)","v":0},{"$f":"MAX(MIN(AD$40,$AO183-SUM($Y183:AC183)),0)","v":0},{"$f":"MAX(MIN(AE$40,$AO183-SUM($Y183:AD183)),0)","v":0},{"$f":"MAX(MIN(AF$40,$AO183-SUM($Y183:AE183)),0)","v":0},{"$f":"MAX(MIN(AG$40,$AO183-SUM($Y183:AF183)),0)","v":0},{"$f":"MAX(MIN(AH$40,$AO183-SUM($Y183:AG183)),0)","v":0},{"$f":"MAX(MIN(AI$40,$AO183-SUM($Y183:AH183)),0)","v":0},76.205958605626051,0,{"$f":"INDEX(Demand!$C149:$H149,,$AM$13)","v":2.3033976868851416E-4},{"$f":"INDEX(Demand!$K149:$P149,,$AM$13)","v":0},7.2407045009784738,76.205958605626051,68.96525410464757,61.362514378620176,7.602739726027397,137,137,835,96.684447878991875,60,0,36.684447878991875,0,0,0,0,0,0,0,7.6027397260273979,0]
[null,null,null,null,null,null,null,0,0,0,0,0,0,0,0,0,0,0,0,0,0,null,null,0,0,{"$f":"MAX(MIN(Z$40*IF($Z$37=\"Solar\",$AM184,1),$AO184-SUM($Y184:Y184)),0)","v":60},{"$f":"MAX(MIN(AA$40,$AO184-SUM($Y184:Z184)),0)","v":0},{"$f":"MAX(MIN(AB$40,$AO184-SUM($Y184:AA184)),0)","v":16.22419412534083},{"$f":"MAX(MIN(AC$40,$AO184-SUM($Y184:AB184)),0)","v":0},{"$f":"MAX(MIN(AD$40,$AO184-SUM($Y184:AC184)),0)","v":0},{"$f":"MAX(MIN(AE$40,$AO184-SUM($Y184:AD184)),0)","v":0},{"$f":"MAX(MIN(AF$40,$AO184-SUM($Y184:AE184)),0)","v":0},{"$f":"MAX(MIN(AG$40,$AO184-SUM($Y184:AF184)),0)","v":0},{"$f":"MAX(MIN(AH$40,$AO184-SUM($Y184:AG184)),0)","v":0},{"$f":"MAX(MIN(AI$40,$AO184-SUM($Y184:AH184)),0)","v":0},76.22419412534083,0,{"$f":"INDEX(Demand!$C150:$H150,,$AM$13)","v":2.304082203390952E-4},{"$f":"INDEX(Demand!$K150:$P150,,$AM$13)","v":0},7.2407045009784738,76.22419412534083,68.983489624362363,61.380749898334969,7.602739726027397,138,138,698,96.674397975754658,60,0,36.674397975754658,0,0,0,0,0,0,0,7.6027397260273979,0]
[null,null,null,15,null,null,null,null,null,null,null,null,null,null,null,null,null,null,null,null,null,null,null,0,0,{"$f":"MAX(MIN(Z$40*IF($Z$37=\"Solar\",$AM185,1),$AO185-SUM($Y185:Y185)),0)","v":60},{"$f":"MAX(MIN(AA$40,$AO185-SUM($Y185:Z185)),0)","v":0},{"$f":"MAX(MIN(AB$40,$AO185-SUM($Y185:AA185)),0)","v":16.281592952322001},{"$f":"MAX(MIN(AC$40,$AO185-SUM($Y185:AB185)),0)","v":0},{"$f":"MAX(MIN(AD$40,$AO185-SUM($Y185:AC185)),0)","v":0},{"$f":"MAX(MIN(AE$40,$AO185-SUM($Y185:AD185)),0)","v":0},{"$f":"MAX(MIN(AF$40,$AO185-SUM($Y185:AE185)),0)","v":0},{"$f":"MAX(MIN(AG$40,$AO185-SUM($Y185:AF185)),0)","v":0},{"$f":"MAX(MIN(AH$40,$AO185-SUM($Y185:AG185)),0)","v":0},{"$f":"MAX(MIN(AI$40,$AO185-SUM($Y185:AH185)),0)","v":0},76.281592952322001,0,{"$f":"INDEX(Demand!$C151:$H151,,$AM$13)","v":2.3062368140133678E-4},{"$f":"INDEX(Demand!$K151:$P151,,$AM$13)","v":0},7.2407045009784738,76.281592952322001,69.04088845134352,61.438148725316125,7.602739726027397,139,139,836,96.573482565528792,60,0,36.573482565528792,0,0,0,0,0,0,0,7.6027397260273979,0]
[null,null,null,null,null,null,null,null,null,null,null,null,null,null,null,null,null,null,null,null,null,null,null,0,0,{"$f":"MAX(MIN(Z$40*IF($Z$37=\"Solar\",$AM186,1),$AO186-SUM($Y186:Y186)),0)","v":60},{"$f":"MAX(MIN(AA$40,$AO186-SUM($Y186:Z186)),0)","v":0},{"$f":"MAX(MIN(AB$40,$AO186-SUM($Y186:AA186)),0)","v":16.303283892529606},{"$f":"MAX(MIN(AC$40,$AO186-SUM($Y186:AB186)),0)","v":0},{"$f":"MAX(MIN(AD$40,$AO186-SUM($Y186:AC186)),0)","v":0},{"$f":"MAX(MIN(AE$40,$AO186-SUM($Y186:AD186)),0)","v":0},{"$f":"MAX(MIN(AF$40,$AO186-SUM($Y186:AE186)),0)","v":0},{"$f":"MAX(MIN(AG$40,$AO186-SUM($Y186:AF186)),0)","v":0},{"$f":"MAX(MIN(AH$40,$AO186-SUM($Y186:AG186)),0)","v":0},{"$f":"MAX(MIN(AI$40,$AO186-SUM($Y186:AH186)),0)","v":0},76.303283892529606,0,{"$f":"INDEX(Demand!$C152:$H152,,$AM$13)","v":2.3070510384956355E-4},{"$f":"INDEX(Demand!$K152:$P152,,$AM$13)","v":0},7.2407045009784738,76.303283892529606,69.062579391551125,61.459839665523731,7.602739726027397,140,140,697,96.550542780617917,60,0,36.550542780617917,0,0,0,0,0,0,0,7.6027397260273979,0]
[null,null,null,null,null,null,null,null,null,null,null,null,null,null,null,null,null,null,null,null,null,null,null,0,0,{"$f":"MAX(MIN(Z$40*IF($Z$37=\"Solar\",$AM187,1),$AO187-SUM($Y187:Y187)),0)","v":60},{"$f":"MAX(MIN(AA$40,$AO187-SUM($Y187:Z187)),0)","v":0},{"$f":"MAX(MIN(AB$40,$AO187-SUM($Y187:AA187)),0)","v":16.337282531152312},{"$f":"MAX(MIN(AC$40,$AO187-SUM($Y187:AB187)),0)","v":0},{"$f":"MAX(MIN(AD$40,$AO187-SUM($Y187:AC187)),0)","v":0},{"$f":"MAX(MIN(AE$40,$AO187-SUM($Y187:AD187)),0)","v":0},{"$f":"MAX(MIN(AF$40,$AO187-SUM($Y187:AE187)),0)","v":0},{"$f":"MAX(MIN(AG$40,$AO187-SUM($Y187:AF187)),0)","v":0},{"$f":"MAX(MIN(AH$40,$AO187-SUM($Y187:AG187)),0)","v":0},{"$f":"MAX(MIN(AI$40,$AO187-SUM($Y187:AH187)),0)","v":0},76.337282531152312,0,{"$f":"INDEX(Demand!$C153:$H153,,$AM$13)","v":2.3083272636691604E-4},{"$f":"INDEX(Demand!$K153:$P153,,$AM$13)","v":0},7.2407045009784738,76.337282531152312,69.096578030173845,61.49383830414645,7.602739726027397,141,141,837,96.531027328593922,60,0,36.531027328593922,0,0,0,0,0,0,0,7.6027397260273979,0]
[null,null,null,null,null,null,null,null,null,null,null,null,null,null,null,null,null,null,null,null,null,null,null,0,0,{"$f":"MAX(MIN(Z$40*IF($Z$37=\"Solar\",$AM188,1),$AO188-SUM($Y188:Y188)),0)","v":60},{"$f":"MAX(MIN(AA$40,$AO188-SUM($Y188:Z188)),0)","v":0},{"$f":"MAX(MIN(AB$40,$AO188-SUM($Y188:AA188)),0)","v":16.348863833569226},{"$f":"MAX(MIN(AC$40,$AO188-SUM($Y188:AB188)),0)","v":0},{"$f":"MAX(MIN(AD$40,$AO188-SUM($Y188:AC188)),0)","v":0},{"$f":"MAX(MIN(AE$40,$AO188-SUM($Y188:AD188)),0)","v":0},{"$f":"MAX(MIN(AF$40,$AO188-SUM($Y188:AE188)),0)","v":0},{"$f":"MAX(MIN(AG$40,$AO188-SUM($Y188:AF188)),0)","v":0},{"$f":"MAX(MIN(AH$40,$AO188-SUM($Y188:AG188)),0)","v":0},{"$f":"MAX(MIN(AI$40,$AO188-SUM($Y188:AH188)),0)","v":0},76.348863833569226,0,{"$f":"INDEX(Demand!$C154:$H154,,$AM$13)","v":2.308761997243369E-4},{"$f":"INDEX(Demand!$K154:$P154,,$AM$13)","v":0},7.2407045009784738,76.348863833569226,69.108159332590759,61.505419606563365,7.602739726027397,142,142,696,96.487907517154014,60,0,36.487907517154014,0,0,0,0,0,0,0,7.6027397260273979,0]
[null,null,null,null,null,null,null,null,null,null,null,null,null,null,null,null,null,null,null,null,null,null,null,0,0,{"$f":"MAX(MIN(Z$40*IF($Z$37=\"Solar\",$AM189,1),$AO189-SUM($Y189:Y189)),0)","v":60},{"$f":"MAX(MIN(AA$40,$AO189-SUM($Y189:Z189)),0)","v":0},{"$f":"MAX(MIN(AB$40,$AO189-SUM($Y189:AA189)),0)","v":16.375776686680211},{"$f":"MAX(MIN(AC$40,$AO189-SUM($Y189:AB189)),0)","v":0},{"$f":"MAX(MIN(AD$40,$AO189-SUM($Y189:AC189)),0)","v":0},{"$f":"MAX(MIN(AE$40,$AO189-SUM($Y189:AD189)),0)","v":0},{"$f":"MAX(MIN(AF$40,$AO189-SUM($Y189:AE189)),0)","v":0},{"$f":"MAX(MIN(AG$40,$AO189-SUM($Y189:AF189)),0)","v":0},{"$f":"MAX(MIN(AH$40,$AO189-SUM($Y189:AG189)),0)","v":0},{"$f":"MAX(MIN(AI$40,$AO189-SUM($Y189:AH189)),0)","v":0},76.375776686680211,0,{"$f":"INDEX(Demand!$C155:$H155,,$AM$13)","v":2.3097722394772643E-4},{"$f":"INDEX(Demand!$K155:$P155,,$AM$13)","v":0},7.2407045009784738,76.375776686680211,69.135072185701731,61.532332459674336,7.602739726027397,143,143,838,96.348265820019179,60,0,36.348265820019179,0,0,0,0,0,0,0,7.6027397260273979,0]
[null,null,null,null,null,null,null,null,null,null,null,null,null,null,null,null,null,null,null,null,null,null,null,0,0,{"$f":"MAX(MIN(Z$40*IF($Z$37=\"Solar\",$AM190,1),$AO190-SUM($Y190:Y190)),0)","v":60},{"$f":"MAX(MIN(AA$40,$AO190-SUM($Y190:Z190)),0)","v":0},{"$f":"MAX(MIN(AB$40,$AO190-SUM($Y190:AA190)),0)","v":16.380984489193224},{"$f":"MAX(MIN(AC$40,$AO190-SUM($Y190:AB190)),0)","v":0},{"$f":"MAX(MIN(AD$40,$AO190-SUM($Y190:AC190)),0)","v":0},{"$f":"MAX(MIN(AE$40,$AO190-SUM($Y190:AD190)),0)","v":0},{"$f":"MAX(MIN(AF$40,$AO190-SUM($Y190:AE190)),0)","v":0},{"$f":"MAX(MIN(AG$40,$AO190-SUM($Y190:AF190)),0)","v":0},{"$f":"MAX(MIN(AH$40,$AO190-SUM($Y190:AG190)),0)","v":0},{"$f":"MAX(MIN(AI$40,$AO190-SUM($Y190:AH190)),0)","v":0},76.380984489193224,0,{"$f":"INDEX(Demand!$C156:$H156,,$AM$13)","v":2.3099677275595856E-4},{"$f":"INDEX(Demand!$K156:$P156,,$AM$13)","v":0},7.2407045009784738,76.380984489193224,69.140279988214758,61.537540262187363,7.602739726027397,144,144,695,96.344078807715789,60,0,36.344078807715789,0,0,0,0,0,0,0,7.6027397260273979,0]
[null,null,null,null,null,null,null,null,null,null,null,null,null,null,null,null,null,null,null,null,null,null,null,0,0,{"$f":"MAX(MIN(Z$40*IF($Z$37=\"Solar\",$AM191,1),$AO191-SUM($Y191:Y191)),0)","v":60},{"$f":"MAX(MIN(AA$40,$AO191-SUM($Y191:Z191)),0)","v":0},{"$f":"MAX(MIN(AB$40,$AO191-SUM($Y191:AA191)),0)","v":16.403999728571705},{"$f":"MAX(MIN(AC$40,$AO191-SUM($Y191:AB191)),0)","v":0},{"$f":"MAX(MIN(AD$40,$AO191-SUM($Y191:AC191)),0)","v":0},{"$f":"MAX(MIN(AE$40,$AO191-SUM($Y191:AD191)),0)","v":0},{"$f":"MAX(MIN(AF$40,$AO191-SUM($Y191:AE191)),0)","v":0},{"$f":"MAX(MIN(AG$40,$AO191-SUM($Y191:AF191)),0)","v":0},{"$f":"MAX(MIN(AH$40,$AO191-SUM($Y191:AG191)),0)","v":0},{"$f":"MAX(MIN(AI$40,$AO191-SUM($Y191:AH191)),0)","v":0},76.403999728571705,0,{"$f":"INDEX(Demand!$C157:$H157,,$AM$13)","v":2.31083166297169E-4},{"$f":"INDEX(Demand!$K157:$P157,,$AM$13)","v":0},7.2407045009784738,76.403999728571705,69.163295227593224,61.56055550156583,7.602739726027397,145,145,839,96.343732955886225,60,0,36.343732955886225,0,0,0,0,0,0,0,7.6027397260273979,0]
[null,null,null,null,null,null,null,null,null,null,null,null,null,null,null,null,null,null,null,null,null,null,null,0,0,{"$f":"MAX(MIN(Z$40*IF($Z$37=\"Solar\",$AM192,1),$AO192-SUM($Y192:Y192)),0)","v":60},{"$f":"MAX(MIN(AA$40,$AO192-SUM($Y192:Z192)),0)","v":0},{"$f":"MAX(MIN(AB$40,$AO192-SUM($Y192:AA192)),0)","v":16.423516132787995},{"$f":"MAX(MIN(AC$40,$AO192-SUM($Y192:AB192)),0)","v":0},{"$f":"MAX(MIN(AD$40,$AO192-SUM($Y192:AC192)),0)","v":0},{"$f":"MAX(MIN(AE$40,$AO192-SUM($Y192:AD192)),0)","v":0},{"$f":"MAX(MIN(AF$40,$AO192-SUM($Y192:AE192)),0)","v":0},{"$f":"MAX(MIN(AG$40,$AO192-SUM($Y192:AF192)),0)","v":0},{"$f":"MAX(MIN(AH$40,$AO192-SUM($Y192:AG192)),0)","v":0},{"$f":"MAX(MIN(AI$40,$AO192-SUM($Y192:AH192)),0)","v":0},76.423516132787995,0,{"$f":"INDEX(Demand!$C158:$H158,,$AM$13)","v":2.3115642607275568E-4},{"$f":"INDEX(Demand!$K158:$P158,,$AM$13)","v":0},7.2407045009784738,76.423516132787995,69.182811631809514,61.58007190578212,7.602739726027397,146,146,694,96.275417542415028,60,0,36.275417542415028,0,0,0,0,0,0,0,7.6027397260273979,0]
[null,null,null,null,null,null,null,null,null,null,null,null,null,null,null,null,null,null,null,null,null,null,null,0,0,{"$f":"MAX(MIN(Z$40*IF($Z$37=\"Solar\",$AM193,1),$AO193-SUM($Y193:Y193)),0)","v":60},{"$f":"MAX(MIN(AA$40,$AO193-SUM($Y193:Z193)),0)","v":0},{"$f":"MAX(MIN(AB$40,$AO193-SUM($Y193:AA193)),0)","v":16.424537356463588},{"$f":"MAX(MIN(AC$40,$AO193-SUM($Y193:AB193)),0)","v":0},{"$f":"MAX(MIN(AD$40,$AO193-SUM($Y193:AC193)),0)","v":0},{"$f":"MAX(MIN(AE$40,$AO193-SUM($Y193:AD193)),0)","v":0},{"$f":"MAX(MIN(AF$40,$AO193-SUM($Y193:AE193)),0)","v":0},{"$f":"MAX(MIN(AG$40,$AO193-SUM($Y193:AF193)),0)","v":0},{"$f":"MAX(MIN(AH$40,$AO193-SUM($Y193:AG193)),0)","v":0},{"$f":"MAX(MIN(AI$40,$AO193-SUM($Y193:AH193)),0)","v":0},76.424537356463588,0,{"$f":"INDEX(Demand!$C159:$H159,,$AM$13)","v":2.3116025949496138E-4},{"$f":"INDEX(Demand!$K159:$P159,,$AM$13)","v":0},7.2407045009784738,76.424537356463588,69.183832855485122,61.581093129457727,7.602739726027397,147,147,840,96.274574098267408,60,0,36.274574098267408,0,0,0,0,0,0,0,7.6027397260273979,0]
[null,null,null,null,null,null,null,null,null,null,null,null,null,null,null,null,null,null,null,null,null,null,null,0,0,{"$f":"MAX(MIN(Z$40*IF($Z$37=\"Solar\",$AM194,1),$AO194-SUM($Y194:Y194)),0)","v":60},{"$f":"MAX(MIN(AA$40,$AO194-SUM($Y194:Z194)),0)","v":0},{"$f":"MAX(MIN(AB$40,$AO194-SUM($Y194:AA194)),0)","v":16.431367091661144},{"$f":"MAX(MIN(AC$40,$AO194-SUM($Y194:AB194)),0)","v":0},{"$f":"MAX(MIN(AD$40,$AO194-SUM($Y194:AC194)),0)","v":0},{"$f":"MAX(MIN(AE$40,$AO194-SUM($Y194:AD194)),0)","v":0},{"$f":"MAX(MIN(AF$40,$AO194-SUM($Y194:AE194)),0)","v":0},{"$f":"MAX(MIN(AG$40,$AO194-SUM($Y194:AF194)),0)","v":0},{"$f":"MAX(MIN(AH$40,$AO194-SUM($Y194:AG194)),0)","v":0},{"$f":"MAX(MIN(AI$40,$AO194-SUM($Y194:AH194)),0)","v":0},76.431367091661144,0,{"$f":"INDEX(Demand!$C160:$H160,,$AM$13)","v":2.3118589663909635E-4},{"$f":"INDEX(Demand!$K160:$P160,,$AM$13)","v":0},7.2407045009784738,76.431367091661144,69.190662590682678,61.587922864655283,7.602739726027397,148,148,693,96.222163065536819,60,0,36.222163065536819,0,0,0,0,0,0,0,7.6027397260273979,0]
[null,null,null,16,null,null,null,null,null,null,null,null,null,null,null,null,null,null,null,null,null,null,null,0,0,{"$f":"MAX(MIN(Z$40*IF($Z$37=\"Solar\",$AM195,1),$AO195-SUM($Y195:Y195)),0)","v":60},{"$f":"MAX(MIN(AA$40,$AO195-SUM($Y195:Z195)),0)","v":0},{"$f":"MAX(MIN(AB$40,$AO195-SUM($Y195:AA195)),0)","v":16.446123998048421},{"$f":"MAX(MIN(AC$40,$AO195-SUM($Y195:AB195)),0)","v":0},{"$f":"MAX(MIN(AD$40,$AO195-SUM($Y195:AC195)),0)","v":0},{"$f":"MAX(MIN(AE$40,$AO195-SUM($Y195:AD195)),0)","v":0},{"$f":"MAX(MIN(AF$40,$AO195-SUM($Y195:AE195)),0)","v":0},{"$f":"MAX(MIN(AG$40,$AO195-SUM($Y195:AF195)),0)","v":0},{"$f":"MAX(MIN(AH$40,$AO195-SUM($Y195:AG195)),0)","v":0},{"$f":"MAX(MIN(AI$40,$AO195-SUM($Y195:AH195)),0)","v":0},76.446123998048421,0,{"$f":"INDEX(Demand!$C161:$H161,,$AM$13)","v":2.312412904318414E-4},{"$f":"INDEX(Demand!$K161:$P161,,$AM$13)","v":0},7.2407045009784738,76.446123998048421,69.205419497069954,61.60267977104256,7.602739726027397,149,149,841,96.21687201225771,60,0,36.21687201225771,0,0,0,0,0,0,0,7.6027397260273979,0]
[null,null,null,null,null,null,null,null,null,null,null,null,null,null,null,null,null,null,null,null,null,null,null,0,0,{"$f":"MAX(MIN(Z$40*IF($Z$37=\"Solar\",$AM196,1),$AO196-SUM($Y196:Y196)),0)","v":60},{"$f":"MAX(MIN(AA$40,$AO196-SUM($Y196:Z196)),0)","v":0},{"$f":"MAX(MIN(AB$40,$AO196-SUM($Y196:AA196)),0)","v":16.452223782858937},{"$f":"MAX(MIN(AC$40,$AO196-SUM($Y196:AB196)),0)","v":0},{"$f":"MAX(MIN(AD$40,$AO196-SUM($Y196:AC196)),0)","v":0},{"$f":"MAX(MIN(AE$40,$AO196-SUM($Y196:AD196)),0)","v":0},{"$f":"MAX(MIN(AF$40,$AO196-SUM($Y196:AE196)),0)","v":0},{"$f":"MAX(MIN(AG$40,$AO196-SUM($Y196:AF196)),0)","v":0},{"$f":"MAX(MIN(AH$40,$AO196-SUM($Y196:AG196)),0)","v":0},{"$f":"MAX(MIN(AI$40,$AO196-SUM($Y196:AH196)),0)","v":0},76.452223782858937,0,{"$f":"INDEX(Demand!$C162:$H162,,$AM$13)","v":2.3126418752197097E-4},{"$f":"INDEX(Demand!$K162:$P162,,$AM$13)","v":0},7.2407045009784738,76.452223782858937,69.21151928188047,61.608779555853076,7.602739726027397,150,150,692,96.156053426139948,60,0,36.156053426139948,0,0,0,0,0,0,0,7.6027397260273979,0]
[null,null,null,null,null,null,null,null,null,null,null,null,null,null,null,null,null,null,null,null,null,null,null,0,0,{"$f":"MAX(MIN(Z$40*IF($Z$37=\"Solar\",$AM197,1),$AO197-SUM($Y197:Y197)),0)","v":60},{"$f":"MAX(MIN(AA$40,$AO197-SUM($Y197:Z197)),0)","v":0},{"$f":"MAX(MIN(AB$40,$AO197-SUM($Y197:AA197)),0)","v":16.474485957922013},{"$f":"MAX(MIN(AC$40,$AO197-SUM($Y197:AB197)),0)","v":0},{"$f":"MAX(MIN(AD$40,$AO197-SUM($Y197:AC197)),0)","v":0},{"$f":"MAX(MIN(AE$40,$AO197-SUM($Y197:AD197)),0)","v":0},{"$f":"MAX(MIN(AF$40,$AO197-SUM($Y197:AE197)),0)","v":0},{"$f":"MAX(MIN(AG$40,$AO197-SUM($Y197:AF197)),0)","v":0},{"$f":"MAX(MIN(AH$40,$AO197-SUM($Y197:AG197)),0)","v":0},{"$f":"MAX(MIN(AI$40,$AO197-SUM($Y197:AH197)),0)","v":0},76.474485957922013,0,{"$f":"INDEX(Demand!$C163:$H163,,$AM$13)","v":2.3134775424518065E-4},{"$f":"INDEX(Demand!$K163:$P163,,$AM$13)","v":0},7.2407045009784738,76.474485957922013,69.233781456943532,61.631041730916138,7.602739726027397,151,151,842,96.149313601514422,60,0,36.149313601514422,0,0,0,0,0,0,0,7.6027397260273979,0]
[null,null,null,null,null,null,null,null,null,null,null,null,null,null,null,null,null,null,null,null,null,null,null,0,0,{"$f":"MAX(MIN(Z$40*IF($Z$37=\"Solar\",$AM198,1),$AO198-SUM($Y198:Y198)),0)","v":60},{"$f":"MAX(MIN(AA$40,$AO198-SUM($Y198:Z198)),0)","v":0},{"$f":"MAX(MIN(AB$40,$AO198-SUM($Y198:AA198)),0)","v":16.490704766249479},{"$f":"MAX(MIN(AC$40,$AO198-SUM($Y198:AB198)),0)","v":0},{"$f":"MAX(MIN(AD$40,$AO198-SUM($Y198:AC198)),0)","v":0},{"$f":"MAX(MIN(AE$40,$AO198-SUM($Y198:AD198)),0)","v":0},{"$f":"MAX(MIN(AF$40,$AO198-SUM($Y198:AE198)),0)","v":0},{"$f":"MAX(MIN(AG$40,$AO198-SUM($Y198:AF198)),0)","v":0},{"$f":"MAX(MIN(AH$40,$AO198-SUM($Y198:AG198)),0)","v":0},{"$f":"MAX(MIN(AI$40,$AO198-SUM($Y198:AH198)),0)","v":0},76.490704766249479,0,{"$f":"INDEX(Demand!$C164:$H164,,$AM$13)","v":2.3140863565782133E-4},{"$f":"INDEX(Demand!$K164:$P164,,$AM$13)","v":0.14107406613974366},7.2407045009784738,76.490704766249479,69.250000265271012,61.647260539243618,7.602739726027397,152,152,691,96.093708114864512,60,0,36.093708114864512,0,0,0,0,0,0,0,7.6027397260273979,0]
[null,null,null,null,null,null,null,null,null,null,null,null,null,null,null,null,null,null,null,null,null,null,null,0,0,{"$f":"MAX(MIN(Z$40*IF($Z$37=\"Solar\",$AM199,1),$AO199-SUM($Y199:Y199)),0)","v":60},{"$f":"MAX(MIN(AA$40,$AO199-SUM($Y199:Z199)),0)","v":0},{"$f":"MAX(MIN(AB$40,$AO199-SUM($Y199:AA199)),0)","v":16.503353431150117},{"$f":"MAX(MIN(AC$40,$AO199-SUM($Y199:AB199)),0)","v":0},{"$f":"MAX(MIN(AD$40,$AO199-SUM($Y199:AC199)),0)","v":0},{"$f":"MAX(MIN(AE$40,$AO199-SUM($Y199:AD199)),0)","v":0},{"$f":"MAX(MIN(AF$40,$AO199-SUM($Y199:AE199)),0)","v":0},{"$f":"MAX(MIN(AG$40,$AO199-SUM($Y199:AF199)),0)","v":0},{"$f":"MAX(MIN(AH$40,$AO199-SUM($Y199:AG199)),0)","v":0},{"$f":"MAX(MIN(AI$40,$AO199-SUM($Y199:AH199)),0)","v":0},76.503353431150117,0,{"$f":"INDEX(Demand!$C165:$H165,,$AM$13)","v":2.3145611563117206E-4},{"$f":"INDEX(Demand!$K165:$P165,,$AM$13)","v":0.43748520142968295},7.2407045009784738,76.503353431150117,69.262648930171636,61.659909204144242,7.602739726027397,153,153,843,96.060486582114407,60,0,36.060486582114407,0,0,0,0,0,0,0,7.6027397260273979,0]
[null,null,null,null,null,null,null,null,null,null,null,null,null,null,null,null,null,null,null,null,null,null,null,0,0,{"$f":"MAX(MIN(Z$40*IF($Z$37=\"Solar\",$AM200,1),$AO200-SUM($Y200:Y200)),0)","v":60},{"$f":"MAX(MIN(AA$40,$AO200-SUM($Y200:Z200)),0)","v":0},{"$f":"MAX(MIN(AB$40,$AO200-SUM($Y200:AA200)),0)","v":16.520099846542877},{"$f":"MAX(MIN(AC$40,$AO200-SUM($Y200:AB200)),0)","v":0},{"$f":"MAX(MIN(AD$40,$AO200-SUM($Y200:AC200)),0)","v":0},{"$f":"MAX(MIN(AE$40,$AO200-SUM($Y200:AD200)),0)","v":0},{"$f":"MAX(MIN(AF$40,$AO200-SUM($Y200:AE200)),0)","v":0},{"$f":"MAX(MIN(AG$40,$AO200-SUM($Y200:AF200)),0)","v":0},{"$f":"MAX(MIN(AH$40,$AO200-SUM($Y200:AG200)),0)","v":0},{"$f":"MAX(MIN(AI$40,$AO200-SUM($Y200:AH200)),0)","v":0},76.520099846542877,0,{"$f":"INDEX(Demand!$C166:$H166,,$AM$13)","v":2.3151897755081458E-4},{"$f":"INDEX(Demand!$K166:$P166,,$AM$13)","v":0.3451082973469688},7.2407045009784738,76.520099846542877,69.27939534556441,61.676655619537016,7.602739726027397,154,154,690,95.994640687705953,60,0,35.994640687705953,0,0,0,0,0,0,0,7.6027397260273979,0]
[null,null,null,null,null,null,null,null,null,null,null,null,null,null,null,null,null,null,null,null,null,null,null,0,0,{"$f":"MAX(MIN(Z$40*IF($Z$37=\"Solar\",$AM201,1),$AO201-SUM($Y201:Y201)),0)","v":60},{"$f":"MAX(MIN(AA$40,$AO201-SUM($Y201:Z201)),0)","v":0},{"$f":"MAX(MIN(AB$40,$AO201-SUM($Y201:AA201)),0)","v":16.526021181267225},{"$f":"MAX(MIN(AC$40,$AO201-SUM($Y201:AB201)),0)","v":0},{"$f":"MAX(MIN(AD$40,$AO201-SUM($Y201:AC201)),0)","v":0},{"$f":"MAX(MIN(AE$40,$AO201-SUM($Y201:AD201)),0)","v":0},{"$f":"MAX(MIN(AF$40,$AO201-SUM($Y201:AE201)),0)","v":0},{"$f":"MAX(MIN(AG$40,$AO201-SUM($Y201:AF201)),0)","v":0},{"$f":"MAX(MIN(AH$40,$AO201-SUM($Y201:AG201)),0)","v":0},{"$f":"MAX(MIN(AI$40,$AO201-SUM($Y201:AH201)),0)","v":0},76.526021181267225,0,{"$f":"INDEX(Demand!$C167:$H167,,$AM$13)","v":2.3154120478326333E-4},{"$f":"INDEX(Demand!$K167:$P167,,$AM$13)","v":0.31289533323561591},7.2407045009784738,76.526021181267225,69.285316680288744,61.68257695426135,7.602739726027397,155,155,844,95.970441933294779,60,0,35.970441933294779,0,0,0,0,0,0,0,7.6027397260273979,0]
[null,null,null,null,null,null,null,null,null,null,null,null,null,null,null,null,null,null,null,null,null,null,null,0,0,{"$f":"MAX(MIN(Z$40*IF($Z$37=\"Solar\",$AM202,1),$AO202-SUM($Y202:Y202)),0)","v":60},{"$f":"MAX(MIN(AA$40,$AO202-SUM($Y202:Z202)),0)","v":0},{"$f":"MAX(MIN(AB$40,$AO202-SUM($Y202:AA202)),0)","v":16.555444374121493},{"$f":"MAX(MIN(AC$40,$AO202-SUM($Y202:AB202)),0)","v":0},{"$f":"MAX(MIN(AD$40,$AO202-SUM($Y202:AC202)),0)","v":0},{"$f":"MAX(MIN(AE$40,$AO202-SUM($Y202:AD202)),0)","v":0},{"$f":"MAX(MIN(AF$40,$AO202-SUM($Y202:AE202)),0)","v":0},{"$f":"MAX(MIN(AG$40,$AO202-SUM($Y202:AF202)),0)","v":0},{"$f":"MAX(MIN(AH$40,$AO202-SUM($Y202:AG202)),0)","v":0},{"$f":"MAX(MIN(AI$40,$AO202-SUM($Y202:AH202)),0)","v":0},76.555444374121493,0,{"$f":"INDEX(Demand!$C168:$H168,,$AM$13)","v":2.316516522038874E-4},{"$f":"INDEX(Demand!$K168:$P168,,$AM$13)","v":0.34976491414010452},7.2407045009784738,76.555444374121493,69.314739873143012,61.712000147115617,7.602739726027397,156,156,689,95.936717216823297,60,0,35.936717216823297,0,0,0,0,0,0,0,7.6027397260273979,0]
[null,null,null,null,null,null,null,null,null,null,null,null,null,null,null,null,null,null,null,null,null,null,null,0,0,{"$f":"MAX(MIN(Z$40*IF($Z$37=\"Solar\",$AM203,1),$AO203-SUM($Y203:Y203)),0)","v":60},{"$f":"MAX(MIN(AA$40,$AO203-SUM($Y203:Z203)),0)","v":0},{"$f":"MAX(MIN(AB$40,$AO203-SUM($Y203:AA203)),0)","v":16.581746921850311},{"$f":"MAX(MIN(AC$40,$AO203-SUM($Y203:AB203)),0)","v":0},{"$f":"MAX(MIN(AD$40,$AO203-SUM($Y203:AC203)),0)","v":0},{"$f":"MAX(MIN(AE$40,$AO203-SUM($Y203:AD203)),0)","v":0},{"$f":"MAX(MIN(AF$40,$AO203-SUM($Y203:AE203)),0)","v":0},{"$f":"MAX(MIN(AG$40,$AO203-SUM($Y203:AF203)),0)","v":0},{"$f":"MAX(MIN(AH$40,$AO203-SUM($Y203:AG203)),0)","v":0},{"$f":"MAX(MIN(AI$40,$AO203-SUM($Y203:AH203)),0)","v":0},76.581746921850311,0,{"$f":"INDEX(Demand!$C169:$H169,,$AM$13)","v":2.3175038549115784E-4},{"$f":"INDEX(Demand!$K169:$P169,,$AM$13)","v":0.20597354861259884},7.2407045009784738,76.581746921850311,69.341042420871844,61.73830269484445,7.602739726027397,157,157,845,95.892580974457076,60,0,35.892580974457076,0,0,0,0,0,0,0,7.6027397260273979,0]
[null,null,null,null,null,null,null,null,null,null,null,null,null,null,null,null,null,null,null,null,null,null,null,0,0,{"$f":"MAX(MIN(Z$40*IF($Z$37=\"Solar\",$AM204,1),$AO204-SUM($Y204:Y204)),0)","v":60},{"$f":"MAX(MIN(AA$40,$AO204-SUM($Y204:Z204)),0)","v":0},{"$f":"MAX(MIN(AB$40,$AO204-SUM($Y204:AA204)),0)","v":16.613817909503069},{"$f":"MAX(MIN(AC$40,$AO204-SUM($Y204:AB204)),0)","v":0},{"$f":"MAX(MIN(AD$40,$AO204-SUM($Y204:AC204)),0)","v":0},{"$f":"MAX(MIN(AE$40,$AO204-SUM($Y204:AD204)),0)","v":0},{"$f":"MAX(MIN(AF$40,$AO204-SUM($Y204:AE204)),0)","v":0},{"$f":"MAX(MIN(AG$40,$AO204-SUM($Y204:AF204)),0)","v":0},{"$f":"MAX(MIN(AH$40,$AO204-SUM($Y204:AG204)),0)","v":0},{"$f":"MAX(MIN(AI$40,$AO204-SUM($Y204:AH204)),0)","v":0},76.613817909503069,0,{"$f":"INDEX(Demand!$C170:$H170,,$AM$13)","v":2.3187077208144588E-4},{"$f":"INDEX(Demand!$K170:$P170,,$AM$13)","v":1.9009820613140008E-2},7.2407045009784738,76.613817909503069,69.373113408524588,61.770373682497194,7.602739726027397,158,158,688,95.892438369562626,60,0,35.892438369562626,0,0,0,0,0,0,0,7.6027397260273979,0]
[null,null,null,17,null,null,null,null,null,null,null,null,null,null,null,null,null,null,null,null,null,null,null,0,0,{"$f":"MAX(MIN(Z$40*IF($Z$37=\"Solar\",$AM205,1),$AO205-SUM($Y205:Y205)),0)","v":60},{"$f":"MAX(MIN(AA$40,$AO205-SUM($Y205:Z205)),0)","v":0},{"$f":"MAX(MIN(AB$40,$AO205-SUM($Y205:AA205)),0)","v":16.621828975828066},{"$f":"MAX(MIN(AC$40,$AO205-SUM($Y205:AB205)),0)","v":0},{"$f":"MAX(MIN(AD$40,$AO205-SUM($Y205:AC205)),0)","v":0},{"$f":"MAX(MIN(AE$40,$AO205-SUM($Y205:AD205)),0)","v":0},{"$f":"MAX(MIN(AF$40,$AO205-SUM($Y205:AE205)),0)","v":0},{"$f":"MAX(MIN(AG$40,$AO205-SUM($Y205:AF205)),0)","v":0},{"$f":"MAX(MIN(AH$40,$AO205-SUM($Y205:AG205)),0)","v":0},{"$f":"MAX(MIN(AI$40,$AO205-SUM($Y205:AH205)),0)","v":0},76.621828975828066,0,{"$f":"INDEX(Demand!$C171:$H171,,$AM$13)","v":2.3190084365173498E-4},{"$f":"INDEX(Demand!$K171:$P171,,$AM$13)","v":0},7.2407045009784738,76.621828975828066,69.381124474849599,61.778384748822205,7.602739726027397,159,159,846,95.859635807487109,60,0,35.859635807487109,0,0,0,0,0,0,0,7.6027397260273979,0]
[null,null,null,null,null,null,null,null,null,null,null,null,null,null,null,null,null,null,null,null,null,null,null,0,0,{"$f":"MAX(MIN(Z$40*IF($Z$37=\"Solar\",$AM206,1),$AO206-SUM($Y206:Y206)),0)","v":60},{"$f":"MAX(MIN(AA$40,$AO206-SUM($Y206:Z206)),0)","v":0},{"$f":"MAX(MIN(AB$40,$AO206-SUM($Y206:AA206)),0)","v":16.630323398151944},{"$f":"MAX(MIN(AC$40,$AO206-SUM($Y206:AB206)),0)","v":0},{"$f":"MAX(MIN(AD$40,$AO206-SUM($Y206:AC206)),0)","v":0},{"$f":"MAX(MIN(AE$40,$AO206-SUM($Y206:AD206)),0)","v":0},{"$f":"MAX(MIN(AF$40,$AO206-SUM($Y206:AE206)),0)","v":0},{"$f":"MAX(MIN(AG$40,$AO206-SUM($Y206:AF206)),0)","v":0},{"$f":"MAX(MIN(AH$40,$AO206-SUM($Y206:AG206)),0)","v":0},{"$f":"MAX(MIN(AI$40,$AO206-SUM($Y206:AH206)),0)","v":0},76.630323398151944,0,{"$f":"INDEX(Demand!$C172:$H172,,$AM$13)","v":2.3193272962141921E-4},{"$f":"INDEX(Demand!$K172:$P172,,$AM$13)","v":0},7.2407045009784738,76.630323398151944,69.389618897173477,61.786879171146083,7.602739726027397,160,160,687,95.846386989716024,60,0,35.846386989716024,0,0,0,0,0,0,0,7.6027397260273979,0]
[null,null,null,null,null,null,null,null,null,null,null,null,null,null,null,null,null,null,null,null,null,null,null,0,0,{"$f":"MAX(MIN(Z$40*IF($Z$37=\"Solar\",$AM207,1),$AO207-SUM($Y207:Y207)),0)","v":60},{"$f":"MAX(MIN(AA$40,$AO207-SUM($Y207:Z207)),0)","v":0},{"$f":"MAX(MIN(AB$40,$AO207-SUM($Y207:AA207)),0)","v":16.647300671745143},{"$f":"MAX(MIN(AC$40,$AO207-SUM($Y207:AB207)),0)","v":0},{"$f":"MAX(MIN(AD$40,$AO207-SUM($Y207:AC207)),0)","v":0},{"$f":"MAX(MIN(AE$40,$AO207-SUM($Y207:AD207)),0)","v":0},{"$f":"MAX(MIN(AF$40,$AO207-SUM($Y207:AE207)),0)","v":0},{"$f":"MAX(MIN(AG$40,$AO207-SUM($Y207:AF207)),0)","v":0},{"$f":"MAX(MIN(AH$40,$AO207-SUM($Y207:AG207)),0)","v":0},{"$f":"MAX(MIN(AI$40,$AO207-SUM($Y207:AH207)),0)","v":0},76.647300671745143,0,{"$f":"INDEX(Demand!$C173:$H173,,$AM$13)","v":2.319964581258981E-4},{"$f":"INDEX(Demand!$K173:$P173,,$AM$13)","v":0},7.2407045009784738,76.647300671745143,69.406596170766662,61.803856444739267,7.602739726027397,161,161,847,95.84638510869658,60,0,35.84638510869658,0,0,0,0,0,0,0,7.6027397260273979,0]
[null,null,null,null,null,null,null,null,null,null,null,null,null,null,null,null,null,null,null,null,null,null,null,0,0,{"$f":"MAX(MIN(Z$40*IF($Z$37=\"Solar\",$AM208,1),$AO208-SUM($Y208:Y208)),0)","v":60},{"$f":"MAX(MIN(AA$40,$AO208-SUM($Y208:Z208)),0)","v":0},{"$f":"MAX(MIN(AB$40,$AO208-SUM($Y208:AA208)),0)","v":16.665552137154492},{"$f":"MAX(MIN(AC$40,$AO208-SUM($Y208:AB208)),0)","v":0},{"$f":"MAX(MIN(AD$40,$AO208-SUM($Y208:AC208)),0)","v":0},{"$f":"MAX(MIN(AE$40,$AO208-SUM($Y208:AD208)),0)","v":0},{"$f":"MAX(MIN(AF$40,$AO208-SUM($Y208:AE208)),0)","v":0},{"$f":"MAX(MIN(AG$40,$AO208-SUM($Y208:AF208)),0)","v":0},{"$f":"MAX(MIN(AH$40,$AO208-SUM($Y208:AG208)),0)","v":0},{"$f":"MAX(MIN(AI$40,$AO208-SUM($Y208:AH208)),0)","v":0},76.665552137154492,0,{"$f":"INDEX(Demand!$C174:$H174,,$AM$13)","v":2.3206496963269001E-4},{"$f":"INDEX(Demand!$K174:$P174,,$AM$13)","v":0},7.2407045009784738,76.665552137154492,69.424847636176025,61.822107910148631,7.602739726027397,162,162,686,95.827525009845687,60,0,35.827525009845687,0,0,0,0,0,0,0,7.6027397260273979,0]
[null,null,null,null,null,null,null,null,null,null,null,null,null,null,null,null,null,null,null,null,null,null,null,0,0,{"$f":"MAX(MIN(Z$40*IF($Z$37=\"Solar\",$AM209,1),$AO209-SUM($Y209:Y209)),0)","v":60},{"$f":"MAX(MIN(AA$40,$AO209-SUM($Y209:Z209)),0)","v":0},{"$f":"MAX(MIN(AB$40,$AO209-SUM($Y209:AA209)),0)","v":16.693580524165867},{"$f":"MAX(MIN(AC$40,$AO209-SUM($Y209:AB209)),0)","v":0},{"$f":"MAX(MIN(AD$40,$AO209-SUM($Y209:AC209)),0)","v":0},{"$f":"MAX(MIN(AE$40,$AO209-SUM($Y209:AD209)),0)","v":0},{"$f":"MAX(MIN(AF$40,$AO209-SUM($Y209:AE209)),0)","v":0},{"$f":"MAX(MIN(AG$40,$AO209-SUM($Y209:AF209)),0)","v":0},{"$f":"MAX(MIN(AH$40,$AO209-SUM($Y209:AG209)),0)","v":0},{"$f":"MAX(MIN(AI$40,$AO209-SUM($Y209:AH209)),0)","v":0},76.693580524165867,0,{"$f":"INDEX(Demand!$C175:$H175,,$AM$13)","v":2.3217018129564565E-4},{"$f":"INDEX(Demand!$K175:$P175,,$AM$13)","v":0},7.2407045009784738,76.693580524165867,69.4528760231874,61.850136297160006,7.602739726027397,163,163,848,95.78283790891399,60,0,35.78283790891399,0,0,0,0,0,0,0,7.6027397260273979,0]
[null,null,null,null,null,null,null,null,null,null,null,null,null,null,null,null,null,null,null,null,null,null,null,0,0,{"$f":"MAX(MIN(Z$40*IF($Z$37=\"Solar\",$AM210,1),$AO210-SUM($Y210:Y210)),0)","v":60},{"$f":"MAX(MIN(AA$40,$AO210-SUM($Y210:Z210)),0)","v":0},{"$f":"MAX(MIN(AB$40,$AO210-SUM($Y210:AA210)),0)","v":16.71761307714138},{"$f":"MAX(MIN(AC$40,$AO210-SUM($Y210:AB210)),0)","v":0},{"$f":"MAX(MIN(AD$40,$AO210-SUM($Y210:AC210)),0)","v":0},{"$f":"MAX(MIN(AE$40,$AO210-SUM($Y210:AD210)),0)","v":0},{"$f":"MAX(MIN(AF$40,$AO210-SUM($Y210:AE210)),0)","v":0},{"$f":"MAX(MIN(AG$40,$AO210-SUM($Y210:AF210)),0)","v":0},{"$f":"MAX(MIN(AH$40,$AO210-SUM($Y210:AG210)),0)","v":0},{"$f":"MAX(MIN(AI$40,$AO210-SUM($Y210:AH210)),0)","v":0},76.71761307714138,0,{"$f":"INDEX(Demand!$C176:$H176,,$AM$13)","v":2.3226039358158977E-4},{"$f":"INDEX(Demand!$K176:$P176,,$AM$13)","v":0},7.2407045009784738,76.71761307714138,69.476908576162913,61.874168850135518,7.602739726027397,164,164,685,95.755697540245933,60,0,35.755697540245933,0,0,0,0,0,0,0,7.6027397260273979,0]
[null,null,null,null,null,null,null,null,null,null,null,null,null,null,null,null,null,null,null,null,null,null,null,0,0,{"$f":"MAX(MIN(Z$40*IF($Z$37=\"Solar\",$AM211,1),$AO211-SUM($Y211:Y211)),0)","v":60},{"$f":"MAX(MIN(AA$40,$AO211-SUM($Y211:Z211)),0)","v":0},{"$f":"MAX(MIN(AB$40,$AO211-SUM($Y211:AA211)),0)","v":16.725648078573158},{"$f":"MAX(MIN(AC$40,$AO211-SUM($Y211:AB211)),0)","v":0},{"$f":"MAX(MIN(AD$40,$AO211-SUM($Y211:AC211)),0)","v":0},{"$f":"MAX(MIN(AE$40,$AO211-SUM($Y211:AD211)),0)","v":0},{"$f":"MAX(MIN(AF$40,$AO211-SUM($Y211:AE211)),0)","v":0},{"$f":"MAX(MIN(AG$40,$AO211-SUM($Y211:AF211)),0)","v":0},{"$f":"MAX(MIN(AH$40,$AO211-SUM($Y211:AG211)),0)","v":0},{"$f":"MAX(MIN(AI$40,$AO211-SUM($Y211:AH211)),0)","v":0},76.725648078573158,0,{"$f":"INDEX(Demand!$C177:$H177,,$AM$13)","v":2.3229055499837567E-4},{"$f":"INDEX(Demand!$K177:$P177,,$AM$13)","v":0},7.2407045009784738,76.725648078573158,69.484943577594677,61.882203851567283,7.602739726027397,165,165,849,95.745973187437613,60,0,35.745973187437613,0,0,0,0,0,0,0,7.6027397260273979,0]
[null,null,null,null,null,null,null,null,null,null,null,null,null,null,null,null,null,null,null,null,null,null,null,0,0,{"$f":"MAX(MIN(Z$40*IF($Z$37=\"Solar\",$AM212,1),$AO212-SUM($Y212:Y212)),0)","v":60},{"$f":"MAX(MIN(AA$40,$AO212-SUM($Y212:Z212)),0)","v":0},{"$f":"MAX(MIN(AB$40,$AO212-SUM($Y212:AA212)),0)","v":16.756869253360918},{"$f":"MAX(MIN(AC$40,$AO212-SUM($Y212:AB212)),0)","v":0},{"$f":"MAX(MIN(AD$40,$AO212-SUM($Y212:AC212)),0)","v":0},{"$f":"MAX(MIN(AE$40,$AO212-SUM($Y212:AD212)),0)","v":0},{"$f":"MAX(MIN(AF$40,$AO212-SUM($Y212:AE212)),0)","v":0},{"$f":"MAX(MIN(AG$40,$AO212-SUM($Y212:AF212)),0)","v":0},{"$f":"MAX(MIN(AH$40,$AO212-SUM($Y212:AG212)),0)","v":0},{"$f":"MAX(MIN(AI$40,$AO212-SUM($Y212:AH212)),0)","v":0},76.756869253360918,0,{"$f":"INDEX(Demand!$C178:$H178,,$AM$13)","v":2.3240775160043181E-4},{"$f":"INDEX(Demand!$K178:$P178,,$AM$13)","v":0},7.2407045009784738,76.756869253360918,69.516164752382437,61.913425026355043,7.602739726027397,166,166,684,95.66189246050655,60,0,35.66189246050655,0,0,0,0,0,0,0,7.6027397260273979,0]
[null,null,null,null,null,null,null,null,null,null,null,null,null,null,null,null,null,null,null,null,null,null,null,0,0,{"$f":"MAX(MIN(Z$40*IF($Z$37=\"Solar\",$AM213,1),$AO213-SUM($Y213:Y213)),0)","v":60},{"$f":"MAX(MIN(AA$40,$AO213-SUM($Y213:Z213)),0)","v":0},{"$f":"MAX(MIN(AB$40,$AO213-SUM($Y213:AA213)),0)","v":16.783527886750221},{"$f":"MAX(MIN(AC$40,$AO213-SUM($Y213:AB213)),0)","v":0},{"$f":"MAX(MIN(AD$40,$AO213-SUM($Y213:AC213)),0)","v":0},{"$f":"MAX(MIN(AE$40,$AO213-SUM($Y213:AD213)),0)","v":0},{"$f":"MAX(MIN(AF$40,$AO213-SUM($Y213:AE213)),0)","v":0},{"$f":"MAX(MIN(AG$40,$AO213-SUM($Y213:AF213)),0)","v":0},{"$f":"MAX(MIN(AH$40,$AO213-SUM($Y213:AG213)),0)","v":0},{"$f":"MAX(MIN(AI$40,$AO213-SUM($Y213:AH213)),0)","v":0},76.783527886750221,0,{"$f":"INDEX(Demand!$C179:$H179,,$AM$13)","v":2.3250782154558684E-4},{"$f":"INDEX(Demand!$K179:$P179,,$AM$13)","v":0},7.2407045009784738,76.783527886750221,69.54282338577174,61.940083659744346,7.602739726027397,167,167,850,95.651636957639454,60,0,35.651636957639454,0,0,0,0,0,0,0,7.6027397260273979,0]
[null,null,null,null,null,null,null,null,null,null,null,null,null,null,null,null,null,null,null,null,null,null,null,0,0,{"$f":"MAX(MIN(Z$40*IF($Z$37=\"Solar\",$AM214,1),$AO214-SUM($Y214:Y214)),0)","v":60},{"$f":"MAX(MIN(AA$40,$AO214-SUM($Y214:Z214)),0)","v":0},{"$f":"MAX(MIN(AB$40,$AO214-SUM($Y214:AA214)),0)","v":16.811771170816172},{"$f":"MAX(MIN(AC$40,$AO214-SUM($Y214:AB214)),0)","v":0},{"$f":"MAX(MIN(AD$40,$AO214-SUM($Y214:AC214)),0)","v":0},{"$f":"MAX(MIN(AE$40,$AO214-SUM($Y214:AD214)),0)","v":0},{"$f":"MAX(MIN(AF$40,$AO214-SUM($Y214:AE214)),0)","v":0},{"$f":"MAX(MIN(AG$40,$AO214-SUM($Y214:AF214)),0)","v":0},{"$f":"MAX(MIN(AH$40,$AO214-SUM($Y214:AG214)),0)","v":0},{"$f":"MAX(MIN(AI$40,$AO214-SUM($Y214:AH214)),0)","v":0},76.811771170816172,0,{"$f":"INDEX(Demand!$C180:$H180,,$AM$13)","v":2.3261383987916779E-4},{"$f":"INDEX(Demand!$K180:$P180,,$AM$13)","v":0},7.2407045009784738,76.811771170816172,69.571066669837705,61.968326943810311,7.602739726027397,168,168,683,95.536784997442339,60,0,35.536784997442339,0,0,0,0,0,0,0,7.6027397260273979,0]
[null,null,null,18,null,null,null,null,null,null,null,null,null,null,null,null,null,null,null,null,null,null,null,0,0,{"$f":"MAX(MIN(Z$40*IF($Z$37=\"Solar\",$AM215,1),$AO215-SUM($Y215:Y215)),0)","v":60},{"$f":"MAX(MIN(AA$40,$AO215-SUM($Y215:Z215)),0)","v":0},{"$f":"MAX(MIN(AB$40,$AO215-SUM($Y215:AA215)),0)","v":16.855805892009073},{"$f":"MAX(MIN(AC$40,$AO215-SUM($Y215:AB215)),0)","v":0},{"$f":"MAX(MIN(AD$40,$AO215-SUM($Y215:AC215)),0)","v":0},{"$f":"MAX(MIN(AE$40,$AO215-SUM($Y215:AD215)),0)","v":0},{"$f":"MAX(MIN(AF$40,$AO215-SUM($Y215:AE215)),0)","v":0},{"$f":"MAX(MIN(AG$40,$AO215-SUM($Y215:AF215)),0)","v":0},{"$f":"MAX(MIN(AH$40,$AO215-SUM($Y215:AG215)),0)","v":0},{"$f":"MAX(MIN(AI$40,$AO215-SUM($Y215:AH215)),0)","v":0},76.855805892009073,0,{"$f":"INDEX(Demand!$C181:$H181,,$AM$13)","v":2.3277913537914115E-4},{"$f":"INDEX(Demand!$K181:$P181,,$AM$13)","v":0},7.2407045009784738,76.855805892009073,69.615101391030606,62.012361665003212,7.602739726027397,169,169,851,95.505970337639269,60,0,35.505970337639269,0,0,0,0,0,0,0,7.6027397260273979,0]
[null,null,null,null,null,null,null,null,null,null,null,null,null,null,null,null,null,null,null,null,null,null,null,0,0,{"$f":"MAX(MIN(Z$40*IF($Z$37=\"Solar\",$AM216,1),$AO216-SUM($Y216:Y216)),0)","v":60},{"$f":"MAX(MIN(AA$40,$AO216-SUM($Y216:Z216)),0)","v":0},{"$f":"MAX(MIN(AB$40,$AO216-SUM($Y216:AA216)),0)","v":16.86498147825418},{"$f":"MAX(MIN(AC$40,$AO216-SUM($Y216:AB216)),0)","v":0},{"$f":"MAX(MIN(AD$40,$AO216-SUM($Y216:AC216)),0)","v":0},{"$f":"MAX(MIN(AE$40,$AO216-SUM($Y216:AD216)),0)","v":0},{"$f":"MAX(MIN(AF$40,$AO216-SUM($Y216:AE216)),0)","v":0},{"$f":"MAX(MIN(AG$40,$AO216-SUM($Y216:AF216)),0)","v":0},{"$f":"MAX(MIN(AH$40,$AO216-SUM($Y216:AG216)),0)","v":0},{"$f":"MAX(MIN(AI$40,$AO216-SUM($Y216:AH216)),0)","v":0},76.86498147825418,0,{"$f":"INDEX(Demand!$C182:$H182,,$AM$13)","v":2.3281357827045158E-4},{"$f":"INDEX(Demand!$K182:$P182,,$AM$13)","v":0},7.2407045009784738,76.86498147825418,69.624276977275699,62.021537251248304,7.602739726027397,170,170,682,95.483415296501562,60,0,35.483415296501562,0,0,0,0,0,0,0,7.6027397260273979,0]
[null,null,null,null,null,null,null,null,null,null,null,null,null,null,null,null,null,null,null,null,null,null,null,0,0,{"$f":"MAX(MIN(Z$40*IF($Z$37=\"Solar\",$AM217,1),$AO217-SUM($Y217:Y217)),0)","v":60},{"$f":"MAX(MIN(AA$40,$AO217-SUM($Y217:Z217)),0)","v":0},{"$f":"MAX(MIN(AB$40,$AO217-SUM($Y217:AA217)),0)","v":16.945385948325622},{"$f":"MAX(MIN(AC$40,$AO217-SUM($Y217:AB217)),0)","v":0},{"$f":"MAX(MIN(AD$40,$AO217-SUM($Y217:AC217)),0)","v":0},{"$f":"MAX(MIN(AE$40,$AO217-SUM($Y217:AD217)),0)","v":0},{"$f":"MAX(MIN(AF$40,$AO217-SUM($Y217:AE217)),0)","v":0},{"$f":"MAX(MIN(AG$40,$AO217-SUM($Y217:AF217)),0)","v":0},{"$f":"MAX(MIN(AH$40,$AO217-SUM($Y217:AG217)),0)","v":0},{"$f":"MAX(MIN(AI$40,$AO217-SUM($Y217:AH217)),0)","v":0},76.945385948325622,0,{"$f":"INDEX(Demand!$C183:$H183,,$AM$13)","v":2.3311539685180082E-4},{"$f":"INDEX(Demand!$K183:$P183,,$AM$13)","v":0},7.2407045009784738,76.945385948325622,69.704681447347141,62.101941721319747,7.602739726027397,171,171,852,95.46836383297321,60,0,35.46836383297321,0,0,0,0,0,0,0,7.6027397260273979,0]
[null,null,null,null,null,null,null,null,null,null,null,null,null,null,null,null,null,null,null,null,null,null,null,0,0,{"$f":"MAX(MIN(Z$40*IF($Z$37=\"Solar\",$AM218,1),$AO218-SUM($Y218:Y218)),0)","v":60},{"$f":"MAX(MIN(AA$40,$AO218-SUM($Y218:Z218)),0)","v":0},{"$f":"MAX(MIN(AB$40,$AO218-SUM($Y218:AA218)),0)","v":16.976440073168249},{"$f":"MAX(MIN(AC$40,$AO218-SUM($Y218:AB218)),0)","v":0},{"$f":"MAX(MIN(AD$40,$AO218-SUM($Y218:AC218)),0)","v":0},{"$f":"MAX(MIN(AE$40,$AO218-SUM($Y218:AD218)),0)","v":0},{"$f":"MAX(MIN(AF$40,$AO218-SUM($Y218:AE218)),0)","v":0},{"$f":"MAX(MIN(AG$40,$AO218-SUM($Y218:AF218)),0)","v":0},{"$f":"MAX(MIN(AH$40,$AO218-SUM($Y218:AG218)),0)","v":0},{"$f":"MAX(MIN(AI$40,$AO218-SUM($Y218:AH218)),0)","v":0},76.976440073168249,0,{"$f":"INDEX(Demand!$C184:$H184,,$AM$13)","v":2.3323196638949838E-4},{"$f":"INDEX(Demand!$K184:$P184,,$AM$13)","v":0},7.2407045009784738,76.976440073168249,69.735735572189768,62.132995846162373,7.602739726027397,172,172,681,95.310791790092907,60,0,35.310791790092907,0,0,0,0,0,0,0,7.6027397260273979,0]
[null,null,null,null,null,null,null,null,null,null,null,null,null,null,null,null,null,null,null,null,null,null,null,0,0,{"$f":"MAX(MIN(Z$40*IF($Z$37=\"Solar\",$AM219,1),$AO219-SUM($Y219:Y219)),0)","v":60},{"$f":"MAX(MIN(AA$40,$AO219-SUM($Y219:Z219)),0)","v":0},{"$f":"MAX(MIN(AB$40,$AO219-SUM($Y219:AA219)),0)","v":17.025490578180523},{"$f":"MAX(MIN(AC$40,$AO219-SUM($Y219:AB219)),0)","v":0},{"$f":"MAX(MIN(AD$40,$AO219-SUM($Y219:AC219)),0)","v":0},{"$f":"MAX(MIN(AE$40,$AO219-SUM($Y219:AD219)),0)","v":0},{"$f":"MAX(MIN(AF$40,$AO219-SUM($Y219:AE219)),0)","v":0},{"$f":"MAX(MIN(AG$40,$AO219-SUM($Y219:AF219)),0)","v":0},{"$f":"MAX(MIN(AH$40,$AO219-SUM($Y219:AG219)),0)","v":0},{"$f":"MAX(MIN(AI$40,$AO219-SUM($Y219:AH219)),0)","v":0},77.025490578180523,0,{"$f":"INDEX(Demand!$C185:$H185,,$AM$13)","v":2.3341608990681175E-4},{"$f":"INDEX(Demand!$K185:$P185,,$AM$13)","v":0},7.2407045009784738,77.025490578180523,69.784786077202057,62.182046351174662,7.602739726027397,173,173,853,95.299917386293487,60,0,35.299917386293487,0,0,0,0,0,0,0,7.6027397260273979,0]
[null,null,null,null,null,null,null,null,null,null,null,null,null,null,null,null,null,null,null,null,null,null,null,0,0,{"$f":"MAX(MIN(Z$40*IF($Z$37=\"Solar\",$AM220,1),$AO220-SUM($Y220:Y220)),0)","v":60},{"$f":"MAX(MIN(AA$40,$AO220-SUM($Y220:Z220)),0)","v":0},{"$f":"MAX(MIN(AB$40,$AO220-SUM($Y220:AA220)),0)","v":17.036098561976956},{"$f":"MAX(MIN(AC$40,$AO220-SUM($Y220:AB220)),0)","v":0},{"$f":"MAX(MIN(AD$40,$AO220-SUM($Y220:AC220)),0)","v":0},{"$f":"MAX(MIN(AE$40,$AO220-SUM($Y220:AD220)),0)","v":0},{"$f":"MAX(MIN(AF$40,$AO220-SUM($Y220:AE220)),0)","v":0},{"$f":"MAX(MIN(AG$40,$AO220-SUM($Y220:AF220)),0)","v":0},{"$f":"MAX(MIN(AH$40,$AO220-SUM($Y220:AG220)),0)","v":0},{"$f":"MAX(MIN(AI$40,$AO220-SUM($Y220:AH220)),0)","v":0},77.036098561976956,0,{"$f":"INDEX(Demand!$C186:$H186,,$AM$13)","v":2.334559096658074E-4},{"$f":"INDEX(Demand!$K186:$P186,,$AM$13)","v":0},7.2407045009784738,77.036098561976956,69.79539406099849,62.192654334971095,7.602739726027397,174,174,680,95.2755127717802,60,0,35.2755127717802,0,0,0,0,0,0,0,7.6027397260273979,0]
[null,null,null,null,null,null,null,null,null,null,null,null,null,null,null,null,null,null,null,null,null,null,null,0,0,{"$f":"MAX(MIN(Z$40*IF($Z$37=\"Solar\",$AM221,1),$AO221-SUM($Y221:Y221)),0)","v":60},{"$f":"MAX(MIN(AA$40,$AO221-SUM($Y221:Z221)),0)","v":0},{"$f":"MAX(MIN(AB$40,$AO221-SUM($Y221:AA221)),0)","v":17.059060122823723},{"$f":"MAX(MIN(AC$40,$AO221-SUM($Y221:AB221)),0)","v":0},{"$f":"MAX(MIN(AD$40,$AO221-SUM($Y221:AC221)),0)","v":0},{"$f":"MAX(MIN(AE$40,$AO221-SUM($Y221:AD221)),0)","v":0},{"$f":"MAX(MIN(AF$40,$AO221-SUM($Y221:AE221)),0)","v":0},{"$f":"MAX(MIN(AG$40,$AO221-SUM($Y221:AF221)),0)","v":0},{"$f":"MAX(MIN(AH$40,$AO221-SUM($Y221:AG221)),0)","v":0},{"$f":"MAX(MIN(AI$40,$AO221-SUM($Y221:AH221)),0)","v":0},77.059060122823723,0,{"$f":"INDEX(Demand!$C187:$H187,,$AM$13)","v":2.3354210171102791E-4},{"$f":"INDEX(Demand!$K187:$P187,,$AM$13)","v":0},7.2407045009784738,77.059060122823723,69.818355621845242,62.215615895817848,7.602739726027397,175,175,854,95.234121247994096,60,0,35.234121247994096,0,0,0,0,0,0,0,7.6027397260273979,0]
[null,null,null,null,null,null,null,null,null,null,null,null,null,null,null,null,null,null,null,null,null,null,null,0,0,{"$f":"MAX(MIN(Z$40*IF($Z$37=\"Solar\",$AM222,1),$AO222-SUM($Y222:Y222)),0)","v":60},{"$f":"MAX(MIN(AA$40,$AO222-SUM($Y222:Z222)),0)","v":0},{"$f":"MAX(MIN(AB$40,$AO222-SUM($Y222:AA222)),0)","v":17.086064889331595},{"$f":"MAX(MIN(AC$40,$AO222-SUM($Y222:AB222)),0)","v":0},{"$f":"MAX(MIN(AD$40,$AO222-SUM($Y222:AC222)),0)","v":0},{"$f":"MAX(MIN(AE$40,$AO222-SUM($Y222:AD222)),0)","v":0},{"$f":"MAX(MIN(AF$40,$AO222-SUM($Y222:AE222)),0)","v":0},{"$f":"MAX(MIN(AG$40,$AO222-SUM($Y222:AF222)),0)","v":0},{"$f":"MAX(MIN(AH$40,$AO222-SUM($Y222:AG222)),0)","v":0},{"$f":"MAX(MIN(AI$40,$AO222-SUM($Y222:AH222)),0)","v":0},77.086064889331595,0,{"$f":"INDEX(Demand!$C188:$H188,,$AM$13)","v":2.3364347095467618E-4},{"$f":"INDEX(Demand!$K188:$P188,,$AM$13)","v":0.36366711391234741},7.2407045009784738,77.086064889331595,69.845360388353129,62.242620662325734,7.602739726027397,176,176,679,95.221404769247926,60,0,35.221404769247926,0,0,0,0,0,0,0,7.6027397260273979,0]
[null,null,null,null,null,null,null,null,null,null,null,null,null,null,null,null,null,null,null,null,null,null,null,0,0,{"$f":"MAX(MIN(Z$40*IF($Z$37=\"Solar\",$AM223,1),$AO223-SUM($Y223:Y223)),0)","v":60},{"$f":"MAX(MIN(AA$40,$AO223-SUM($Y223:Z223)),0)","v":0},{"$f":"MAX(MIN(AB$40,$AO223-SUM($Y223:AA223)),0)","v":17.104039267277244},{"$f":"MAX(MIN(AC$40,$AO223-SUM($Y223:AB223)),0)","v":0},{"$f":"MAX(MIN(AD$40,$AO223-SUM($Y223:AC223)),0)","v":0},{"$f":"MAX(MIN(AE$40,$AO223-SUM($Y223:AD223)),0)","v":0},{"$f":"MAX(MIN(AF$40,$AO223-SUM($Y223:AE223)),0)","v":0},{"$f":"MAX(MIN(AG$40,$AO223-SUM($Y223:AF223)),0)","v":0},{"$f":"MAX(MIN(AH$40,$AO223-SUM($Y223:AG223)),0)","v":0},{"$f":"MAX(MIN(AI$40,$AO223-SUM($Y223:AH223)),0)","v":0},77.104039267277244,0,{"$f":"INDEX(Demand!$C189:$H189,,$AM$13)","v":2.3371094234336101E-4},{"$f":"INDEX(Demand!$K189:$P189,,$AM$13)","v":0.15045495033317927},7.2407045009784738,77.104039267277244,69.863334766298777,62.260595040271383,7.602739726027397,177,177,855,95.193747216853382,60,0,35.193747216853382,0,0,0,0,0,0,0,7.6027397260273979,0]
[null,null,null,null,null,null,null,null,null,null,null,null,null,null,null,null,null,null,null,null,null,null,null,0,0,{"$f":"MAX(MIN(Z$40*IF($Z$37=\"Solar\",$AM224,1),$AO224-SUM($Y224:Y224)),0)","v":60},{"$f":"MAX(MIN(AA$40,$AO224-SUM($Y224:Z224)),0)","v":0},{"$f":"MAX(MIN(AB$40,$AO224-SUM($Y224:AA224)),0)","v":17.133901164108579},{"$f":"MAX(MIN(AC$40,$AO224-SUM($Y224:AB224)),0)","v":0},{"$f":"MAX(MIN(AD$40,$AO224-SUM($Y224:AC224)),0)","v":0},{"$f":"MAX(MIN(AE$40,$AO224-SUM($Y224:AD224)),0)","v":0},{"$f":"MAX(MIN(AF$40,$AO224-SUM($Y224:AE224)),0)","v":0},{"$f":"MAX(MIN(AG$40,$AO224-SUM($Y224:AF224)),0)","v":0},{"$f":"MAX(MIN(AH$40,$AO224-SUM($Y224:AG224)),0)","v":0},{"$f":"MAX(MIN(AI$40,$AO224-SUM($Y224:AH224)),0)","v":0},77.133901164108579,0,{"$f":"INDEX(Demand!$C190:$H190,,$AM$13)","v":2.3382303655068576E-4},{"$f":"INDEX(Demand!$K190:$P190,,$AM$13)","v":0},7.2407045009784738,77.133901164108579,69.893196663130098,62.290456937102704,7.602739726027397,178,178,678,95.193683577249004,60,0,35.193683577249004,0,0,0,0,0,0,0,7.6027397260273979,0]
[null,null,null,19,null,null,null,null,null,null,null,null,null,null,null,null,null,null,null,null,null,null,null,0,0,{"$f":"MAX(MIN(Z$40*IF($Z$37=\"Solar\",$AM225,1),$AO225-SUM($Y225:Y225)),0)","v":60},{"$f":"MAX(MIN(AA$40,$AO225-SUM($Y225:Z225)),0)","v":0},{"$f":"MAX(MIN(AB$40,$AO225-SUM($Y225:AA225)),0)","v":17.14842633309749},{"$f":"MAX(MIN(AC$40,$AO225-SUM($Y225:AB225)),0)","v":0},{"$f":"MAX(MIN(AD$40,$AO225-SUM($Y225:AC225)),0)","v":0},{"$f":"MAX(MIN(AE$40,$AO225-SUM($Y225:AD225)),0)","v":0},{"$f":"MAX(MIN(AF$40,$AO225-SUM($Y225:AE225)),0)","v":0},{"$f":"MAX(MIN(AG$40,$AO225-SUM($Y225:AF225)),0)","v":0},{"$f":"MAX(MIN(AH$40,$AO225-SUM($Y225:AG225)),0)","v":0},{"$f":"MAX(MIN(AI$40,$AO225-SUM($Y225:AH225)),0)","v":0},77.14842633309749,0,{"$f":"INDEX(Demand!$C191:$H191,,$AM$13)","v":2.338775604583019E-4},{"$f":"INDEX(Demand!$K191:$P191,,$AM$13)","v":0},7.2407045009784738,77.14842633309749,69.907721832119023,62.304982106091629,7.602739726027397,179,179,856,95.177857881685554,60,0,35.177857881685554,0,0,0,0,0,0,0,7.6027397260273979,0]
[null,null,null,null,null,null,null,null,null,null,null,null,null,null,null,null,null,null,null,null,null,null,null,0,0,{"$f":"MAX(MIN(Z$40*IF($Z$37=\"Solar\",$AM226,1),$AO226-SUM($Y226:Y226)),0)","v":60},{"$f":"MAX(MIN(AA$40,$AO226-SUM($Y226:Z226)),0)","v":0},{"$f":"MAX(MIN(AB$40,$AO226-SUM($Y226:AA226)),0)","v":17.169884043359843},{"$f":"MAX(MIN(AC$40,$AO226-SUM($Y226:AB226)),0)","v":0},{"$f":"MAX(MIN(AD$40,$AO226-SUM($Y226:AC226)),0)","v":0},{"$f":"MAX(MIN(AE$40,$AO226-SUM($Y226:AD226)),0)","v":0},{"$f":"MAX(MIN(AF$40,$AO226-SUM($Y226:AE226)),0)","v":0},{"$f":"MAX(MIN(AG$40,$AO226-SUM($Y226:AF226)),0)","v":0},{"$f":"MAX(MIN(AH$40,$AO226-SUM($Y226:AG226)),0)","v":0},{"$f":"MAX(MIN(AI$40,$AO226-SUM($Y226:AH226)),0)","v":0},77.169884043359843,0,{"$f":"INDEX(Demand!$C192:$H192,,$AM$13)","v":2.3395810741874608E-4},{"$f":"INDEX(Demand!$K192:$P192,,$AM$13)","v":5.1188959420910814E-3},7.2407045009784738,77.169884043359843,69.929179542381362,62.326439816353968,7.602739726027397,180,180,677,95.129135107137813,60,0,35.129135107137813,0,0,0,0,0,0,0,7.6027397260273979,0]
[null,null,null,null,null,null,null,null,null,null,null,null,null,null,null,null,null,null,null,null,null,null,null,0,0,{"$f":"MAX(MIN(Z$40*IF($Z$37=\"Solar\",$AM227,1),$AO227-SUM($Y227:Y227)),0)","v":60},{"$f":"MAX(MIN(AA$40,$AO227-SUM($Y227:Z227)),0)","v":0},{"$f":"MAX(MIN(AB$40,$AO227-SUM($Y227:AA227)),0)","v":17.17783660554116},{"$f":"MAX(MIN(AC$40,$AO227-SUM($Y227:AB227)),0)","v":0},{"$f":"MAX(MIN(AD$40,$AO227-SUM($Y227:AC227)),0)","v":0},{"$f":"MAX(MIN(AE$40,$AO227-SUM($Y227:AD227)),0)","v":0},{"$f":"MAX(MIN(AF$40,$AO227-SUM($Y227:AE227)),0)","v":0},{"$f":"MAX(MIN(AG$40,$AO227-SUM($Y227:AF227)),0)","v":0},{"$f":"MAX(MIN(AH$40,$AO227-SUM($Y227:AG227)),0)","v":0},{"$f":"MAX(MIN(AI$40,$AO227-SUM($Y227:AH227)),0)","v":0},77.17783660554116,0,{"$f":"INDEX(Demand!$C193:$H193,,$AM$13)","v":2.3398795937888616E-4},{"$f":"INDEX(Demand!$K193:$P193,,$AM$13)","v":0.15087212907735853},7.2407045009784738,77.17783660554116,69.937132104562679,62.334392378535284,7.602739726027397,181,181,857,95.121353858846106,60,0,35.121353858846106,0,0,0,0,0,0,0,7.6027397260273979,0]
[null,null,null,null,null,null,null,null,null,null,null,null,null,null,null,null,null,null,null,null,null,null,null,0,0,{"$f":"MAX(MIN(Z$40*IF($Z$37=\"Solar\",$AM228,1),$AO228-SUM($Y228:Y228)),0)","v":60},{"$f":"MAX(MIN(AA$40,$AO228-SUM($Y228:Z228)),0)","v":0},{"$f":"MAX(MIN(AB$40,$AO228-SUM($Y228:AA228)),0)","v":17.202798035066877},{"$f":"MAX(MIN(AC$40,$AO228-SUM($Y228:AB228)),0)","v":0},{"$f":"MAX(MIN(AD$40,$AO228-SUM($Y228:AC228)),0)","v":0},{"$f":"MAX(MIN(AE$40,$AO228-SUM($Y228:AD228)),0)","v":0},{"$f":"MAX(MIN(AF$40,$AO228-SUM($Y228:AE228)),0)","v":0},{"$f":"MAX(MIN(AG$40,$AO228-SUM($Y228:AF228)),0)","v":0},{"$f":"MAX(MIN(AH$40,$AO228-SUM($Y228:AG228)),0)","v":0},{"$f":"MAX(MIN(AI$40,$AO228-SUM($Y228:AH228)),0)","v":0},77.202798035066877,0,{"$f":"INDEX(Demand!$C194:$H194,,$AM$13)","v":2.3408165843866744E-4},{"$f":"INDEX(Demand!$K194:$P194,,$AM$13)","v":0.10970673461794322},7.2407045009784738,77.202798035066877,69.96209353408841,62.359353808061016,7.602739726027397,182,182,676,95.120537005911643,60,0,35.120537005911643,0,0,0,0,0,0,0,7.6027397260273979,0]
[null,null,null,null,null,null,null,null,null,null,null,null,null,null,null,null,null,null,null,null,null,null,null,0,0,{"$f":"MAX(MIN(Z$40*IF($Z$37=\"Solar\",$AM229,1),$AO229-SUM($Y229:Y229)),0)","v":60},{"$f":"MAX(MIN(AA$40,$AO229-SUM($Y229:Z229)),0)","v":0},{"$f":"MAX(MIN(AB$40,$AO229-SUM($Y229:AA229)),0)","v":17.260433173500104},{"$f":"MAX(MIN(AC$40,$AO229-SUM($Y229:AB229)),0)","v":0},{"$f":"MAX(MIN(AD$40,$AO229-SUM($Y229:AC229)),0)","v":0},{"$f":"MAX(MIN(AE$40,$AO229-SUM($Y229:AD229)),0)","v":0},{"$f":"MAX(MIN(AF$40,$AO229-SUM($Y229:AE229)),0)","v":0},{"$f":"MAX(MIN(AG$40,$AO229-SUM($Y229:AF229)),0)","v":0},{"$f":"MAX(MIN(AH$40,$AO229-SUM($Y229:AG229)),0)","v":0},{"$f":"MAX(MIN(AI$40,$AO229-SUM($Y229:AH229)),0)","v":0},77.260433173500104,0,{"$f":"INDEX(Demand!$C195:$H195,,$AM$13)","v":2.342980065559093E-4},{"$f":"INDEX(Demand!$K195:$P195,,$AM$13)","v":0},7.2407045009784738,77.260433173500104,70.019728672521637,62.416988946494243,7.602739726027397,183,183,858,95.10841003403894,60,0,35.10841003403894,0,0,0,0,0,0,0,7.6027397260273979,0]
[null,null,null,null,null,null,null,null,null,null,null,null,null,null,null,null,null,null,null,null,null,null,null,0,0,{"$f":"MAX(MIN(Z$40*IF($Z$37=\"Solar\",$AM230,1),$AO230-SUM($Y230:Y230)),0)","v":60},{"$f":"MAX(MIN(AA$40,$AO230-SUM($Y230:Z230)),0)","v":0},{"$f":"MAX(MIN(AB$40,$AO230-SUM($Y230:AA230)),0)","v":17.298602837064891},{"$f":"MAX(MIN(AC$40,$AO230-SUM($Y230:AB230)),0)","v":0},{"$f":"MAX(MIN(AD$40,$AO230-SUM($Y230:AC230)),0)","v":0},{"$f":"MAX(MIN(AE$40,$AO230-SUM($Y230:AD230)),0)","v":0},{"$f":"MAX(MIN(AF$40,$AO230-SUM($Y230:AE230)),0)","v":0},{"$f":"MAX(MIN(AG$40,$AO230-SUM($Y230:AF230)),0)","v":0},{"$f":"MAX(MIN(AH$40,$AO230-SUM($Y230:AG230)),0)","v":0},{"$f":"MAX(MIN(AI$40,$AO230-SUM($Y230:AH230)),0)","v":0},77.298602837064891,0,{"$f":"INDEX(Demand!$C196:$H196,,$AM$13)","v":2.3444128607379505E-4},{"$f":"INDEX(Demand!$K196:$P196,,$AM$13)","v":0},7.2407045009784738,77.298602837064891,70.05789833608641,62.455158610059016,7.602739726027397,184,184,675,95.096464093559376,60,0,35.096464093559376,0,0,0,0,0,0,0,7.6027397260273979,0]
[null,null,null,null,null,null,null,null,null,null,null,null,null,null,null,null,null,null,null,null,null,null,null,0,0,{"$f":"MAX(MIN(Z$40*IF($Z$37=\"Solar\",$AM231,1),$AO231-SUM($Y231:Y231)),0)","v":60},{"$f":"MAX(MIN(AA$40,$AO231-SUM($Y231:Z231)),0)","v":0},{"$f":"MAX(MIN(AB$40,$AO231-SUM($Y231:AA231)),0)","v":17.317843475559187},{"$f":"MAX(MIN(AC$40,$AO231-SUM($Y231:AB231)),0)","v":0},{"$f":"MAX(MIN(AD$40,$AO231-SUM($Y231:AC231)),0)","v":0},{"$f":"MAX(MIN(AE$40,$AO231-SUM($Y231:AD231)),0)","v":0},{"$f":"MAX(MIN(AF$40,$AO231-SUM($Y231:AE231)),0)","v":0},{"$f":"MAX(MIN(AG$40,$AO231-SUM($Y231:AF231)),0)","v":0},{"$f":"MAX(MIN(AH$40,$AO231-SUM($Y231:AG231)),0)","v":0},{"$f":"MAX(MIN(AI$40,$AO231-SUM($Y231:AH231)),0)","v":0},77.317843475559187,0,{"$f":"INDEX(Demand!$C197:$H197,,$AM$13)","v":2.3451351069276764E-4},{"$f":"INDEX(Demand!$K197:$P197,,$AM$13)","v":0},7.2407045009784738,77.317843475559187,70.077138974580706,62.474399248553311,7.602739726027397,185,185,859,95.000057913827277,60,0,35.000057913827277,0,0,0,0,0,0,0,7.6027397260273979,0]
[null,null,null,null,null,null,null,null,null,null,null,null,null,null,null,null,null,null,null,null,null,null,null,0,0,{"$f":"MAX(MIN(Z$40*IF($Z$37=\"Solar\",$AM232,1),$AO232-SUM($Y232:Y232)),0)","v":60},{"$f":"MAX(MIN(AA$40,$AO232-SUM($Y232:Z232)),0)","v":0},{"$f":"MAX(MIN(AB$40,$AO232-SUM($Y232:AA232)),0)","v":17.330240472230884},{"$f":"MAX(MIN(AC$40,$AO232-SUM($Y232:AB232)),0)","v":0},{"$f":"MAX(MIN(AD$40,$AO232-SUM($Y232:AC232)),0)","v":0},{"$f":"MAX(MIN(AE$40,$AO232-SUM($Y232:AD232)),0)","v":0},{"$f":"MAX(MIN(AF$40,$AO232-SUM($Y232:AE232)),0)","v":0},{"$f":"MAX(MIN(AG$40,$AO232-SUM($Y232:AF232)),0)","v":0},{"$f":"MAX(MIN(AH$40,$AO232-SUM($Y232:AG232)),0)","v":0},{"$f":"MAX(MIN(AI$40,$AO232-SUM($Y232:AH232)),0)","v":0},77.330240472230884,0,{"$f":"INDEX(Demand!$C198:$H198,,$AM$13)","v":2.3456004596555938E-4},{"$f":"INDEX(Demand!$K198:$P198,,$AM$13)","v":0},7.2407045009784738,77.330240472230884,70.089535971252417,62.486796245225023,7.602739726027397,186,186,674,94.969291440360934,60,0,34.969291440360934,0,0,0,0,0,0,0,7.6027397260273979,0]
[null,null,null,null,null,null,null,null,null,null,null,null,null,null,null,null,null,null,null,null,null,null,null,0,0,{"$f":"MAX(MIN(Z$40*IF($Z$37=\"Solar\",$AM233,1),$AO233-SUM($Y233:Y233)),0)","v":60},{"$f":"MAX(MIN(AA$40,$AO233-SUM($Y233:Z233)),0)","v":0},{"$f":"MAX(MIN(AB$40,$AO233-SUM($Y233:AA233)),0)","v":17.343395897988955},{"$f":"MAX(MIN(AC$40,$AO233-SUM($Y233:AB233)),0)","v":0},{"$f":"MAX(MIN(AD$40,$AO233-SUM($Y233:AC233)),0)","v":0},{"$f":"MAX(MIN(AE$40,$AO233-SUM($Y233:AD233)),0)","v":0},{"$f":"MAX(MIN(AF$40,$AO233-SUM($Y233:AE233)),0)","v":0},{"$f":"MAX(MIN(AG$40,$AO233-SUM($Y233:AF233)),0)","v":0},{"$f":"MAX(MIN(AH$40,$AO233-SUM($Y233:AG233)),0)","v":0},{"$f":"MAX(MIN(AI$40,$AO233-SUM($Y233:AH233)),0)","v":0},77.343395897988955,0,{"$f":"INDEX(Demand!$C199:$H199,,$AM$13)","v":2.3460942819438088E-4},{"$f":"INDEX(Demand!$K199:$P199,,$AM$13)","v":0},7.2407045009784738,77.343395897988955,70.102691397010474,62.49995167098308,7.602739726027397,187,187,860,94.952265455784044,60,0,34.952265455784044,0,0,0,0,0,0,0,7.6027397260273979,0]
[null,null,null,null,null,null,null,null,null,null,null,null,null,null,null,null,null,null,null,null,null,null,null,0,0,{"$f":"MAX(MIN(Z$40*IF($Z$37=\"Solar\",$AM234,1),$AO234-SUM($Y234:Y234)),0)","v":60},{"$f":"MAX(MIN(AA$40,$AO234-SUM($Y234:Z234)),0)","v":0},{"$f":"MAX(MIN(AB$40,$AO234-SUM($Y234:AA234)),0)","v":17.358518874335715},{"$f":"MAX(MIN(AC$40,$AO234-SUM($Y234:AB234)),0)","v":0},{"$f":"MAX(MIN(AD$40,$AO234-SUM($Y234:AC234)),0)","v":0},{"$f":"MAX(MIN(AE$40,$AO234-SUM($Y234:AD234)),0)","v":0},{"$f":"MAX(MIN(AF$40,$AO234-SUM($Y234:AE234)),0)","v":0},{"$f":"MAX(MIN(AG$40,$AO234-SUM($Y234:AF234)),0)","v":0},{"$f":"MAX(MIN(AH$40,$AO234-SUM($Y234:AG234)),0)","v":0},{"$f":"MAX(MIN(AI$40,$AO234-SUM($Y234:AH234)),0)","v":0},77.358518874335715,0,{"$f":"INDEX(Demand!$C200:$H200,,$AM$13)","v":2.3466619612361051E-4},{"$f":"INDEX(Demand!$K200:$P200,,$AM$13)","v":0},7.2407045009784738,77.358518874335715,70.117814373357234,62.51507464732984,7.602739726027397,188,188,673,94.921524469855484,60,0,34.921524469855484,0,0,0,0,0,0,0,7.6027397260273979,0]
[null,null,null,20,null,null,null,null,null,null,null,null,null,null,null,null,null,null,null,null,null,null,null,0,0,{"$f":"MAX(MIN(Z$40*IF($Z$37=\"Solar\",$AM235,1),$AO235-SUM($Y235:Y235)),0)","v":60},{"$f":"MAX(MIN(AA$40,$AO235-SUM($Y235:Z235)),0)","v":0},{"$f":"MAX(MIN(AB$40,$AO235-SUM($Y235:AA235)),0)","v":17.416871682395993},{"$f":"MAX(MIN(AC$40,$AO235-SUM($Y235:AB235)),0)","v":0},{"$f":"MAX(MIN(AD$40,$AO235-SUM($Y235:AC235)),0)","v":0},{"$f":"MAX(MIN(AE$40,$AO235-SUM($Y235:AD235)),0)","v":0},{"$f":"MAX(MIN(AF$40,$AO235-SUM($Y235:AE235)),0)","v":0},{"$f":"MAX(MIN(AG$40,$AO235-SUM($Y235:AF235)),0)","v":0},{"$f":"MAX(MIN(AH$40,$AO235-SUM($Y235:AG235)),0)","v":0},{"$f":"MAX(MIN(AI$40,$AO235-SUM($Y235:AH235)),0)","v":0},77.416871682395993,0,{"$f":"INDEX(Demand!$C201:$H201,,$AM$13)","v":2.348852381959088E-4},{"$f":"INDEX(Demand!$K201:$P201,,$AM$13)","v":0},7.2407045009784738,77.416871682395993,70.176167181417512,62.573427455390117,7.602739726027397,189,189,861,94.92135334176686,60,0,34.92135334176686,0,0,0,0,0,0,0,7.6027397260273979,0]
[null,null,null,null,null,null,null,null,null,null,null,null,null,null,null,null,null,null,null,null,null,null,null,0,0,{"$f":"MAX(MIN(Z$40*IF($Z$37=\"Solar\",$AM236,1),$AO236-SUM($Y236:Y236)),0)","v":60},{"$f":"MAX(MIN(AA$40,$AO236-SUM($Y236:Z236)),0)","v":0},{"$f":"MAX(MIN(AB$40,$AO236-SUM($Y236:AA236)),0)","v":17.456540907657001},{"$f":"MAX(MIN(AC$40,$AO236-SUM($Y236:AB236)),0)","v":0},{"$f":"MAX(MIN(AD$40,$AO236-SUM($Y236:AC236)),0)","v":0},{"$f":"MAX(MIN(AE$40,$AO236-SUM($Y236:AD236)),0)","v":0},{"$f":"MAX(MIN(AF$40,$AO236-SUM($Y236:AE236)),0)","v":0},{"$f":"MAX(MIN(AG$40,$AO236-SUM($Y236:AF236)),0)","v":0},{"$f":"MAX(MIN(AH$40,$AO236-SUM($Y236:AG236)),0)","v":0},{"$f":"MAX(MIN(AI$40,$AO236-SUM($Y236:AH236)),0)","v":0},77.456540907657001,0,{"$f":"INDEX(Demand!$C202:$H202,,$AM$13)","v":2.3503414669914083E-4},{"$f":"INDEX(Demand!$K202:$P202,,$AM$13)","v":0},7.2407045009784738,77.456540907657001,70.21583640667852,62.613096680651125,7.602739726027397,190,190,672,94.918400873086455,60,0,34.918400873086455,0,0,0,0,0,0,0,7.6027397260273979,0]
[null,null,null,null,null,null,null,null,null,null,null,null,null,null,null,null,null,null,null,null,null,null,null,0,0,{"$f":"MAX(MIN(Z$40*IF($Z$37=\"Solar\",$AM237,1),$AO237-SUM($Y237:Y237)),0)","v":60},{"$f":"MAX(MIN(AA$40,$AO237-SUM($Y237:Z237)),0)","v":0},{"$f":"MAX(MIN(AB$40,$AO237-SUM($Y237:AA237)),0)","v":17.470566881123261},{"$f":"MAX(MIN(AC$40,$AO237-SUM($Y237:AB237)),0)","v":0},{"$f":"MAX(MIN(AD$40,$AO237-SUM($Y237:AC237)),0)","v":0},{"$f":"MAX(MIN(AE$40,$AO237-SUM($Y237:AD237)),0)","v":0},{"$f":"MAX(MIN(AF$40,$AO237-SUM($Y237:AE237)),0)","v":0},{"$f":"MAX(MIN(AG$40,$AO237-SUM($Y237:AF237)),0)","v":0},{"$f":"MAX(MIN(AH$40,$AO237-SUM($Y237:AG237)),0)","v":0},{"$f":"MAX(MIN(AI$40,$AO237-SUM($Y237:AH237)),0)","v":0},77.470566881123261,0,{"$f":"INDEX(Demand!$C203:$H203,,$AM$13)","v":2.3508679674968984E-4},{"$f":"INDEX(Demand!$K203:$P203,,$AM$13)","v":0},7.2407045009784738,77.470566881123261,70.22986238014478,62.627122654117386,7.602739726027397,191,191,862,94.895962453819408,60,0,34.895962453819408,0,0,0,0,0,0,0,7.6027397260273979,0]
[null,null,null,null,null,null,null,null,null,null,null,null,null,null,null,null,null,null,null,null,null,null,null,0,0,{"$f":"MAX(MIN(Z$40*IF($Z$37=\"Solar\",$AM238,1),$AO238-SUM($Y238:Y238)),0)","v":60},{"$f":"MAX(MIN(AA$40,$AO238-SUM($Y238:Z238)),0)","v":0},{"$f":"MAX(MIN(AB$40,$AO238-SUM($Y238:AA238)),0)","v":17.489553853810605},{"$f":"MAX(MIN(AC$40,$AO238-SUM($Y238:AB238)),0)","v":0},{"$f":"MAX(MIN(AD$40,$AO238-SUM($Y238:AC238)),0)","v":0},{"$f":"MAX(MIN(AE$40,$AO238-SUM($Y238:AD238)),0)","v":0},{"$f":"MAX(MIN(AF$40,$AO238-SUM($Y238:AE238)),0)","v":0},{"$f":"MAX(MIN(AG$40,$AO238-SUM($Y238:AF238)),0)","v":0},{"$f":"MAX(MIN(AH$40,$AO238-SUM($Y238:AG238)),0)","v":0},{"$f":"MAX(MIN(AI$40,$AO238-SUM($Y238:AH238)),0)","v":0},77.489553853810605,0,{"$f":"INDEX(Demand!$C204:$H204,,$AM$13)","v":2.3515806916968741E-4},{"$f":"INDEX(Demand!$K204:$P204,,$AM$13)","v":0},7.2407045009784738,77.489553853810605,70.248849352832138,62.646109626804744,7.602739726027397,192,192,671,94.871857306801701,60,0,34.871857306801701,0,0,0,0,0,0,0,7.6027397260273979,0]
[null,null,null,null,null,null,null,null,null,null,null,null,null,null,null,null,null,null,null,null,null,null,null,{"$f":"IF(MOD(ROW(),1000)=ROW($Y$46),(ROW()-ROW($Y$46)),0)","v":0},0,{"$f":"MAX(MIN(Z$40*IF($Z$37=\"Solar\",$AM239,1),$AO239-SUM($Y239:Y239)),0)","v":60},{"$f":"MAX(MIN(AA$40,$AO239-SUM($Y239:Z239)),0)","v":0},{"$f":"MAX(MIN(AB$40,$AO239-SUM($Y239:AA239)),0)","v":17.501881173887199},{"$f":"MAX(MIN(AC$40,$AO239-SUM($Y239:AB239)),0)","v":0},{"$f":"MAX(MIN(AD$40,$AO239-SUM($Y239:AC239)),0)","v":0},{"$f":"MAX(MIN(AE$40,$AO239-SUM($Y239:AD239)),0)","v":0},{"$f":"MAX(MIN(AF$40,$AO239-SUM($Y239:AE239)),0)","v":0},{"$f":"MAX(MIN(AG$40,$AO239-SUM($Y239:AF239)),0)","v":0},{"$f":"MAX(MIN(AH$40,$AO239-SUM($Y239:AG239)),0)","v":0},{"$f":"MAX(MIN(AI$40,$AO239-SUM($Y239:AH239)),0)","v":0},77.501881173887199,0,{"$f":"INDEX(Demand!$C205:$H205,,$AM$13)","v":2.3520434289369863E-4},{"$f":"INDEX(Demand!$K205:$P205,,$AM$13)","v":0},{"$f":"IF(AP239>0,Centralised_GWh*Support_thousand/(1-Centralised_HeatLoss)*Centralised_HeatLoss/BaseLoadHours,0)","v":7.2407045009784738},77.501881173887199,{"$f":"Centralised_GWh*Support_thousand*((1-Centralised_WWDemand)*AL239+Centralised_WWDemand/8760)","v":70.261176672908718},62.658436946881324,{"$f":"Centralised_GWh*Support_thousand*Centralised_WWDemand/8760","v":7.602739726027397},193,{"$f":"_xlfn.RANK.EQ(AV239,$AV$47:$AV$8806)","v":193},863,94.848892944164504,60,0,34.848892944164504,0,0,0,0,0,0,0,{"$f":"Centralised_GWh*Support_thousand*(Centralised_WWDemand/8760)","v":7.6027397260273979},0]
[null,null,null,null,null,null,null,null,null,null,null,null,null,null,null,null,null,null,null,null,null,null,null,0,0,{"$f":"MAX(MIN(Z$40*IF($Z$37=\"Solar\",$AM240,1),$AO240-SUM($Y240:Y240)),0)","v":60},{"$f":"MAX(MIN(AA$40,$AO240-SUM($Y240:Z240)),0)","v":0},{"$f":"MAX(MIN(AB$40,$AO240-SUM($Y240:AA240)),0)","v":17.539060105315315},{"$f":"MAX(MIN(AC$40,$AO240-SUM($Y240:AB240)),0)","v":0},{"$f":"MAX(MIN(AD$40,$AO240-SUM($Y240:AC240)),0)","v":0},{"$f":"MAX(MIN(AE$40,$AO240-SUM($Y240:AD240)),0)","v":0},{"$f":"MAX(MIN(AF$40,$AO240-SUM($Y240:AE240)),0)","v":0},{"$f":"MAX(MIN(AG$40,$AO240-SUM($Y240:AF240)),0)","v":0},{"$f":"MAX(MIN(AH$40,$AO240-SUM($Y240:AG240)),0)","v":0},{"$f":"MAX(MIN(AI$40,$AO240-SUM($Y240:AH240)),0)","v":0},{"$f":"SUM(Z240:AI240)","v":77.539060105315315},{"$f":"SUM(Z240:AI240)-AJ240","v":0},{"$f":"INDEX(Demand!$C206:$H206,,$AM$13)","v":2.3534390344710749E-4},{"$f":"INDEX(Demand!$K206:$P206,,$AM$13)","v":0},7.2407045009784738,77.539060105315315,70.298355604336834,{"$f":"AP240-AR240","v":62.695615878309439},7.602739726027397,194,194,670,94.80235639473662,60,0,34.80235639473662,0,0,0,0,0,0,0,7.6027397260273979,{"$f":"SUM(AW240:BC240)-AV240","v":0}]
[null,null,null,null,null,null,null,null,null,null,null,null,null,null,null,null,null,null,null,null,null,null,null,0,0,{"$f":"MAX(MIN(Z$40*IF($Z$37=\"Solar\",$AM241,1),$AO241-SUM($Y241:Y241)),0)","v":60},{"$f":"MAX(MIN(AA$40,$AO241-SUM($Y241:Z241)),0)","v":0},{"$f":"MAX(MIN(AB$40,$AO241-SUM($Y241:AA241)),0)","v":17.546722861459898},{"$f":"MAX(MIN(AC$40,$AO241-SUM($Y241:AB241)),0)","v":0},{"$f":"MAX(MIN(AD$40,$AO241-SUM($Y241:AC241)),0)","v":0},{"$f":"MAX(MIN(AE$40,$AO241-SUM($Y241:AD241)),0)","v":0},{"$f":"MAX(MIN(AF$40,$AO241-SUM($Y241:AE241)),0)","v":0},{"$f":"MAX(MIN(AG$40,$AO241-SUM($Y241:AF241)),0)","v":0},{"$f":"MAX(MIN(AH$40,$AO241-SUM($Y241:AG241)),0)","v":0},{"$f":"MAX(MIN(AI$40,$AO241-SUM($Y241:AH241)),0)","v":0},77.546722861459898,0,{"$f":"INDEX(Demand!$C207:$H207,,$AM$13)","v":2.3537266754674932E-4},{"$f":"INDEX(Demand!$K207:$P207,,$AM$13)","v":0},7.2407045009784738,{"$f":"AN241+AP241","v":77.546722861459898},70.306018360481417,62.703278634454023,7.602739726027397,195,195,864,94.798343722178146,60,0,34.798343722178146,0,0,0,0,0,0,0,7.6027397260273979,0]
[null,null,null,null,null,null,null,null,null,null,null,null,null,null,null,null,null,null,null,null,null,null,null,0,0,{"$f":"MAX(MIN(Z$40*IF($Z$37=\"Solar\",$AM242,1),$AO242-SUM($Y242:Y242)),0)","v":60},{"$f":"MAX(MIN(AA$40,$AO242-SUM($Y242:Z242)),0)","v":0},{"$f":"MAX(MIN(AB$40,$AO242-SUM($Y242:AA242)),0)","v":17.578732214537553},{"$f":"MAX(MIN(AC$40,$AO242-SUM($Y242:AB242)),0)","v":0},{"$f":"MAX(MIN(AD$40,$AO242-SUM($Y242:AC242)),0)","v":0},{"$f":"MAX(MIN(AE$40,$AO242-SUM($Y242:AD242)),0)","v":0},{"$f":"MAX(MIN(AF$40,$AO242-SUM($Y242:AE242)),0)","v":0},{"$f":"MAX(MIN(AG$40,$AO242-SUM($Y242:AF242)),0)","v":0},{"$f":"MAX(MIN(AH$40,$AO242-SUM($Y242:AG242)),0)","v":0},{"$f":"MAX(MIN(AI$40,$AO242-SUM($Y242:AH242)),0)","v":0},77.578732214537553,0,{"$f":"INDEX(Demand!$C208:$H208,,$AM$13)","v":2.3549282277601977E-4},{"$f":"INDEX(Demand!$K208:$P208,,$AM$13)","v":0},7.2407045009784738,77.578732214537553,70.338027713559072,62.735287987531677,7.602739726027397,196,196,669,94.784769888445823,60,0,34.784769888445823,0,0,0,0,0,0,0,7.6027397260273979,0]
[null,null,null,null,null,null,null,null,null,null,null,null,null,null,null,null,null,null,null,null,null,null,null,0,0,{"$f":"MAX(MIN(Z$40*IF($Z$37=\"Solar\",$AM243,1),$AO243-SUM($Y243:Y243)),0)","v":60},{"$f":"MAX(MIN(AA$40,$AO243-SUM($Y243:Z243)),0)","v":0},{"$f":"MAX(MIN(AB$40,$AO243-SUM($Y243:AA243)),0)","v":17.608150940203586},{"$f":"MAX(MIN(AC$40,$AO243-SUM($Y243:AB243)),0)","v":0},{"$f":"MAX(MIN(AD$40,$AO243-SUM($Y243:AC243)),0)","v":0},{"$f":"MAX(MIN(AE$40,$AO243-SUM($Y243:AD243)),0)","v":0},{"$f":"MAX(MIN(AF$40,$AO243-SUM($Y243:AE243)),0)","v":0},{"$f":"MAX(MIN(AG$40,$AO243-SUM($Y243:AF243)),0)","v":0},{"$f":"MAX(MIN(AH$40,$AO243-SUM($Y243:AG243)),0)","v":0},{"$f":"MAX(MIN(AI$40,$AO243-SUM($Y243:AH243)),0)","v":0},77.608150940203586,0,{"$f":"INDEX(Demand!$C209:$H209,,$AM$13)","v":2.3560325342791933E-4},{"$f":"INDEX(Demand!$K209:$P209,,$AM$13)","v":0},7.2407045009784738,77.608150940203586,70.367446439225105,62.764706713197711,7.602739726027397,197,197,865,94.700970267644891,60,0,34.700970267644891,0,0,0,0,0,0,0,7.6027397260273979,0]
[null,null,null,null,null,null,null,null,null,null,null,null,null,null,null,null,null,null,null,null,null,null,null,0,0,{"$f":"MAX(MIN(Z$40*IF($Z$37=\"Solar\",$AM244,1),$AO244-SUM($Y244:Y244)),0)","v":60},{"$f":"MAX(MIN(AA$40,$AO244-SUM($Y244:Z244)),0)","v":0},{"$f":"MAX(MIN(AB$40,$AO244-SUM($Y244:AA244)),0)","v":17.636415653495845},{"$f":"MAX(MIN(AC$40,$AO244-SUM($Y244:AB244)),0)","v":0},{"$f":"MAX(MIN(AD$40,$AO244-SUM($Y244:AC244)),0)","v":0},{"$f":"MAX(MIN(AE$40,$AO244-SUM($Y244:AD244)),0)","v":0},{"$f":"MAX(MIN(AF$40,$AO244-SUM($Y244:AE244)),0)","v":0},{"$f":"MAX(MIN(AG$40,$AO244-SUM($Y244:AF244)),0)","v":0},{"$f":"MAX(MIN(AH$40,$AO244-SUM($Y244:AG244)),0)","v":0},{"$f":"MAX(MIN(AI$40,$AO244-SUM($Y244:AH244)),0)","v":0},77.636415653495845,0,{"$f":"INDEX(Demand!$C210:$H210,,$AM$13)","v":2.3570935220153892E-4},{"$f":"INDEX(Demand!$K210:$P210,,$AM$13)","v":0},7.2407045009784738,77.636415653495845,70.395711152517364,62.79297142648997,7.602739726027397,198,198,668,94.630620448586768,60,0,34.630620448586768,0,0,0,0,0,0,0,7.6027397260273979,0]
[null,null,null,21,null,null,null,null,null,null,null,null,null,null,null,null,null,null,null,null,null,null,null,0,0,{"$f":"MAX(MIN(Z$40*IF($Z$37=\"Solar\",$AM245,1),$AO245-SUM($Y245:Y245)),0)","v":60},{"$f":"MAX(MIN(AA$40,$AO245-SUM($Y245:Z245)),0)","v":0},{"$f":"MAX(MIN(AB$40,$AO245-SUM($Y245:AA245)),0)","v":17.666642243479089},{"$f":"MAX(MIN(AC$40,$AO245-SUM($Y245:AB245)),0)","v":0},{"$f":"MAX(MIN(AD$40,$AO245-SUM($Y245:AC245)),0)","v":0},{"$f":"MAX(MIN(AE$40,$AO245-SUM($Y245:AD245)),0)","v":0},{"$f":"MAX(MIN(AF$40,$AO245-SUM($Y245:AE245)),0)","v":0},{"$f":"MAX(MIN(AG$40,$AO245-SUM($Y245:AF245)),0)","v":0},{"$f":"MAX(MIN(AH$40,$AO245-SUM($Y245:AG245)),0)","v":0},{"$f":"MAX(MIN(AI$40,$AO245-SUM($Y245:AH245)),0)","v":0},77.666642243479089,0,{"$f":"INDEX(Demand!$C211:$H211,,$AM$13)","v":2.3582281537715168E-4},{"$f":"INDEX(Demand!$K211:$P211,,$AM$13)","v":0},7.2407045009784738,77.666642243479089,70.425937742500608,62.823198016473214,7.602739726027397,199,199,866,94.625879866921281,60,0,34.625879866921281,0,0,0,0,0,0,0,7.6027397260273979,0]
[null,null,null,null,null,null,null,null,null,null,null,null,null,null,null,null,null,null,null,null,null,null,null,0,0,{"$f":"MAX(MIN(Z$40*IF($Z$37=\"Solar\",$AM246,1),$AO246-SUM($Y246:Y246)),0)","v":60},{"$f":"MAX(MIN(AA$40,$AO246-SUM($Y246:Z246)),0)","v":0},{"$f":"MAX(MIN(AB$40,$AO246-SUM($Y246:AA246)),0)","v":17.673888588798974},{"$f":"MAX(MIN(AC$40,$AO246-SUM($Y246:AB246)),0)","v":0},{"$f":"MAX(MIN(AD$40,$AO246-SUM($Y246:AC246)),0)","v":0},{"$f":"MAX(MIN(AE$40,$AO246-SUM($Y246:AD246)),0)","v":0},{"$f":"MAX(MIN(AF$40,$AO246-SUM($Y246:AE246)),0)","v":0},{"$f":"MAX(MIN(AG$40,$AO246-SUM($Y246:AF246)),0)","v":0},{"$f":"MAX(MIN(AH$40,$AO246-SUM($Y246:AG246)),0)","v":0},{"$f":"MAX(MIN(AI$40,$AO246-SUM($Y246:AH246)),0)","v":0},77.673888588798974,0,{"$f":"INDEX(Demand!$C212:$H212,,$AM$13)","v":2.3585001637309723E-4},{"$f":"INDEX(Demand!$K212:$P212,,$AM$13)","v":0},7.2407045009784738,77.673888588798974,70.433184087820507,62.830444361793113,7.602739726027397,200,200,667,94.599272810886958,60,0,34.599272810886958,0,0,0,0,0,0,0,7.6027397260273979,0]
[null,null,null,null,null,null,null,null,null,null,null,null,null,null,null,null,null,null,null,null,null,null,null,0,0,{"$f":"MAX(MIN(Z$40*IF($Z$37=\"Solar\",$AM247,1),$AO247-SUM($Y247:Y247)),0)","v":60},{"$f":"MAX(MIN(AA$40,$AO247-SUM($Y247:Z247)),0)","v":0},{"$f":"MAX(MIN(AB$40,$AO247-SUM($Y247:AA247)),0)","v":17.70811387949081},{"$f":"MAX(MIN(AC$40,$AO247-SUM($Y247:AB247)),0)","v":0},{"$f":"MAX(MIN(AD$40,$AO247-SUM($Y247:AC247)),0)","v":0},{"$f":"MAX(MIN(AE$40,$AO247-SUM($Y247:AD247)),0)","v":0},{"$f":"MAX(MIN(AF$40,$AO247-SUM($Y247:AE247)),0)","v":0},{"$f":"MAX(MIN(AG$40,$AO247-SUM($Y247:AF247)),0)","v":0},{"$f":"MAX(MIN(AH$40,$AO247-SUM($Y247:AG247)),0)","v":0},{"$f":"MAX(MIN(AI$40,$AO247-SUM($Y247:AH247)),0)","v":0},77.70811387949081,0,{"$f":"INDEX(Demand!$C213:$H213,,$AM$13)","v":2.3597848968650496E-4},{"$f":"INDEX(Demand!$K213:$P213,,$AM$13)","v":7.6411360791963118E-2},7.2407045009784738,77.70811387949081,70.467409378512329,62.864669652484935,7.602739726027397,201,201,867,94.550808263010794,60,0,34.550808263010794,0,0,0,0,0,0,0,7.6027397260273979,0]
[null,null,null,null,null,null,null,null,null,null,null,null,null,null,null,null,null,null,null,null,null,null,null,0,0,{"$f":"MAX(MIN(Z$40*IF($Z$37=\"Solar\",$AM248,1),$AO248-SUM($Y248:Y248)),0)","v":60},{"$f":"MAX(MIN(AA$40,$AO248-SUM($Y248:Z248)),0)","v":0},{"$f":"MAX(MIN(AB$40,$AO248-SUM($Y248:AA248)),0)","v":17.739841640599252},{"$f":"MAX(MIN(AC$40,$AO248-SUM($Y248:AB248)),0)","v":0},{"$f":"MAX(MIN(AD$40,$AO248-SUM($Y248:AC248)),0)","v":0},{"$f":"MAX(MIN(AE$40,$AO248-SUM($Y248:AD248)),0)","v":0},{"$f":"MAX(MIN(AF$40,$AO248-SUM($Y248:AE248)),0)","v":0},{"$f":"MAX(MIN(AG$40,$AO248-SUM($Y248:AF248)),0)","v":0},{"$f":"MAX(MIN(AH$40,$AO248-SUM($Y248:AG248)),0)","v":0},{"$f":"MAX(MIN(AI$40,$AO248-SUM($Y248:AH248)),0)","v":0},77.739841640599252,0,{"$f":"INDEX(Demand!$C214:$H214,,$AM$13)","v":2.3609758788886403E-4},{"$f":"INDEX(Demand!$K214:$P214,,$AM$13)","v":0.12327068135436518},7.2407045009784738,77.739841640599252,70.499137139620771,62.896397413593377,7.602739726027397,202,202,666,94.550245971665674,60,0,34.550245971665674,0,0,0,0,0,0,0,7.6027397260273979,0]
[null,null,null,null,null,null,null,null,null,null,null,null,null,null,null,null,null,null,null,null,null,null,null,0,0,{"$f":"MAX(MIN(Z$40*IF($Z$37=\"Solar\",$AM249,1),$AO249-SUM($Y249:Y249)),0)","v":60},{"$f":"MAX(MIN(AA$40,$AO249-SUM($Y249:Z249)),0)","v":0},{"$f":"MAX(MIN(AB$40,$AO249-SUM($Y249:AA249)),0)","v":17.771321492235785},{"$f":"MAX(MIN(AC$40,$AO249-SUM($Y249:AB249)),0)","v":0},{"$f":"MAX(MIN(AD$40,$AO249-SUM($Y249:AC249)),0)","v":0},{"$f":"MAX(MIN(AE$40,$AO249-SUM($Y249:AD249)),0)","v":0},{"$f":"MAX(MIN(AF$40,$AO249-SUM($Y249:AE249)),0)","v":0},{"$f":"MAX(MIN(AG$40,$AO249-SUM($Y249:AF249)),0)","v":0},{"$f":"MAX(MIN(AH$40,$AO249-SUM($Y249:AG249)),0)","v":0},{"$f":"MAX(MIN(AI$40,$AO249-SUM($Y249:AH249)),0)","v":0},77.771321492235785,0,{"$f":"INDEX(Demand!$C215:$H215,,$AM$13)","v":2.362157555001123E-4},{"$f":"INDEX(Demand!$K215:$P215,,$AM$13)","v":9.1576371897937797E-2},7.2407045009784738,77.771321492235785,70.530616991257318,62.927877265229924,7.602739726027397,203,203,868,94.530555957321951,60,0,34.530555957321951,0,0,0,0,0,0,0,7.6027397260273979,0]
[null,null,null,null,null,null,null,null,null,null,null,null,null,null,null,null,null,null,null,null,null,null,null,0,0,{"$f":"MAX(MIN(Z$40*IF($Z$37=\"Solar\",$AM250,1),$AO250-SUM($Y250:Y250)),0)","v":60},{"$f":"MAX(MIN(AA$40,$AO250-SUM($Y250:Z250)),0)","v":0},{"$f":"MAX(MIN(AB$40,$AO250-SUM($Y250:AA250)),0)","v":17.803181154326154},{"$f":"MAX(MIN(AC$40,$AO250-SUM($Y250:AB250)),0)","v":0},{"$f":"MAX(MIN(AD$40,$AO250-SUM($Y250:AC250)),0)","v":0},{"$f":"MAX(MIN(AE$40,$AO250-SUM($Y250:AD250)),0)","v":0},{"$f":"MAX(MIN(AF$40,$AO250-SUM($Y250:AE250)),0)","v":0},{"$f":"MAX(MIN(AG$40,$AO250-SUM($Y250:AF250)),0)","v":0},{"$f":"MAX(MIN(AH$40,$AO250-SUM($Y250:AG250)),0)","v":0},{"$f":"MAX(MIN(AI$40,$AO250-SUM($Y250:AH250)),0)","v":0},77.803181154326154,0,{"$f":"INDEX(Demand!$C216:$H216,,$AM$13)","v":2.3633534882627733E-4},{"$f":"INDEX(Demand!$K216:$P216,,$AM$13)","v":5.7063287143002114E-2},7.2407045009784738,77.803181154326154,70.562476653347687,62.959736927320293,7.602739726027397,204,204,665,94.507777990539154,60,0,34.507777990539154,0,0,0,0,0,0,0,7.6027397260273979,0]
[null,null,null,null,null,null,null,null,null,null,null,null,null,null,null,null,null,null,null,null,null,null,null,0,0,{"$f":"MAX(MIN(Z$40*IF($Z$37=\"Solar\",$AM251,1),$AO251-SUM($Y251:Y251)),0)","v":60},{"$f":"MAX(MIN(AA$40,$AO251-SUM($Y251:Z251)),0)","v":0},{"$f":"MAX(MIN(AB$40,$AO251-SUM($Y251:AA251)),0)","v":17.836554911518618},{"$f":"MAX(MIN(AC$40,$AO251-SUM($Y251:AB251)),0)","v":0},{"$f":"MAX(MIN(AD$40,$AO251-SUM($Y251:AC251)),0)","v":0},{"$f":"MAX(MIN(AE$40,$AO251-SUM($Y251:AD251)),0)","v":0},{"$f":"MAX(MIN(AF$40,$AO251-SUM($Y251:AE251)),0)","v":0},{"$f":"MAX(MIN(AG$40,$AO251-SUM($Y251:AF251)),0)","v":0},{"$f":"MAX(MIN(AH$40,$AO251-SUM($Y251:AG251)),0)","v":0},{"$f":"MAX(MIN(AI$40,$AO251-SUM($Y251:AH251)),0)","v":0},77.836554911518618,0,{"$f":"INDEX(Demand!$C217:$H217,,$AM$13)","v":2.3646062569261536E-4},{"$f":"INDEX(Demand!$K217:$P217,,$AM$13)","v":1.8141637821199447E-2},7.2407045009784738,77.836554911518618,70.595850410540137,62.993110684512743,7.602739726027397,205,205,869,94.507465181737388,60,0,34.507465181737388,0,0,0,0,0,0,0,7.6027397260273979,0]
[null,null,null,null,null,null,null,null,null,null,null,null,null,null,null,null,null,null,null,null,null,null,null,0,0,{"$f":"MAX(MIN(Z$40*IF($Z$37=\"Solar\",$AM252,1),$AO252-SUM($Y252:Y252)),0)","v":60},{"$f":"MAX(MIN(AA$40,$AO252-SUM($Y252:Z252)),0)","v":0},{"$f":"MAX(MIN(AB$40,$AO252-SUM($Y252:AA252)),0)","v":17.877960564766568},{"$f":"MAX(MIN(AC$40,$AO252-SUM($Y252:AB252)),0)","v":0},{"$f":"MAX(MIN(AD$40,$AO252-SUM($Y252:AC252)),0)","v":0},{"$f":"MAX(MIN(AE$40,$AO252-SUM($Y252:AD252)),0)","v":0},{"$f":"MAX(MIN(AF$40,$AO252-SUM($Y252:AE252)),0)","v":0},{"$f":"MAX(MIN(AG$40,$AO252-SUM($Y252:AF252)),0)","v":0},{"$f":"MAX(MIN(AH$40,$AO252-SUM($Y252:AG252)),0)","v":0},{"$f":"MAX(MIN(AI$40,$AO252-SUM($Y252:AH252)),0)","v":0},77.877960564766568,0,{"$f":"INDEX(Demand!$C218:$H218,,$AM$13)","v":2.3661605231892148E-4},{"$f":"INDEX(Demand!$K218:$P218,,$AM$13)","v":0},7.2407045009784738,77.877960564766568,70.637256063788087,63.034516337760692,7.602739726027397,206,206,664,94.496471794321934,60,0,34.496471794321934,0,0,0,0,0,0,0,7.6027397260273979,0]
[null,null,null,null,null,null,null,null,null,null,null,null,null,null,null,null,null,null,null,null,null,null,null,0,0,{"$f":"MAX(MIN(Z$40*IF($Z$37=\"Solar\",$AM253,1),$AO253-SUM($Y253:Y253)),0)","v":60},{"$f":"MAX(MIN(AA$40,$AO253-SUM($Y253:Z253)),0)","v":0},{"$f":"MAX(MIN(AB$40,$AO253-SUM($Y253:AA253)),0)","v":17.948504467635814},{"$f":"MAX(MIN(AC$40,$AO253-SUM($Y253:AB253)),0)","v":0},{"$f":"MAX(MIN(AD$40,$AO253-SUM($Y253:AC253)),0)","v":0},{"$f":"MAX(MIN(AE$40,$AO253-SUM($Y253:AD253)),0)","v":0},{"$f":"MAX(MIN(AF$40,$AO253-SUM($Y253:AE253)),0)","v":0},{"$f":"MAX(MIN(AG$40,$AO253-SUM($Y253:AF253)),0)","v":0},{"$f":"MAX(MIN(AH$40,$AO253-SUM($Y253:AG253)),0)","v":0},{"$f":"MAX(MIN(AI$40,$AO253-SUM($Y253:AH253)),0)","v":0},77.948504467635814,0,{"$f":"INDEX(Demand!$C219:$H219,,$AM$13)","v":2.3688085675912138E-4},{"$f":"INDEX(Demand!$K219:$P219,,$AM$13)","v":0},7.2407045009784738,77.948504467635814,70.707799966657333,63.105060240629939,7.602739726027397,207,207,870,94.460678937930197,60,0,34.460678937930197,0,0,0,0,0,0,0,7.6027397260273979,0]
[null,null,null,null,null,null,null,null,null,null,null,null,null,null,null,null,null,null,null,null,null,null,null,0,0,{"$f":"MAX(MIN(Z$40*IF($Z$37=\"Solar\",$AM254,1),$AO254-SUM($Y254:Y254)),0)","v":60},{"$f":"MAX(MIN(AA$40,$AO254-SUM($Y254:Z254)),0)","v":0},{"$f":"MAX(MIN(AB$40,$AO254-SUM($Y254:AA254)),0)","v":17.973057565791919},{"$f":"MAX(MIN(AC$40,$AO254-SUM($Y254:AB254)),0)","v":0},{"$f":"MAX(MIN(AD$40,$AO254-SUM($Y254:AC254)),0)","v":0},{"$f":"MAX(MIN(AE$40,$AO254-SUM($Y254:AD254)),0)","v":0},{"$f":"MAX(MIN(AF$40,$AO254-SUM($Y254:AE254)),0)","v":0},{"$f":"MAX(MIN(AG$40,$AO254-SUM($Y254:AF254)),0)","v":0},{"$f":"MAX(MIN(AH$40,$AO254-SUM($Y254:AG254)),0)","v":0},{"$f":"MAX(MIN(AI$40,$AO254-SUM($Y254:AH254)),0)","v":0},77.973057565791919,0,{"$f":"INDEX(Demand!$C220:$H220,,$AM$13)","v":2.3697302304349116E-4},{"$f":"INDEX(Demand!$K220:$P220,,$AM$13)","v":0},7.2407045009784738,77.973057565791919,70.732353064813438,63.129613338786044,7.602739726027397,208,208,663,94.45740421678633,60,0,34.45740421678633,0,0,0,0,0,0,0,7.6027397260273979,0]
[null,null,null,22,null,null,null,null,null,null,null,null,null,null,null,null,null,null,null,null,null,null,null,0,0,{"$f":"MAX(MIN(Z$40*IF($Z$37=\"Solar\",$AM255,1),$AO255-SUM($Y255:Y255)),0)","v":60},{"$f":"MAX(MIN(AA$40,$AO255-SUM($Y255:Z255)),0)","v":0},{"$f":"MAX(MIN(AB$40,$AO255-SUM($Y255:AA255)),0)","v":18.025707977533187},{"$f":"MAX(MIN(AC$40,$AO255-SUM($Y255:AB255)),0)","v":0},{"$f":"MAX(MIN(AD$40,$AO255-SUM($Y255:AC255)),0)","v":0},{"$f":"MAX(MIN(AE$40,$AO255-SUM($Y255:AD255)),0)","v":0},{"$f":"MAX(MIN(AF$40,$AO255-SUM($Y255:AE255)),0)","v":0},{"$f":"MAX(MIN(AG$40,$AO255-SUM($Y255:AF255)),0)","v":0},{"$f":"MAX(MIN(AH$40,$AO255-SUM($Y255:AG255)),0)","v":0},{"$f":"MAX(MIN(AI$40,$AO255-SUM($Y255:AH255)),0)","v":0},78.025707977533187,0,{"$f":"INDEX(Demand!$C221:$H221,,$AM$13)","v":2.371706597242016E-4},{"$f":"INDEX(Demand!$K221:$P221,,$AM$13)","v":0},7.2407045009784738,78.025707977533187,70.785003476554706,63.182263750527312,7.602739726027397,209,209,871,94.381369458714687,60,0,34.381369458714687,0,0,0,0,0,0,0,7.6027397260273979,0]
[null,null,null,null,null,null,null,null,null,null,null,null,null,null,null,null,null,null,null,null,null,null,null,0,0,{"$f":"MAX(MIN(Z$40*IF($Z$37=\"Solar\",$AM256,1),$AO256-SUM($Y256:Y256)),0)","v":60},{"$f":"MAX(MIN(AA$40,$AO256-SUM($Y256:Z256)),0)","v":0},{"$f":"MAX(MIN(AB$40,$AO256-SUM($Y256:AA256)),0)","v":18.043157780610727},{"$f":"MAX(MIN(AC$40,$AO256-SUM($Y256:AB256)),0)","v":0},{"$f":"MAX(MIN(AD$40,$AO256-SUM($Y256:AC256)),0)","v":0},{"$f":"MAX(MIN(AE$40,$AO256-SUM($Y256:AD256)),0)","v":0},{"$f":"MAX(MIN(AF$40,$AO256-SUM($Y256:AE256)),0)","v":0},{"$f":"MAX(MIN(AG$40,$AO256-SUM($Y256:AF256)),0)","v":0},{"$f":"MAX(MIN(AH$40,$AO256-SUM($Y256:AG256)),0)","v":0},{"$f":"MAX(MIN(AI$40,$AO256-SUM($Y256:AH256)),0)","v":0},78.043157780610727,0,{"$f":"INDEX(Demand!$C222:$H222,,$AM$13)","v":2.3723616198800614E-4},{"$f":"INDEX(Demand!$K222:$P222,,$AM$13)","v":0},7.2407045009784738,78.043157780610727,70.802453279632246,63.199713553604852,7.602739726027397,210,210,662,94.291888121255539,60,0,34.291888121255539,0,0,0,0,0,0,0,7.6027397260273979,0]
[null,null,null,null,null,null,null,null,null,null,null,null,null,null,null,null,null,null,null,null,null,null,null,0,0,{"$f":"MAX(MIN(Z$40*IF($Z$37=\"Solar\",$AM257,1),$AO257-SUM($Y257:Y257)),0)","v":60},{"$f":"MAX(MIN(AA$40,$AO257-SUM($Y257:Z257)),0)","v":0},{"$f":"MAX(MIN(AB$40,$AO257-SUM($Y257:AA257)),0)","v":18.063531883671629},{"$f":"MAX(MIN(AC$40,$AO257-SUM($Y257:AB257)),0)","v":0},{"$f":"MAX(MIN(AD$40,$AO257-SUM($Y257:AC257)),0)","v":0},{"$f":"MAX(MIN(AE$40,$AO257-SUM($Y257:AD257)),0)","v":0},{"$f":"MAX(MIN(AF$40,$AO257-SUM($Y257:AE257)),0)","v":0},{"$f":"MAX(MIN(AG$40,$AO257-SUM($Y257:AF257)),0)","v":0},{"$f":"MAX(MIN(AH$40,$AO257-SUM($Y257:AG257)),0)","v":0},{"$f":"MAX(MIN(AI$40,$AO257-SUM($Y257:AH257)),0)","v":0},78.063531883671629,0,{"$f":"INDEX(Demand!$C223:$H223,,$AM$13)","v":2.3731264135385045E-4},{"$f":"INDEX(Demand!$K223:$P223,,$AM$13)","v":0},7.2407045009784738,78.063531883671629,70.822827382693163,63.220087656665768,7.602739726027397,211,211,872,94.242651623525376,60,0,34.242651623525376,0,0,0,0,0,0,0,7.6027397260273979,0]
[null,null,null,null,null,null,null,null,null,null,null,null,null,null,null,null,null,null,null,null,null,null,null,0,0,{"$f":"MAX(MIN(Z$40*IF($Z$37=\"Solar\",$AM258,1),$AO258-SUM($Y258:Y258)),0)","v":60},{"$f":"MAX(MIN(AA$40,$AO258-SUM($Y258:Z258)),0)","v":0},{"$f":"MAX(MIN(AB$40,$AO258-SUM($Y258:AA258)),0)","v":18.079208327059348},{"$f":"MAX(MIN(AC$40,$AO258-SUM($Y258:AB258)),0)","v":0},{"$f":"MAX(MIN(AD$40,$AO258-SUM($Y258:AC258)),0)","v":0},{"$f":"MAX(MIN(AE$40,$AO258-SUM($Y258:AD258)),0)","v":0},{"$f":"MAX(MIN(AF$40,$AO258-SUM($Y258:AE258)),0)","v":0},{"$f":"MAX(MIN(AG$40,$AO258-SUM($Y258:AF258)),0)","v":0},{"$f":"MAX(MIN(AH$40,$AO258-SUM($Y258:AG258)),0)","v":0},{"$f":"MAX(MIN(AI$40,$AO258-SUM($Y258:AH258)),0)","v":0},78.079208327059348,0,{"$f":"INDEX(Demand!$C224:$H224,,$AM$13)","v":2.373714868620626E-4},{"$f":"INDEX(Demand!$K224:$P224,,$AM$13)","v":0},7.2407045009784738,78.079208327059348,70.838503826080881,63.235764100053487,7.602739726027397,212,212,661,94.240473429380927,60,0,34.240473429380927,0,0,0,0,0,0,0,7.6027397260273979,0]
[null,null,null,null,null,null,null,null,null,null,null,null,null,null,null,null,null,null,null,null,null,null,null,0,0,{"$f":"MAX(MIN(Z$40*IF($Z$37=\"Solar\",$AM259,1),$AO259-SUM($Y259:Y259)),0)","v":60},{"$f":"MAX(MIN(AA$40,$AO259-SUM($Y259:Z259)),0)","v":0},{"$f":"MAX(MIN(AB$40,$AO259-SUM($Y259:AA259)),0)","v":18.141101602589373},{"$f":"MAX(MIN(AC$40,$AO259-SUM($Y259:AB259)),0)","v":0},{"$f":"MAX(MIN(AD$40,$AO259-SUM($Y259:AC259)),0)","v":0},{"$f":"MAX(MIN(AE$40,$AO259-SUM($Y259:AD259)),0)","v":0},{"$f":"MAX(MIN(AF$40,$AO259-SUM($Y259:AE259)),0)","v":0},{"$f":"MAX(MIN(AG$40,$AO259-SUM($Y259:AF259)),0)","v":0},{"$f":"MAX(MIN(AH$40,$AO259-SUM($Y259:AG259)),0)","v":0},{"$f":"MAX(MIN(AI$40,$AO259-SUM($Y259:AH259)),0)","v":0},78.141101602589373,0,{"$f":"INDEX(Demand!$C225:$H225,,$AM$13)","v":2.3760381897741553E-4},{"$f":"INDEX(Demand!$K225:$P225,,$AM$13)","v":0},7.2407045009784738,78.141101602589373,70.900397101610906,63.297657375583512,7.602739726027397,213,213,873,94.196888388763597,60,0,34.196888388763597,0,0,0,0,0,0,0,7.6027397260273979,0]
[null,null,null,null,null,null,null,null,null,null,null,null,null,null,null,null,null,null,null,null,null,null,null,0,0,{"$f":"MAX(MIN(Z$40*IF($Z$37=\"Solar\",$AM260,1),$AO260-SUM($Y260:Y260)),0)","v":60},{"$f":"MAX(MIN(AA$40,$AO260-SUM($Y260:Z260)),0)","v":0},{"$f":"MAX(MIN(AB$40,$AO260-SUM($Y260:AA260)),0)","v":18.184389218513559},{"$f":"MAX(MIN(AC$40,$AO260-SUM($Y260:AB260)),0)","v":0},{"$f":"MAX(MIN(AD$40,$AO260-SUM($Y260:AC260)),0)","v":0},{"$f":"MAX(MIN(AE$40,$AO260-SUM($Y260:AD260)),0)","v":0},{"$f":"MAX(MIN(AF$40,$AO260-SUM($Y260:AE260)),0)","v":0},{"$f":"MAX(MIN(AG$40,$AO260-SUM($Y260:AF260)),0)","v":0},{"$f":"MAX(MIN(AH$40,$AO260-SUM($Y260:AG260)),0)","v":0},{"$f":"MAX(MIN(AI$40,$AO260-SUM($Y260:AH260)),0)","v":0},78.184389218513559,0,{"$f":"INDEX(Demand!$C226:$H226,,$AM$13)","v":2.3776631002818201E-4},{"$f":"INDEX(Demand!$K226:$P226,,$AM$13)","v":0},7.2407045009784738,78.184389218513559,70.943684717535092,63.340944991507698,7.602739726027397,214,214,660,94.191205750890362,60,0,34.191205750890362,0,0,0,0,0,0,0,7.6027397260273979,0]
[null,null,null,null,null,null,null,null,null,null,null,null,null,null,null,null,null,null,null,null,null,null,null,0,0,{"$f":"MAX(MIN(Z$40*IF($Z$37=\"Solar\",$AM261,1),$AO261-SUM($Y261:Y261)),0)","v":60},{"$f":"MAX(MIN(AA$40,$AO261-SUM($Y261:Z261)),0)","v":0},{"$f":"MAX(MIN(AB$40,$AO261-SUM($Y261:AA261)),0)","v":18.189783832095145},{"$f":"MAX(MIN(AC$40,$AO261-SUM($Y261:AB261)),0)","v":0},{"$f":"MAX(MIN(AD$40,$AO261-SUM($Y261:AC261)),0)","v":0},{"$f":"MAX(MIN(AE$40,$AO261-SUM($Y261:AD261)),0)","v":0},{"$f":"MAX(MIN(AF$40,$AO261-SUM($Y261:AE261)),0)","v":0},{"$f":"MAX(MIN(AG$40,$AO261-SUM($Y261:AF261)),0)","v":0},{"$f":"MAX(MIN(AH$40,$AO261-SUM($Y261:AG261)),0)","v":0},{"$f":"MAX(MIN(AI$40,$AO261-SUM($Y261:AH261)),0)","v":0},78.189783832095145,0,{"$f":"INDEX(Demand!$C227:$H227,,$AM$13)","v":2.3778656007916396E-4},{"$f":"INDEX(Demand!$K227:$P227,,$AM$13)","v":0},7.2407045009784738,78.189783832095145,70.949079331116678,63.346339605089284,7.602739726027397,215,215,874,94.142669245149619,60,0,34.142669245149619,0,0,0,0,0,0,0,7.6027397260273979,0]
[null,null,null,null,null,null,null,null,null,null,null,null,null,null,null,null,null,null,null,null,null,null,null,0,0,{"$f":"MAX(MIN(Z$40*IF($Z$37=\"Solar\",$AM262,1),$AO262-SUM($Y262:Y262)),0)","v":60},{"$f":"MAX(MIN(AA$40,$AO262-SUM($Y262:Z262)),0)","v":0},{"$f":"MAX(MIN(AB$40,$AO262-SUM($Y262:AA262)),0)","v":18.199891252341871},{"$f":"MAX(MIN(AC$40,$AO262-SUM($Y262:AB262)),0)","v":0},{"$f":"MAX(MIN(AD$40,$AO262-SUM($Y262:AC262)),0)","v":0},{"$f":"MAX(MIN(AE$40,$AO262-SUM($Y262:AD262)),0)","v":0},{"$f":"MAX(MIN(AF$40,$AO262-SUM($Y262:AE262)),0)","v":0},{"$f":"MAX(MIN(AG$40,$AO262-SUM($Y262:AF262)),0)","v":0},{"$f":"MAX(MIN(AH$40,$AO262-SUM($Y262:AG262)),0)","v":0},{"$f":"MAX(MIN(AI$40,$AO262-SUM($Y262:AH262)),0)","v":0},78.199891252341871,0,{"$f":"INDEX(Demand!$C228:$H228,,$AM$13)","v":2.3782450084585587E-4},{"$f":"INDEX(Demand!$K228:$P228,,$AM$13)","v":0},7.2407045009784738,78.199891252341871,70.959186751363404,63.35644702533601,7.602739726027397,216,216,659,94.106054324908143,60,0,34.106054324908143,0,0,0,0,0,0,0,7.6027397260273979,0]
[null,null,null,null,null,null,null,null,null,null,null,null,null,null,null,null,null,null,null,null,null,null,null,0,0,{"$f":"MAX(MIN(Z$40*IF($Z$37=\"Solar\",$AM263,1),$AO263-SUM($Y263:Y263)),0)","v":60},{"$f":"MAX(MIN(AA$40,$AO263-SUM($Y263:Z263)),0)","v":0},{"$f":"MAX(MIN(AB$40,$AO263-SUM($Y263:AA263)),0)","v":18.20556216549511},{"$f":"MAX(MIN(AC$40,$AO263-SUM($Y263:AB263)),0)","v":0},{"$f":"MAX(MIN(AD$40,$AO263-SUM($Y263:AC263)),0)","v":0},{"$f":"MAX(MIN(AE$40,$AO263-SUM($Y263:AD263)),0)","v":0},{"$f":"MAX(MIN(AF$40,$AO263-SUM($Y263:AE263)),0)","v":0},{"$f":"MAX(MIN(AG$40,$AO263-SUM($Y263:AF263)),0)","v":0},{"$f":"MAX(MIN(AH$40,$AO263-SUM($Y263:AG263)),0)","v":0},{"$f":"MAX(MIN(AI$40,$AO263-SUM($Y263:AH263)),0)","v":0},78.20556216549511,0,{"$f":"INDEX(Demand!$C229:$H229,,$AM$13)","v":2.3784578805739203E-4},{"$f":"INDEX(Demand!$K229:$P229,,$AM$13)","v":0},7.2407045009784738,78.20556216549511,70.964857664516643,63.362117938489249,7.602739726027397,217,217,875,94.103747784591405,60,0,34.103747784591405,0,0,0,0,0,0,0,7.6027397260273979,0]
[null,null,null,null,null,null,null,null,null,null,null,null,null,null,null,null,null,null,null,null,null,null,null,0,0,{"$f":"MAX(MIN(Z$40*IF($Z$37=\"Solar\",$AM264,1),$AO264-SUM($Y264:Y264)),0)","v":60},{"$f":"MAX(MIN(AA$40,$AO264-SUM($Y264:Z264)),0)","v":0},{"$f":"MAX(MIN(AB$40,$AO264-SUM($Y264:AA264)),0)","v":18.229630297826645},{"$f":"MAX(MIN(AC$40,$AO264-SUM($Y264:AB264)),0)","v":0},{"$f":"MAX(MIN(AD$40,$AO264-SUM($Y264:AC264)),0)","v":0},{"$f":"MAX(MIN(AE$40,$AO264-SUM($Y264:AD264)),0)","v":0},{"$f":"MAX(MIN(AF$40,$AO264-SUM($Y264:AE264)),0)","v":0},{"$f":"MAX(MIN(AG$40,$AO264-SUM($Y264:AF264)),0)","v":0},{"$f":"MAX(MIN(AH$40,$AO264-SUM($Y264:AG264)),0)","v":0},{"$f":"MAX(MIN(AI$40,$AO264-SUM($Y264:AH264)),0)","v":0},78.229630297826645,0,{"$f":"INDEX(Demand!$C230:$H230,,$AM$13)","v":2.3793613389947731E-4},{"$f":"INDEX(Demand!$K230:$P230,,$AM$13)","v":0},7.2407045009784738,78.229630297826645,70.988925796848164,63.38618607082077,7.602739726027397,218,218,658,94.088595286791076,60,0,34.088595286791076,0,0,0,0,0,0,0,7.6027397260273979,0]
[null,null,null,23,null,null,null,null,null,null,null,null,null,null,null,null,null,null,null,null,null,null,null,0,0,{"$f":"MAX(MIN(Z$40*IF($Z$37=\"Solar\",$AM265,1),$AO265-SUM($Y265:Y265)),0)","v":60},{"$f":"MAX(MIN(AA$40,$AO265-SUM($Y265:Z265)),0)","v":0},{"$f":"MAX(MIN(AB$40,$AO265-SUM($Y265:AA265)),0)","v":18.269926244787086},{"$f":"MAX(MIN(AC$40,$AO265-SUM($Y265:AB265)),0)","v":0},{"$f":"MAX(MIN(AD$40,$AO265-SUM($Y265:AC265)),0)","v":0},{"$f":"MAX(MIN(AE$40,$AO265-SUM($Y265:AD265)),0)","v":0},{"$f":"MAX(MIN(AF$40,$AO265-SUM($Y265:AE265)),0)","v":0},{"$f":"MAX(MIN(AG$40,$AO265-SUM($Y265:AF265)),0)","v":0},{"$f":"MAX(MIN(AH$40,$AO265-SUM($Y265:AG265)),0)","v":0},{"$f":"MAX(MIN(AI$40,$AO265-SUM($Y265:AH265)),0)","v":0},78.269926244787086,0,{"$f":"INDEX(Demand!$C231:$H231,,$AM$13)","v":2.3808739496164116E-4},{"$f":"INDEX(Demand!$K231:$P231,,$AM$13)","v":0},7.2407045009784738,78.269926244787086,71.02922174380862,63.426482017781225,7.602739726027397,219,219,876,94.078501961315254,60,0,34.078501961315254,0,0,0,0,0,0,0,7.6027397260273979,0]
[null,null,null,null,null,null,null,null,null,null,null,null,null,null,null,null,null,null,null,null,null,null,null,0,0,{"$f":"MAX(MIN(Z$40*IF($Z$37=\"Solar\",$AM266,1),$AO266-SUM($Y266:Y266)),0)","v":60},{"$f":"MAX(MIN(AA$40,$AO266-SUM($Y266:Z266)),0)","v":0},{"$f":"MAX(MIN(AB$40,$AO266-SUM($Y266:AA266)),0)","v":18.284253782615735},{"$f":"MAX(MIN(AC$40,$AO266-SUM($Y266:AB266)),0)","v":0},{"$f":"MAX(MIN(AD$40,$AO266-SUM($Y266:AC266)),0)","v":0},{"$f":"MAX(MIN(AE$40,$AO266-SUM($Y266:AD266)),0)","v":0},{"$f":"MAX(MIN(AF$40,$AO266-SUM($Y266:AE266)),0)","v":0},{"$f":"MAX(MIN(AG$40,$AO266-SUM($Y266:AF266)),0)","v":0},{"$f":"MAX(MIN(AH$40,$AO266-SUM($Y266:AG266)),0)","v":0},{"$f":"MAX(MIN(AI$40,$AO266-SUM($Y266:AH266)),0)","v":0},78.284253782615735,0,{"$f":"INDEX(Demand!$C232:$H232,,$AM$13)","v":2.3814117701054756E-4},{"$f":"INDEX(Demand!$K232:$P232,,$AM$13)","v":0},7.2407045009784738,78.284253782615735,71.043549281637269,63.440809555609874,7.602739726027397,220,220,657,94.072016668356724,60,0,34.072016668356724,0,0,0,0,0,0,0,7.6027397260273979,0]
[null,null,null,null,null,null,null,null,null,null,null,null,null,null,null,null,null,null,null,null,null,null,null,0,0,{"$f":"MAX(MIN(Z$40*IF($Z$37=\"Solar\",$AM267,1),$AO267-SUM($Y267:Y267)),0)","v":60},{"$f":"MAX(MIN(AA$40,$AO267-SUM($Y267:Z267)),0)","v":0},{"$f":"MAX(MIN(AB$40,$AO267-SUM($Y267:AA267)),0)","v":18.296555705824659},{"$f":"MAX(MIN(AC$40,$AO267-SUM($Y267:AB267)),0)","v":0},{"$f":"MAX(MIN(AD$40,$AO267-SUM($Y267:AC267)),0)","v":0},{"$f":"MAX(MIN(AE$40,$AO267-SUM($Y267:AD267)),0)","v":0},{"$f":"MAX(MIN(AF$40,$AO267-SUM($Y267:AE267)),0)","v":0},{"$f":"MAX(MIN(AG$40,$AO267-SUM($Y267:AF267)),0)","v":0},{"$f":"MAX(MIN(AH$40,$AO267-SUM($Y267:AG267)),0)","v":0},{"$f":"MAX(MIN(AI$40,$AO267-SUM($Y267:AH267)),0)","v":0},78.296555705824659,0,{"$f":"INDEX(Demand!$C233:$H233,,$AM$13)","v":2.381873554009714E-4},{"$f":"INDEX(Demand!$K233:$P233,,$AM$13)","v":0},7.2407045009784738,78.296555705824659,71.055851204846178,63.453111478818784,7.602739726027397,221,221,877,94.07084903512785,60,0,34.07084903512785,0,0,0,0,0,0,0,7.6027397260273979,0]
[null,null,null,null,null,null,null,null,null,null,null,null,null,null,null,null,null,null,null,null,null,null,null,0,0,{"$f":"MAX(MIN(Z$40*IF($Z$37=\"Solar\",$AM268,1),$AO268-SUM($Y268:Y268)),0)","v":60},{"$f":"MAX(MIN(AA$40,$AO268-SUM($Y268:Z268)),0)","v":0},{"$f":"MAX(MIN(AB$40,$AO268-SUM($Y268:AA268)),0)","v":18.317765100065117},{"$f":"MAX(MIN(AC$40,$AO268-SUM($Y268:AB268)),0)","v":0},{"$f":"MAX(MIN(AD$40,$AO268-SUM($Y268:AC268)),0)","v":0},{"$f":"MAX(MIN(AE$40,$AO268-SUM($Y268:AD268)),0)","v":0},{"$f":"MAX(MIN(AF$40,$AO268-SUM($Y268:AE268)),0)","v":0},{"$f":"MAX(MIN(AG$40,$AO268-SUM($Y268:AF268)),0)","v":0},{"$f":"MAX(MIN(AH$40,$AO268-SUM($Y268:AG268)),0)","v":0},{"$f":"MAX(MIN(AI$40,$AO268-SUM($Y268:AH268)),0)","v":0},78.317765100065117,0,{"$f":"INDEX(Demand!$C234:$H234,,$AM$13)","v":2.3826697024421638E-4},{"$f":"INDEX(Demand!$K234:$P234,,$AM$13)","v":0},7.2407045009784738,78.317765100065117,71.07706059908665,63.474320873059256,7.602739726027397,222,222,656,94.03848019409881,60,0,34.03848019409881,0,0,0,0,0,0,0,7.6027397260273979,0]
[null,null,null,null,null,null,null,null,null,null,null,null,null,null,null,null,null,null,null,null,null,null,null,0,0,{"$f":"MAX(MIN(Z$40*IF($Z$37=\"Solar\",$AM269,1),$AO269-SUM($Y269:Y269)),0)","v":60},{"$f":"MAX(MIN(AA$40,$AO269-SUM($Y269:Z269)),0)","v":0},{"$f":"MAX(MIN(AB$40,$AO269-SUM($Y269:AA269)),0)","v":18.325453625376781},{"$f":"MAX(MIN(AC$40,$AO269-SUM($Y269:AB269)),0)","v":0},{"$f":"MAX(MIN(AD$40,$AO269-SUM($Y269:AC269)),0)","v":0},{"$f":"MAX(MIN(AE$40,$AO269-SUM($Y269:AD269)),0)","v":0},{"$f":"MAX(MIN(AF$40,$AO269-SUM($Y269:AE269)),0)","v":0},{"$f":"MAX(MIN(AG$40,$AO269-SUM($Y269:AF269)),0)","v":0},{"$f":"MAX(MIN(AH$40,$AO269-SUM($Y269:AG269)),0)","v":0},{"$f":"MAX(MIN(AI$40,$AO269-SUM($Y269:AH269)),0)","v":0},78.325453625376781,0,{"$f":"INDEX(Demand!$C235:$H235,,$AM$13)","v":2.3829583107496581E-4},{"$f":"INDEX(Demand!$K235:$P235,,$AM$13)","v":0},7.2407045009784738,78.325453625376781,71.0847491243983,63.482009398370906,7.602739726027397,223,223,878,93.988986641180759,60,0,33.988986641180759,0,0,0,0,0,0,0,7.6027397260273979,0]
[null,null,null,null,null,null,null,null,null,null,null,null,null,null,null,null,null,null,null,null,null,null,null,0,0,{"$f":"MAX(MIN(Z$40*IF($Z$37=\"Solar\",$AM270,1),$AO270-SUM($Y270:Y270)),0)","v":60},{"$f":"MAX(MIN(AA$40,$AO270-SUM($Y270:Z270)),0)","v":0},{"$f":"MAX(MIN(AB$40,$AO270-SUM($Y270:AA270)),0)","v":18.356790624582487},{"$f":"MAX(MIN(AC$40,$AO270-SUM($Y270:AB270)),0)","v":0},{"$f":"MAX(MIN(AD$40,$AO270-SUM($Y270:AC270)),0)","v":0},{"$f":"MAX(MIN(AE$40,$AO270-SUM($Y270:AD270)),0)","v":0},{"$f":"MAX(MIN(AF$40,$AO270-SUM($Y270:AE270)),0)","v":0},{"$f":"MAX(MIN(AG$40,$AO270-SUM($Y270:AF270)),0)","v":0},{"$f":"MAX(MIN(AH$40,$AO270-SUM($Y270:AG270)),0)","v":0},{"$f":"MAX(MIN(AI$40,$AO270-SUM($Y270:AH270)),0)","v":0},78.356790624582487,0,{"$f":"INDEX(Demand!$C236:$H236,,$AM$13)","v":2.3841346245336565E-4},{"$f":"INDEX(Demand!$K236:$P236,,$AM$13)","v":0.29097653651441524},7.2407045009784738,78.356790624582487,71.116086123604006,63.513346397576612,7.602739726027397,224,224,655,93.986328000148887,60,0,33.986328000148887,0,0,0,0,0,0,0,7.6027397260273979,0]
[null,null,null,null,null,null,null,null,null,null,null,null,null,null,null,null,null,null,null,null,null,null,null,0,0,{"$f":"MAX(MIN(Z$40*IF($Z$37=\"Solar\",$AM271,1),$AO271-SUM($Y271:Y271)),0)","v":60},{"$f":"MAX(MIN(AA$40,$AO271-SUM($Y271:Z271)),0)","v":0},{"$f":"MAX(MIN(AB$40,$AO271-SUM($Y271:AA271)),0)","v":18.394839176485561},{"$f":"MAX(MIN(AC$40,$AO271-SUM($Y271:AB271)),0)","v":0},{"$f":"MAX(MIN(AD$40,$AO271-SUM($Y271:AC271)),0)","v":0},{"$f":"MAX(MIN(AE$40,$AO271-SUM($Y271:AD271)),0)","v":0},{"$f":"MAX(MIN(AF$40,$AO271-SUM($Y271:AE271)),0)","v":0},{"$f":"MAX(MIN(AG$40,$AO271-SUM($Y271:AF271)),0)","v":0},{"$f":"MAX(MIN(AH$40,$AO271-SUM($Y271:AG271)),0)","v":0},{"$f":"MAX(MIN(AI$40,$AO271-SUM($Y271:AH271)),0)","v":0},78.394839176485561,0,{"$f":"INDEX(Demand!$C237:$H237,,$AM$13)","v":2.3855628734789671E-4},{"$f":"INDEX(Demand!$K237:$P237,,$AM$13)","v":0.52613004701717192},7.2407045009784738,78.394839176485561,71.154134675507095,63.5513949494797,7.602739726027397,225,225,879,93.975687428248619,60,0,33.975687428248619,0,0,0,0,0,0,0,7.6027397260273979,0]
[null,null,null,null,null,null,null,null,null,null,null,null,null,null,null,null,null,null,null,null,null,null,null,0,0,{"$f":"MAX(MIN(Z$40*IF($Z$37=\"Solar\",$AM272,1),$AO272-SUM($Y272:Y272)),0)","v":60},{"$f":"MAX(MIN(AA$40,$AO272-SUM($Y272:Z272)),0)","v":0},{"$f":"MAX(MIN(AB$40,$AO272-SUM($Y272:AA272)),0)","v":18.425841154281045},{"$f":"MAX(MIN(AC$40,$AO272-SUM($Y272:AB272)),0)","v":0},{"$f":"MAX(MIN(AD$40,$AO272-SUM($Y272:AC272)),0)","v":0},{"$f":"MAX(MIN(AE$40,$AO272-SUM($Y272:AD272)),0)","v":0},{"$f":"MAX(MIN(AF$40,$AO272-SUM($Y272:AE272)),0)","v":0},{"$f":"MAX(MIN(AG$40,$AO272-SUM($Y272:AF272)),0)","v":0},{"$f":"MAX(MIN(AH$40,$AO272-SUM($Y272:AG272)),0)","v":0},{"$f":"MAX(MIN(AI$40,$AO272-SUM($Y272:AH272)),0)","v":0},78.425841154281045,0,{"$f":"INDEX(Demand!$C238:$H238,,$AM$13)","v":2.3867266113842026E-4},{"$f":"INDEX(Demand!$K238:$P238,,$AM$13)","v":0.13760133497198143},7.2407045009784738,78.425841154281045,71.185136653302564,63.58239692727517,7.602739726027397,226,226,654,93.967912083621684,60,0,33.967912083621684,0,0,0,0,0,0,0,7.6027397260273979,0]
[null,null,null,null,null,null,null,null,null,null,null,null,null,null,null,null,null,null,null,null,null,null,null,0,0,{"$f":"MAX(MIN(Z$40*IF($Z$37=\"Solar\",$AM273,1),$AO273-SUM($Y273:Y273)),0)","v":60},{"$f":"MAX(MIN(AA$40,$AO273-SUM($Y273:Z273)),0)","v":0},{"$f":"MAX(MIN(AB$40,$AO273-SUM($Y273:AA273)),0)","v":18.512626549646058},{"$f":"MAX(MIN(AC$40,$AO273-SUM($Y273:AB273)),0)","v":0},{"$f":"MAX(MIN(AD$40,$AO273-SUM($Y273:AC273)),0)","v":0},{"$f":"MAX(MIN(AE$40,$AO273-SUM($Y273:AD273)),0)","v":0},{"$f":"MAX(MIN(AF$40,$AO273-SUM($Y273:AE273)),0)","v":0},{"$f":"MAX(MIN(AG$40,$AO273-SUM($Y273:AF273)),0)","v":0},{"$f":"MAX(MIN(AH$40,$AO273-SUM($Y273:AG273)),0)","v":0},{"$f":"MAX(MIN(AI$40,$AO273-SUM($Y273:AH273)),0)","v":0},78.512626549646058,0,{"$f":"INDEX(Demand!$C239:$H239,,$AM$13)","v":2.3899843214204269E-4},{"$f":"INDEX(Demand!$K239:$P239,,$AM$13)","v":0.12272947649705158},7.2407045009784738,78.512626549646058,71.271922048667577,63.669182322640182,7.602739726027397,227,227,880,93.965199343598925,60,0,33.965199343598925,0,0,0,0,0,0,0,7.6027397260273979,0]
[null,null,null,null,null,null,null,null,null,null,null,null,null,null,null,null,null,null,null,null,null,null,null,0,0,{"$f":"MAX(MIN(Z$40*IF($Z$37=\"Solar\",$AM274,1),$AO274-SUM($Y274:Y274)),0)","v":60},{"$f":"MAX(MIN(AA$40,$AO274-SUM($Y274:Z274)),0)","v":0},{"$f":"MAX(MIN(AB$40,$AO274-SUM($Y274:AA274)),0)","v":18.548363673812645},{"$f":"MAX(MIN(AC$40,$AO274-SUM($Y274:AB274)),0)","v":0},{"$f":"MAX(MIN(AD$40,$AO274-SUM($Y274:AC274)),0)","v":0},{"$f":"MAX(MIN(AE$40,$AO274-SUM($Y274:AD274)),0)","v":0},{"$f":"MAX(MIN(AF$40,$AO274-SUM($Y274:AE274)),0)","v":0},{"$f":"MAX(MIN(AG$40,$AO274-SUM($Y274:AF274)),0)","v":0},{"$f":"MAX(MIN(AH$40,$AO274-SUM($Y274:AG274)),0)","v":0},{"$f":"MAX(MIN(AI$40,$AO274-SUM($Y274:AH274)),0)","v":0},78.548363673812645,0,{"$f":"INDEX(Demand!$C240:$H240,,$AM$13)","v":2.3913258050603137E-4},{"$f":"INDEX(Demand!$K240:$P240,,$AM$13)","v":0},7.2407045009784738,78.548363673812645,71.307659172834164,63.70491944680677,7.602739726027397,228,228,653,93.959855349872555,60,0,33.959855349872555,0,0,0,0,0,0,0,7.6027397260273979,0]
[null,null,null,24,null,null,null,null,null,null,null,null,null,null,null,null,null,null,null,null,null,null,null,0,0,{"$f":"MAX(MIN(Z$40*IF($Z$37=\"Solar\",$AM275,1),$AO275-SUM($Y275:Y275)),0)","v":60},{"$f":"MAX(MIN(AA$40,$AO275-SUM($Y275:Z275)),0)","v":0},{"$f":"MAX(MIN(AB$40,$AO275-SUM($Y275:AA275)),0)","v":18.577628528876716},{"$f":"MAX(MIN(AC$40,$AO275-SUM($Y275:AB275)),0)","v":0},{"$f":"MAX(MIN(AD$40,$AO275-SUM($Y275:AC275)),0)","v":0},{"$f":"MAX(MIN(AE$40,$AO275-SUM($Y275:AD275)),0)","v":0},{"$f":"MAX(MIN(AF$40,$AO275-SUM($Y275:AE275)),0)","v":0},{"$f":"MAX(MIN(AG$40,$AO275-SUM($Y275:AF275)),0)","v":0},{"$f":"MAX(MIN(AH$40,$AO275-SUM($Y275:AG275)),0)","v":0},{"$f":"MAX(MIN(AI$40,$AO275-SUM($Y275:AH275)),0)","v":0},78.577628528876716,0,{"$f":"INDEX(Demand!$C241:$H241,,$AM$13)","v":2.3924243356558125E-4},{"$f":"INDEX(Demand!$K241:$P241,,$AM$13)","v":0},7.2407045009784738,78.577628528876716,71.336924027898249,63.734184301870854,7.602739726027397,229,229,881,93.947406494634151,60,0,33.947406494634151,0,0,0,0,0,0,0,7.6027397260273979,0]
[null,null,null,null,null,null,null,null,null,null,null,null,null,null,null,null,null,null,null,null,null,null,null,0,0,{"$f":"MAX(MIN(Z$40*IF($Z$37=\"Solar\",$AM276,1),$AO276-SUM($Y276:Y276)),0)","v":60},{"$f":"MAX(MIN(AA$40,$AO276-SUM($Y276:Z276)),0)","v":0},{"$f":"MAX(MIN(AB$40,$AO276-SUM($Y276:AA276)),0)","v":18.587754089842832},{"$f":"MAX(MIN(AC$40,$AO276-SUM($Y276:AB276)),0)","v":0},{"$f":"MAX(MIN(AD$40,$AO276-SUM($Y276:AC276)),0)","v":0},{"$f":"MAX(MIN(AE$40,$AO276-SUM($Y276:AD276)),0)","v":0},{"$f":"MAX(MIN(AF$40,$AO276-SUM($Y276:AE276)),0)","v":0},{"$f":"MAX(MIN(AG$40,$AO276-SUM($Y276:AF276)),0)","v":0},{"$f":"MAX(MIN(AH$40,$AO276-SUM($Y276:AG276)),0)","v":0},{"$f":"MAX(MIN(AI$40,$AO276-SUM($Y276:AH276)),0)","v":0},78.587754089842832,0,{"$f":"INDEX(Demand!$C242:$H242,,$AM$13)","v":2.3928044242806662E-4},{"$f":"INDEX(Demand!$K242:$P242,,$AM$13)","v":0},7.2407045009784738,78.587754089842832,71.347049588864351,63.744309862836957,7.602739726027397,230,230,652,93.947063314172851,60,0,33.947063314172851,0,0,0,0,0,0,0,7.6027397260273979,0]
[null,null,null,null,null,null,null,null,null,null,null,null,null,null,null,null,null,null,null,null,null,null,null,0,0,{"$f":"MAX(MIN(Z$40*IF($Z$37=\"Solar\",$AM277,1),$AO277-SUM($Y277:Y277)),0)","v":60},{"$f":"MAX(MIN(AA$40,$AO277-SUM($Y277:Z277)),0)","v":0},{"$f":"MAX(MIN(AB$40,$AO277-SUM($Y277:AA277)),0)","v":18.603946627467224},{"$f":"MAX(MIN(AC$40,$AO277-SUM($Y277:AB277)),0)","v":0},{"$f":"MAX(MIN(AD$40,$AO277-SUM($Y277:AC277)),0)","v":0},{"$f":"MAX(MIN(AE$40,$AO277-SUM($Y277:AD277)),0)","v":0},{"$f":"MAX(MIN(AF$40,$AO277-SUM($Y277:AE277)),0)","v":0},{"$f":"MAX(MIN(AG$40,$AO277-SUM($Y277:AF277)),0)","v":0},{"$f":"MAX(MIN(AH$40,$AO277-SUM($Y277:AG277)),0)","v":0},{"$f":"MAX(MIN(AI$40,$AO277-SUM($Y277:AH277)),0)","v":0},78.603946627467224,0,{"$f":"INDEX(Demand!$C243:$H243,,$AM$13)","v":2.39341225226957E-4},{"$f":"INDEX(Demand!$K243:$P243,,$AM$13)","v":0},7.2407045009784738,78.603946627467224,71.363242126488757,63.760502400461363,7.602739726027397,231,231,882,93.924305033770196,60,0,33.924305033770196,0,0,0,0,0,0,0,7.6027397260273979,0]
[null,null,null,null,null,null,null,null,null,null,null,null,null,null,null,null,null,null,null,null,null,null,null,0,0,{"$f":"MAX(MIN(Z$40*IF($Z$37=\"Solar\",$AM278,1),$AO278-SUM($Y278:Y278)),0)","v":60},{"$f":"MAX(MIN(AA$40,$AO278-SUM($Y278:Z278)),0)","v":0},{"$f":"MAX(MIN(AB$40,$AO278-SUM($Y278:AA278)),0)","v":18.643498969844956},{"$f":"MAX(MIN(AC$40,$AO278-SUM($Y278:AB278)),0)","v":0},{"$f":"MAX(MIN(AD$40,$AO278-SUM($Y278:AC278)),0)","v":0},{"$f":"MAX(MIN(AE$40,$AO278-SUM($Y278:AD278)),0)","v":0},{"$f":"MAX(MIN(AF$40,$AO278-SUM($Y278:AE278)),0)","v":0},{"$f":"MAX(MIN(AG$40,$AO278-SUM($Y278:AF278)),0)","v":0},{"$f":"MAX(MIN(AH$40,$AO278-SUM($Y278:AG278)),0)","v":0},{"$f":"MAX(MIN(AI$40,$AO278-SUM($Y278:AH278)),0)","v":0},78.643498969844956,0,{"$f":"INDEX(Demand!$C244:$H244,,$AM$13)","v":2.3948969498062718E-4},{"$f":"INDEX(Demand!$K244:$P244,,$AM$13)","v":0},7.2407045009784738,78.643498969844956,71.402794468866475,63.80005474283908,7.602739726027397,232,232,651,93.91436659735146,60,0,33.91436659735146,0,0,0,0,0,0,0,7.6027397260273979,0]
[null,null,null,null,null,null,null,null,null,null,null,null,null,null,null,null,null,null,null,null,null,null,null,0,0,{"$f":"MAX(MIN(Z$40*IF($Z$37=\"Solar\",$AM279,1),$AO279-SUM($Y279:Y279)),0)","v":60},{"$f":"MAX(MIN(AA$40,$AO279-SUM($Y279:Z279)),0)","v":0},{"$f":"MAX(MIN(AB$40,$AO279-SUM($Y279:AA279)),0)","v":18.70555096254401},{"$f":"MAX(MIN(AC$40,$AO279-SUM($Y279:AB279)),0)","v":0},{"$f":"MAX(MIN(AD$40,$AO279-SUM($Y279:AC279)),0)","v":0},{"$f":"MAX(MIN(AE$40,$AO279-SUM($Y279:AD279)),0)","v":0},{"$f":"MAX(MIN(AF$40,$AO279-SUM($Y279:AE279)),0)","v":0},{"$f":"MAX(MIN(AG$40,$AO279-SUM($Y279:AF279)),0)","v":0},{"$f":"MAX(MIN(AH$40,$AO279-SUM($Y279:AG279)),0)","v":0},{"$f":"MAX(MIN(AI$40,$AO279-SUM($Y279:AH279)),0)","v":0},78.70555096254401,0,{"$f":"INDEX(Demand!$C245:$H245,,$AM$13)","v":2.3972262288114913E-4},{"$f":"INDEX(Demand!$K245:$P245,,$AM$13)","v":0},7.2407045009784738,78.70555096254401,71.464846461565529,63.862106735538134,7.602739726027397,233,233,883,93.885300759172992,60,0,33.885300759172992,0,0,0,0,0,0,0,7.6027397260273979,0]
[null,null,null,null,null,null,null,null,null,null,null,null,null,null,null,null,null,null,null,null,null,null,null,0,0,{"$f":"MAX(MIN(Z$40*IF($Z$37=\"Solar\",$AM280,1),$AO280-SUM($Y280:Y280)),0)","v":60},{"$f":"MAX(MIN(AA$40,$AO280-SUM($Y280:Z280)),0)","v":0},{"$f":"MAX(MIN(AB$40,$AO280-SUM($Y280:AA280)),0)","v":18.715598844860637},{"$f":"MAX(MIN(AC$40,$AO280-SUM($Y280:AB280)),0)","v":0},{"$f":"MAX(MIN(AD$40,$AO280-SUM($Y280:AC280)),0)","v":0},{"$f":"MAX(MIN(AE$40,$AO280-SUM($Y280:AD280)),0)","v":0},{"$f":"MAX(MIN(AF$40,$AO280-SUM($Y280:AE280)),0)","v":0},{"$f":"MAX(MIN(AG$40,$AO280-SUM($Y280:AF280)),0)","v":0},{"$f":"MAX(MIN(AH$40,$AO280-SUM($Y280:AG280)),0)","v":0},{"$f":"MAX(MIN(AI$40,$AO280-SUM($Y280:AH280)),0)","v":0},78.715598844860637,0,{"$f":"INDEX(Demand!$C246:$H246,,$AM$13)","v":2.3976034015711246E-4},{"$f":"INDEX(Demand!$K246:$P246,,$AM$13)","v":0},7.2407045009784738,78.715598844860637,71.474894343882156,63.872154617854761,7.602739726027397,234,234,650,93.875466310813806,60,0,33.875466310813806,0,0,0,0,0,0,0,7.6027397260273979,0]
[null,null,null,null,null,null,null,null,null,null,null,null,null,null,null,null,null,null,null,null,null,null,null,0,0,{"$f":"MAX(MIN(Z$40*IF($Z$37=\"Solar\",$AM281,1),$AO281-SUM($Y281:Y281)),0)","v":60},{"$f":"MAX(MIN(AA$40,$AO281-SUM($Y281:Z281)),0)","v":0},{"$f":"MAX(MIN(AB$40,$AO281-SUM($Y281:AA281)),0)","v":18.749989041984861},{"$f":"MAX(MIN(AC$40,$AO281-SUM($Y281:AB281)),0)","v":0},{"$f":"MAX(MIN(AD$40,$AO281-SUM($Y281:AC281)),0)","v":0},{"$f":"MAX(MIN(AE$40,$AO281-SUM($Y281:AD281)),0)","v":0},{"$f":"MAX(MIN(AF$40,$AO281-SUM($Y281:AE281)),0)","v":0},{"$f":"MAX(MIN(AG$40,$AO281-SUM($Y281:AF281)),0)","v":0},{"$f":"MAX(MIN(AH$40,$AO281-SUM($Y281:AG281)),0)","v":0},{"$f":"MAX(MIN(AI$40,$AO281-SUM($Y281:AH281)),0)","v":0},78.749989041984861,0,{"$f":"INDEX(Demand!$C247:$H247,,$AM$13)","v":2.3988943248865984E-4},{"$f":"INDEX(Demand!$K247:$P247,,$AM$13)","v":0},7.2407045009784738,78.749989041984861,71.50928454100638,63.906544814978986,7.602739726027397,235,235,884,93.85137077176222,60,0,33.85137077176222,0,0,0,0,0,0,0,7.6027397260273979,0]
[null,null,null,null,null,null,null,null,null,null,null,null,null,null,null,null,null,null,null,null,null,null,null,0,0,{"$f":"MAX(MIN(Z$40*IF($Z$37=\"Solar\",$AM282,1),$AO282-SUM($Y282:Y282)),0)","v":60},{"$f":"MAX(MIN(AA$40,$AO282-SUM($Y282:Z282)),0)","v":0},{"$f":"MAX(MIN(AB$40,$AO282-SUM($Y282:AA282)),0)","v":18.79326286875073},{"$f":"MAX(MIN(AC$40,$AO282-SUM($Y282:AB282)),0)","v":0},{"$f":"MAX(MIN(AD$40,$AO282-SUM($Y282:AC282)),0)","v":0},{"$f":"MAX(MIN(AE$40,$AO282-SUM($Y282:AD282)),0)","v":0},{"$f":"MAX(MIN(AF$40,$AO282-SUM($Y282:AE282)),0)","v":0},{"$f":"MAX(MIN(AG$40,$AO282-SUM($Y282:AF282)),0)","v":0},{"$f":"MAX(MIN(AH$40,$AO282-SUM($Y282:AG282)),0)","v":0},{"$f":"MAX(MIN(AI$40,$AO282-SUM($Y282:AH282)),0)","v":0},78.79326286875073,0,{"$f":"INDEX(Demand!$C248:$H248,,$AM$13)","v":2.4005187177832157E-4},{"$f":"INDEX(Demand!$K248:$P248,,$AM$13)","v":0},7.2407045009784738,78.79326286875073,71.552558367772264,63.949818641744869,7.602739726027397,236,236,649,93.756336438200634,60,0,33.756336438200634,0,0,0,0,0,0,0,7.6027397260273979,0]
[null,null,null,null,null,null,null,null,null,null,null,null,null,null,null,null,null,null,null,null,null,null,null,0,0,{"$f":"MAX(MIN(Z$40*IF($Z$37=\"Solar\",$AM283,1),$AO283-SUM($Y283:Y283)),0)","v":60},{"$f":"MAX(MIN(AA$40,$AO283-SUM($Y283:Z283)),0)","v":0},{"$f":"MAX(MIN(AB$40,$AO283-SUM($Y283:AA283)),0)","v":18.845784440951206},{"$f":"MAX(MIN(AC$40,$AO283-SUM($Y283:AB283)),0)","v":0},{"$f":"MAX(MIN(AD$40,$AO283-SUM($Y283:AC283)),0)","v":0},{"$f":"MAX(MIN(AE$40,$AO283-SUM($Y283:AD283)),0)","v":0},{"$f":"MAX(MIN(AF$40,$AO283-SUM($Y283:AE283)),0)","v":0},{"$f":"MAX(MIN(AG$40,$AO283-SUM($Y283:AF283)),0)","v":0},{"$f":"MAX(MIN(AH$40,$AO283-SUM($Y283:AG283)),0)","v":0},{"$f":"MAX(MIN(AI$40,$AO283-SUM($Y283:AH283)),0)","v":0},78.845784440951206,0,{"$f":"INDEX(Demand!$C249:$H249,,$AM$13)","v":2.402490248271221E-4},{"$f":"INDEX(Demand!$K249:$P249,,$AM$13)","v":0},7.2407045009784738,78.845784440951206,71.605079939972725,64.002340213945331,7.602739726027397,237,237,885,93.694979269000527,60,0,33.694979269000527,0,0,0,0,0,0,0,7.6027397260273979,0]
[null,null,null,null,null,null,null,null,null,null,null,null,null,null,null,null,null,null,null,null,null,null,null,0,0,{"$f":"MAX(MIN(Z$40*IF($Z$37=\"Solar\",$AM284,1),$AO284-SUM($Y284:Y284)),0)","v":60},{"$f":"MAX(MIN(AA$40,$AO284-SUM($Y284:Z284)),0)","v":0},{"$f":"MAX(MIN(AB$40,$AO284-SUM($Y284:AA284)),0)","v":18.925377790638379},{"$f":"MAX(MIN(AC$40,$AO284-SUM($Y284:AB284)),0)","v":0},{"$f":"MAX(MIN(AD$40,$AO284-SUM($Y284:AC284)),0)","v":0},{"$f":"MAX(MIN(AE$40,$AO284-SUM($Y284:AD284)),0)","v":0},{"$f":"MAX(MIN(AF$40,$AO284-SUM($Y284:AE284)),0)","v":0},{"$f":"MAX(MIN(AG$40,$AO284-SUM($Y284:AF284)),0)","v":0},{"$f":"MAX(MIN(AH$40,$AO284-SUM($Y284:AG284)),0)","v":0},{"$f":"MAX(MIN(AI$40,$AO284-SUM($Y284:AH284)),0)","v":0},78.925377790638379,0,{"$f":"INDEX(Demand!$C250:$H250,,$AM$13)","v":2.4054779866228412E-4},{"$f":"INDEX(Demand!$K250:$P250,,$AM$13)","v":0},7.2407045009784738,78.925377790638379,71.684673289659898,64.081933563632504,7.602739726027397,238,238,648,93.669928239406403,60,0,33.669928239406403,0,0,0,0,0,0,0,7.6027397260273979,0]
[null,null,null,25,null,null,null,null,null,null,null,null,null,null,null,null,null,null,null,null,null,null,null,0,0,{"$f":"MAX(MIN(Z$40*IF($Z$37=\"Solar\",$AM285,1),$AO285-SUM($Y285:Y285)),0)","v":60},{"$f":"MAX(MIN(AA$40,$AO285-SUM($Y285:Z285)),0)","v":0},{"$f":"MAX(MIN(AB$40,$AO285-SUM($Y285:AA285)),0)","v":18.970842587780936},{"$f":"MAX(MIN(AC$40,$AO285-SUM($Y285:AB285)),0)","v":0},{"$f":"MAX(MIN(AD$40,$AO285-SUM($Y285:AC285)),0)","v":0},{"$f":"MAX(MIN(AE$40,$AO285-SUM($Y285:AD285)),0)","v":0},{"$f":"MAX(MIN(AF$40,$AO285-SUM($Y285:AE285)),0)","v":0},{"$f":"MAX(MIN(AG$40,$AO285-SUM($Y285:AF285)),0)","v":0},{"$f":"MAX(MIN(AH$40,$AO285-SUM($Y285:AG285)),0)","v":0},{"$f":"MAX(MIN(AI$40,$AO285-SUM($Y285:AH285)),0)","v":0},78.970842587780936,0,{"$f":"INDEX(Demand!$C251:$H251,,$AM$13)","v":2.407184623152217E-4},{"$f":"INDEX(Demand!$K251:$P251,,$AM$13)","v":0},7.2407045009784738,78.970842587780936,71.730138086802469,64.127398360775075,7.602739726027397,239,239,886,93.666967433147022,60,0,33.666967433147022,0,0,0,0,0,0,0,7.6027397260273979,0]
[null,null,null,null,null,null,null,null,null,null,null,null,null,null,null,null,null,null,null,null,null,null,null,0,0,{"$f":"MAX(MIN(Z$40*IF($Z$37=\"Solar\",$AM286,1),$AO286-SUM($Y286:Y286)),0)","v":60},{"$f":"MAX(MIN(AA$40,$AO286-SUM($Y286:Z286)),0)","v":0},{"$f":"MAX(MIN(AB$40,$AO286-SUM($Y286:AA286)),0)","v":19.005677707399173},{"$f":"MAX(MIN(AC$40,$AO286-SUM($Y286:AB286)),0)","v":0},{"$f":"MAX(MIN(AD$40,$AO286-SUM($Y286:AC286)),0)","v":0},{"$f":"MAX(MIN(AE$40,$AO286-SUM($Y286:AD286)),0)","v":0},{"$f":"MAX(MIN(AF$40,$AO286-SUM($Y286:AE286)),0)","v":0},{"$f":"MAX(MIN(AG$40,$AO286-SUM($Y286:AF286)),0)","v":0},{"$f":"MAX(MIN(AH$40,$AO286-SUM($Y286:AG286)),0)","v":0},{"$f":"MAX(MIN(AI$40,$AO286-SUM($Y286:AH286)),0)","v":0},79.005677707399173,0,{"$f":"INDEX(Demand!$C252:$H252,,$AM$13)","v":2.4084922477625106E-4},{"$f":"INDEX(Demand!$K252:$P252,,$AM$13)","v":0},7.2407045009784738,79.005677707399173,71.764973206420692,64.162233480393297,7.602739726027397,240,240,647,93.658280932810158,60,0,33.658280932810158,0,0,0,0,0,0,0,7.6027397260273979,0]
[null,null,null,null,null,null,null,null,null,null,null,null,null,null,null,null,null,null,null,null,null,null,null,0,0,{"$f":"MAX(MIN(Z$40*IF($Z$37=\"Solar\",$AM287,1),$AO287-SUM($Y287:Y287)),0)","v":60},{"$f":"MAX(MIN(AA$40,$AO287-SUM($Y287:Z287)),0)","v":0},{"$f":"MAX(MIN(AB$40,$AO287-SUM($Y287:AA287)),0)","v":19.026765190958201},{"$f":"MAX(MIN(AC$40,$AO287-SUM($Y287:AB287)),0)","v":0},{"$f":"MAX(MIN(AD$40,$AO287-SUM($Y287:AC287)),0)","v":0},{"$f":"MAX(MIN(AE$40,$AO287-SUM($Y287:AD287)),0)","v":0},{"$f":"MAX(MIN(AF$40,$AO287-SUM($Y287:AE287)),0)","v":0},{"$f":"MAX(MIN(AG$40,$AO287-SUM($Y287:AF287)),0)","v":0},{"$f":"MAX(MIN(AH$40,$AO287-SUM($Y287:AG287)),0)","v":0},{"$f":"MAX(MIN(AI$40,$AO287-SUM($Y287:AH287)),0)","v":0},79.026765190958201,0,{"$f":"INDEX(Demand!$C253:$H253,,$AM$13)","v":2.40928381996818E-4},{"$f":"INDEX(Demand!$K253:$P253,,$AM$13)","v":0},7.2407045009784738,79.026765190958201,71.78606068997972,64.183320963952326,7.602739726027397,241,241,887,93.648210194656457,60,0,33.648210194656457,0,0,0,0,0,0,0,7.6027397260273979,0]
[null,null,null,null,null,null,null,null,null,null,null,null,null,null,null,null,null,null,null,null,null,null,null,0,0,{"$f":"MAX(MIN(Z$40*IF($Z$37=\"Solar\",$AM288,1),$AO288-SUM($Y288:Y288)),0)","v":60},{"$f":"MAX(MIN(AA$40,$AO288-SUM($Y288:Z288)),0)","v":0},{"$f":"MAX(MIN(AB$40,$AO288-SUM($Y288:AA288)),0)","v":19.037001456504584},{"$f":"MAX(MIN(AC$40,$AO288-SUM($Y288:AB288)),0)","v":0},{"$f":"MAX(MIN(AD$40,$AO288-SUM($Y288:AC288)),0)","v":0},{"$f":"MAX(MIN(AE$40,$AO288-SUM($Y288:AD288)),0)","v":0},{"$f":"MAX(MIN(AF$40,$AO288-SUM($Y288:AE288)),0)","v":0},{"$f":"MAX(MIN(AG$40,$AO288-SUM($Y288:AF288)),0)","v":0},{"$f":"MAX(MIN(AH$40,$AO288-SUM($Y288:AG288)),0)","v":0},{"$f":"MAX(MIN(AI$40,$AO288-SUM($Y288:AH288)),0)","v":0},79.037001456504584,0,{"$f":"INDEX(Demand!$C254:$H254,,$AM$13)","v":2.4096680641703716E-4},{"$f":"INDEX(Demand!$K254:$P254,,$AM$13)","v":0},7.2407045009784738,79.037001456504584,71.796296955526103,64.193557229498708,7.602739726027397,242,242,646,93.646796141216129,60,0,33.646796141216129,0,0,0,0,0,0,0,7.6027397260273979,0]
[null,null,null,null,null,null,null,null,null,null,null,null,null,null,null,null,null,null,null,null,null,null,null,0,0,{"$f":"MAX(MIN(Z$40*IF($Z$37=\"Solar\",$AM289,1),$AO289-SUM($Y289:Y289)),0)","v":60},{"$f":"MAX(MIN(AA$40,$AO289-SUM($Y289:Z289)),0)","v":0},{"$f":"MAX(MIN(AB$40,$AO289-SUM($Y289:AA289)),0)","v":19.054004277936315},{"$f":"MAX(MIN(AC$40,$AO289-SUM($Y289:AB289)),0)","v":0},{"$f":"MAX(MIN(AD$40,$AO289-SUM($Y289:AC289)),0)","v":0},{"$f":"MAX(MIN(AE$40,$AO289-SUM($Y289:AD289)),0)","v":0},{"$f":"MAX(MIN(AF$40,$AO289-SUM($Y289:AE289)),0)","v":0},{"$f":"MAX(MIN(AG$40,$AO289-SUM($Y289:AF289)),0)","v":0},{"$f":"MAX(MIN(AH$40,$AO289-SUM($Y289:AG289)),0)","v":0},{"$f":"MAX(MIN(AI$40,$AO289-SUM($Y289:AH289)),0)","v":0},79.054004277936315,0,{"$f":"INDEX(Demand!$C255:$H255,,$AM$13)","v":2.4103063082181098E-4},{"$f":"INDEX(Demand!$K255:$P255,,$AM$13)","v":0},7.2407045009784738,79.054004277936315,71.813299776957848,64.210560050930454,7.602739726027397,243,243,888,93.630361221157614,60,0,33.630361221157614,0,0,0,0,0,0,0,7.6027397260273979,0]
[null,null,null,null,null,null,null,null,null,null,null,null,null,null,null,null,null,null,null,null,null,null,null,0,0,{"$f":"MAX(MIN(Z$40*IF($Z$37=\"Solar\",$AM290,1),$AO290-SUM($Y290:Y290)),0)","v":60},{"$f":"MAX(MIN(AA$40,$AO290-SUM($Y290:Z290)),0)","v":0},{"$f":"MAX(MIN(AB$40,$AO290-SUM($Y290:AA290)),0)","v":19.096419744425049},{"$f":"MAX(MIN(AC$40,$AO290-SUM($Y290:AB290)),0)","v":0},{"$f":"MAX(MIN(AD$40,$AO290-SUM($Y290:AC290)),0)","v":0},{"$f":"MAX(MIN(AE$40,$AO290-SUM($Y290:AD290)),0)","v":0},{"$f":"MAX(MIN(AF$40,$AO290-SUM($Y290:AE290)),0)","v":0},{"$f":"MAX(MIN(AG$40,$AO290-SUM($Y290:AF290)),0)","v":0},{"$f":"MAX(MIN(AH$40,$AO290-SUM($Y290:AG290)),0)","v":0},{"$f":"MAX(MIN(AI$40,$AO290-SUM($Y290:AH290)),0)","v":0},79.096419744425049,0,{"$f":"INDEX(Demand!$C256:$H256,,$AM$13)","v":2.4118984803836029E-4},{"$f":"INDEX(Demand!$K256:$P256,,$AM$13)","v":0},7.2407045009784738,79.096419744425049,71.855715243446582,64.252975517419188,7.602739726027397,244,244,645,93.603722469095089,60,0,33.603722469095089,0,0,0,0,0,0,0,7.6027397260273979,0]
[null,null,null,null,null,null,null,null,null,null,null,null,null,null,null,null,null,null,null,null,null,null,null,0,0,{"$f":"MAX(MIN(Z$40*IF($Z$37=\"Solar\",$AM291,1),$AO291-SUM($Y291:Y291)),0)","v":60},{"$f":"MAX(MIN(AA$40,$AO291-SUM($Y291:Z291)),0)","v":0},{"$f":"MAX(MIN(AB$40,$AO291-SUM($Y291:AA291)),0)","v":19.125981053898187},{"$f":"MAX(MIN(AC$40,$AO291-SUM($Y291:AB291)),0)","v":0},{"$f":"MAX(MIN(AD$40,$AO291-SUM($Y291:AC291)),0)","v":0},{"$f":"MAX(MIN(AE$40,$AO291-SUM($Y291:AD291)),0)","v":0},{"$f":"MAX(MIN(AF$40,$AO291-SUM($Y291:AE291)),0)","v":0},{"$f":"MAX(MIN(AG$40,$AO291-SUM($Y291:AF291)),0)","v":0},{"$f":"MAX(MIN(AH$40,$AO291-SUM($Y291:AG291)),0)","v":0},{"$f":"MAX(MIN(AI$40,$AO291-SUM($Y291:AH291)),0)","v":0},79.125981053898187,0,{"$f":"INDEX(Demand!$C257:$H257,,$AM$13)","v":2.4130081391476093E-4},{"$f":"INDEX(Demand!$K257:$P257,,$AM$13)","v":0},7.2407045009784738,79.125981053898187,71.885276552919706,64.282536826892311,7.602739726027397,245,245,889,93.599011564573203,60,0,33.599011564573203,0,0,0,0,0,0,0,7.6027397260273979,0]
[null,null,null,null,null,null,null,null,null,null,null,null,null,null,null,null,null,null,null,null,null,null,null,0,0,{"$f":"MAX(MIN(Z$40*IF($Z$37=\"Solar\",$AM292,1),$AO292-SUM($Y292:Y292)),0)","v":60},{"$f":"MAX(MIN(AA$40,$AO292-SUM($Y292:Z292)),0)","v":0},{"$f":"MAX(MIN(AB$40,$AO292-SUM($Y292:AA292)),0)","v":19.171065956257252},{"$f":"MAX(MIN(AC$40,$AO292-SUM($Y292:AB292)),0)","v":0},{"$f":"MAX(MIN(AD$40,$AO292-SUM($Y292:AC292)),0)","v":0},{"$f":"MAX(MIN(AE$40,$AO292-SUM($Y292:AD292)),0)","v":0},{"$f":"MAX(MIN(AF$40,$AO292-SUM($Y292:AE292)),0)","v":0},{"$f":"MAX(MIN(AG$40,$AO292-SUM($Y292:AF292)),0)","v":0},{"$f":"MAX(MIN(AH$40,$AO292-SUM($Y292:AG292)),0)","v":0},{"$f":"MAX(MIN(AI$40,$AO292-SUM($Y292:AH292)),0)","v":0},79.171065956257252,0,{"$f":"INDEX(Demand!$C258:$H258,,$AM$13)","v":2.4147005153622893E-4},{"$f":"INDEX(Demand!$K258:$P258,,$AM$13)","v":0},7.2407045009784738,79.171065956257252,71.930361455278785,64.327621729251391,7.602739726027397,246,246,644,93.57476184863711,60,0,33.57476184863711,0,0,0,0,0,0,0,7.6027397260273979,0]
[null,null,null,null,null,null,null,null,null,null,null,null,null,null,null,null,null,null,null,null,null,null,null,0,0,{"$f":"MAX(MIN(Z$40*IF($Z$37=\"Solar\",$AM293,1),$AO293-SUM($Y293:Y293)),0)","v":60},{"$f":"MAX(MIN(AA$40,$AO293-SUM($Y293:Z293)),0)","v":0},{"$f":"MAX(MIN(AB$40,$AO293-SUM($Y293:AA293)),0)","v":19.192268937145883},{"$f":"MAX(MIN(AC$40,$AO293-SUM($Y293:AB293)),0)","v":0},{"$f":"MAX(MIN(AD$40,$AO293-SUM($Y293:AC293)),0)","v":0},{"$f":"MAX(MIN(AE$40,$AO293-SUM($Y293:AD293)),0)","v":0},{"$f":"MAX(MIN(AF$40,$AO293-SUM($Y293:AE293)),0)","v":0},{"$f":"MAX(MIN(AG$40,$AO293-SUM($Y293:AF293)),0)","v":0},{"$f":"MAX(MIN(AH$40,$AO293-SUM($Y293:AG293)),0)","v":0},{"$f":"MAX(MIN(AI$40,$AO293-SUM($Y293:AH293)),0)","v":0},79.192268937145883,0,{"$f":"INDEX(Demand!$C259:$H259,,$AM$13)","v":2.415496423053304E-4},{"$f":"INDEX(Demand!$K259:$P259,,$AM$13)","v":0},7.2407045009784738,79.192268937145883,71.951564436167416,64.348824710140022,7.602739726027397,247,247,890,93.573548540955869,60,0,33.573548540955869,0,0,0,0,0,0,0,7.6027397260273979,0]
[null,null,null,null,null,null,null,null,null,null,null,null,null,null,null,null,null,null,null,null,null,null,null,0,0,{"$f":"MAX(MIN(Z$40*IF($Z$37=\"Solar\",$AM294,1),$AO294-SUM($Y294:Y294)),0)","v":60},{"$f":"MAX(MIN(AA$40,$AO294-SUM($Y294:Z294)),0)","v":0},{"$f":"MAX(MIN(AB$40,$AO294-SUM($Y294:AA294)),0)","v":19.231867389939538},{"$f":"MAX(MIN(AC$40,$AO294-SUM($Y294:AB294)),0)","v":0},{"$f":"MAX(MIN(AD$40,$AO294-SUM($Y294:AC294)),0)","v":0},{"$f":"MAX(MIN(AE$40,$AO294-SUM($Y294:AD294)),0)","v":0},{"$f":"MAX(MIN(AF$40,$AO294-SUM($Y294:AE294)),0)","v":0},{"$f":"MAX(MIN(AG$40,$AO294-SUM($Y294:AF294)),0)","v":0},{"$f":"MAX(MIN(AH$40,$AO294-SUM($Y294:AG294)),0)","v":0},{"$f":"MAX(MIN(AI$40,$AO294-SUM($Y294:AH294)),0)","v":0},79.231867389939538,0,{"$f":"INDEX(Demand!$C260:$H260,,$AM$13)","v":2.4169828514614732E-4},{"$f":"INDEX(Demand!$K260:$P260,,$AM$13)","v":2.9676066342695432E-2},7.2407045009784738,79.231867389939538,71.991162888961057,64.388423162933663,7.602739726027397,248,248,643,93.531905183519456,60,0,33.531905183519456,0,0,0,0,0,0,0,7.6027397260273979,0]
[null,null,null,null,null,null,null,null,null,null,null,null,null,null,null,null,null,null,null,null,null,null,null,0,0,{"$f":"MAX(MIN(Z$40*IF($Z$37=\"Solar\",$AM295,1),$AO295-SUM($Y295:Y295)),0)","v":60},{"$f":"MAX(MIN(AA$40,$AO295-SUM($Y295:Z295)),0)","v":0},{"$f":"MAX(MIN(AB$40,$AO295-SUM($Y295:AA295)),0)","v":19.272077322281774},{"$f":"MAX(MIN(AC$40,$AO295-SUM($Y295:AB295)),0)","v":0},{"$f":"MAX(MIN(AD$40,$AO295-SUM($Y295:AC295)),0)","v":0},{"$f":"MAX(MIN(AE$40,$AO295-SUM($Y295:AD295)),0)","v":0},{"$f":"MAX(MIN(AF$40,$AO295-SUM($Y295:AE295)),0)","v":0},{"$f":"MAX(MIN(AG$40,$AO295-SUM($Y295:AF295)),0)","v":0},{"$f":"MAX(MIN(AH$40,$AO295-SUM($Y295:AG295)),0)","v":0},{"$f":"MAX(MIN(AI$40,$AO295-SUM($Y295:AH295)),0)","v":0},79.272077322281774,0,{"$f":"INDEX(Demand!$C261:$H261,,$AM$13)","v":2.4184922333061519E-4},{"$f":"INDEX(Demand!$K261:$P261,,$AM$13)","v":8.2996019889278516E-2},7.2407045009784738,79.272077322281774,72.031372821303293,64.428633095275899,7.602739726027397,249,249,891,93.49650929805432,60,0,33.49650929805432,0,0,0,0,0,0,0,7.6027397260273979,0]
[null,null,null,null,null,null,null,null,null,null,null,null,null,null,null,null,null,null,null,null,null,null,null,0,0,{"$f":"MAX(MIN(Z$40*IF($Z$37=\"Solar\",$AM296,1),$AO296-SUM($Y296:Y296)),0)","v":60},{"$f":"MAX(MIN(AA$40,$AO296-SUM($Y296:Z296)),0)","v":0},{"$f":"MAX(MIN(AB$40,$AO296-SUM($Y296:AA296)),0)","v":19.29391385239677},{"$f":"MAX(MIN(AC$40,$AO296-SUM($Y296:AB296)),0)","v":0},{"$f":"MAX(MIN(AD$40,$AO296-SUM($Y296:AC296)),0)","v":0},{"$f":"MAX(MIN(AE$40,$AO296-SUM($Y296:AD296)),0)","v":0},{"$f":"MAX(MIN(AF$40,$AO296-SUM($Y296:AE296)),0)","v":0},{"$f":"MAX(MIN(AG$40,$AO296-SUM($Y296:AF296)),0)","v":0},{"$f":"MAX(MIN(AH$40,$AO296-SUM($Y296:AG296)),0)","v":0},{"$f":"MAX(MIN(AI$40,$AO296-SUM($Y296:AH296)),0)","v":0},79.29391385239677,0,{"$f":"INDEX(Demand!$C262:$H262,,$AM$13)","v":2.4193119228750336E-4},{"$f":"INDEX(Demand!$K262:$P262,,$AM$13)","v":0.19350328669199807},7.2407045009784738,79.29391385239677,72.053209351418303,64.450469625390909,7.602739726027397,250,250,642,93.489818423021347,60,0,33.489818423021347,0,0,0,0,0,0,0,7.6027397260273979,0]
[null,null,null,null,null,null,null,null,null,null,null,null,null,null,null,null,null,null,null,null,null,null,null,0,0,{"$f":"MAX(MIN(Z$40*IF($Z$37=\"Solar\",$AM297,1),$AO297-SUM($Y297:Y297)),0)","v":60},{"$f":"MAX(MIN(AA$40,$AO297-SUM($Y297:Z297)),0)","v":0},{"$f":"MAX(MIN(AB$40,$AO297-SUM($Y297:AA297)),0)","v":19.305998549747244},{"$f":"MAX(MIN(AC$40,$AO297-SUM($Y297:AB297)),0)","v":0},{"$f":"MAX(MIN(AD$40,$AO297-SUM($Y297:AC297)),0)","v":0},{"$f":"MAX(MIN(AE$40,$AO297-SUM($Y297:AD297)),0)","v":0},{"$f":"MAX(MIN(AF$40,$AO297-SUM($Y297:AE297)),0)","v":0},{"$f":"MAX(MIN(AG$40,$AO297-SUM($Y297:AF297)),0)","v":0},{"$f":"MAX(MIN(AH$40,$AO297-SUM($Y297:AG297)),0)","v":0},{"$f":"MAX(MIN(AI$40,$AO297-SUM($Y297:AH297)),0)","v":0},79.305998549747244,0,{"$f":"INDEX(Demand!$C263:$H263,,$AM$13)","v":2.4197655526554573E-4},{"$f":"INDEX(Demand!$K263:$P263,,$AM$13)","v":0.22848992569708321},7.2407045009784738,79.305998549747244,72.065294048768777,64.462554322741383,7.602739726027397,251,251,892,93.47615325212638,60,0,33.47615325212638,0,0,0,0,0,0,0,7.6027397260273979,0]
[null,null,null,null,"Table C3","Active Mix",null,null,null,null,null,null,null,null,null,null,null,null,null,null,null,null,null,0,0,{"$f":"MAX(MIN(Z$40*IF($Z$37=\"Solar\",$AM298,1),$AO298-SUM($Y298:Y298)),0)","v":60},{"$f":"MAX(MIN(AA$40,$AO298-SUM($Y298:Z298)),0)","v":0},{"$f":"MAX(MIN(AB$40,$AO298-SUM($Y298:AA298)),0)","v":19.371555118408537},{"$f":"MAX(MIN(AC$40,$AO298-SUM($Y298:AB298)),0)","v":0},{"$f":"MAX(MIN(AD$40,$AO298-SUM($Y298:AC298)),0)","v":0},{"$f":"MAX(MIN(AE$40,$AO298-SUM($Y298:AD298)),0)","v":0},{"$f":"MAX(MIN(AF$40,$AO298-SUM($Y298:AE298)),0)","v":0},{"$f":"MAX(MIN(AG$40,$AO298-SUM($Y298:AF298)),0)","v":0},{"$f":"MAX(MIN(AH$40,$AO298-SUM($Y298:AG298)),0)","v":0},{"$f":"MAX(MIN(AI$40,$AO298-SUM($Y298:AH298)),0)","v":0},79.371555118408537,0,{"$f":"INDEX(Demand!$C264:$H264,,$AM$13)","v":2.4222263848124124E-4},{"$f":"INDEX(Demand!$K264:$P264,,$AM$13)","v":0.24681196513738715},7.2407045009784738,79.371555118408537,72.13085061743007,64.528110891402676,7.602739726027397,252,252,641,93.442363913049064,60,0,33.442363913049064,0,0,0,0,0,0,0,7.6027397260273979,0]
[null,null,null,"Slot","Mix name","Technology","Effect","Lifetime","Build time","Heat eff.","Elec. eff","CAPEX","Fixed OPEX","Variable OPEX","L Hours","FL hours","Heat","Elec. gen.","Fuel (GWh)","CAPEX","FOPEX",null,null,0,0,{"$f":"MAX(MIN(Z$40*IF($Z$37=\"Solar\",$AM299,1),$AO299-SUM($Y299:Y299)),0)","v":60},{"$f":"MAX(MIN(AA$40,$AO299-SUM($Y299:Z299)),0)","v":0},{"$f":"MAX(MIN(AB$40,$AO299-SUM($Y299:AA299)),0)","v":19.383066921562175},{"$f":"MAX(MIN(AC$40,$AO299-SUM($Y299:AB299)),0)","v":0},{"$f":"MAX(MIN(AD$40,$AO299-SUM($Y299:AC299)),0)","v":0},{"$f":"MAX(MIN(AE$40,$AO299-SUM($Y299:AD299)),0)","v":0},{"$f":"MAX(MIN(AF$40,$AO299-SUM($Y299:AE299)),0)","v":0},{"$f":"MAX(MIN(AG$40,$AO299-SUM($Y299:AF299)),0)","v":0},{"$f":"MAX(MIN(AH$40,$AO299-SUM($Y299:AG299)),0)","v":0},{"$f":"MAX(MIN(AI$40,$AO299-SUM($Y299:AH299)),0)","v":0},79.383066921562175,0,{"$f":"INDEX(Demand!$C265:$H265,,$AM$13)","v":2.4226585095554168E-4},{"$f":"INDEX(Demand!$K265:$P265,,$AM$13)","v":0.14732047220123803},7.2407045009784738,79.383066921562175,72.142362420583709,64.539622694556314,7.602739726027397,253,253,893,93.438300658230844,60,0,33.438300658230844,0,0,0,0,0,0,0,7.6027397260273979,0]
[null,null,"Row",{"$f":"G39","v":"01"},null,null,"MW","years",null,"%","%","MEUR/MW","MEUR/MW/y","EUR/MWh","hours/year",null,"GWh/year",null,null,"MEUR","MEUR/year",null,null,0,0,{"$f":"MAX(MIN(Z$40*IF($Z$37=\"Solar\",$AM300,1),$AO300-SUM($Y300:Y300)),0)","v":60},{"$f":"MAX(MIN(AA$40,$AO300-SUM($Y300:Z300)),0)","v":0},{"$f":"MAX(MIN(AB$40,$AO300-SUM($Y300:AA300)),0)","v":19.3933561174575},{"$f":"MAX(MIN(AC$40,$AO300-SUM($Y300:AB300)),0)","v":0},{"$f":"MAX(MIN(AD$40,$AO300-SUM($Y300:AC300)),0)","v":0},{"$f":"MAX(MIN(AE$40,$AO300-SUM($Y300:AD300)),0)","v":0},{"$f":"MAX(MIN(AF$40,$AO300-SUM($Y300:AE300)),0)","v":0},{"$f":"MAX(MIN(AG$40,$AO300-SUM($Y300:AF300)),0)","v":0},{"$f":"MAX(MIN(AH$40,$AO300-SUM($Y300:AG300)),0)","v":0},{"$f":"MAX(MIN(AI$40,$AO300-SUM($Y300:AH300)),0)","v":0},79.3933561174575,0,{"$f":"INDEX(Demand!$C266:$H266,,$AM$13)","v":2.4230447406325682E-4},{"$f":"INDEX(Demand!$K266:$P266,,$AM$13)","v":8.3582325151368264E-2},7.2407045009784738,79.3933561174575,72.152651616479019,64.549911890451625,7.602739726027397,254,254,640,93.434012185649237,60,0,33.434012185649237,0,0,0,0,0,0,0,7.6027397260273979,0]
[null,null,{"$f":"Support_ten*($G$39-1)+ROW()-ROW($F$300)","v":1},null,{"$f":"$F$39","v":"Excess heat"},{"$f":"INDEX($F$45:$U$294,$C301,F$311)","v":"Excess Heat - directly"},{"$f":"IFERROR(INDEX($F$45:$U$294,$C301,G$311)*$F$319,0)","v":71.428571428571431},{"$f":"INDEX($F$45:$U$294,$C301,H$311)","v":30},1,1,0,0.1,1E-3,1,{"$f":"INDEX($F$45:$U$294,$C301,O$311)","v":8760},5830.511643280498,{"$f":"INDEX($F$45:$U$294,$C301,Q$311)*$F$319","v":416.46511737717844},{"$f":"INDEX($F$45:$U$294,$C301,R$311)*$F$319","v":0},416.46511737717844,7.1428571428571423,7.1428571428571425E-2,null,null,0,0,{"$f":"MAX(MIN(Z$40*IF($Z$37=\"Solar\",$AM301,1),$AO301-SUM($Y301:Y301)),0)","v":60},{"$f":"MAX(MIN(AA$40,$AO301-SUM($Y301:Z301)),0)","v":0},{"$f":"MAX(MIN(AB$40,$AO301-SUM($Y301:AA301)),0)","v":19.407402324539106},{"$f":"MAX(MIN(AC$40,$AO301-SUM($Y301:AB301)),0)","v":0},{"$f":"MAX(MIN(AD$40,$AO301-SUM($Y301:AC301)),0)","v":0},{"$f":"MAX(MIN(AE$40,$AO301-SUM($Y301:AD301)),0)","v":0},{"$f":"MAX(MIN(AF$40,$AO301-SUM($Y301:AE301)),0)","v":0},{"$f":"MAX(MIN(AG$40,$AO301-SUM($Y301:AF301)),0)","v":0},{"$f":"MAX(MIN(AH$40,$AO301-SUM($Y301:AG301)),0)","v":0},{"$f":"MAX(MIN(AI$40,$AO301-SUM($Y301:AH301)),0)","v":0},79.407402324539106,0,{"$f":"INDEX(Demand!$C267:$H267,,$AM$13)","v":2.4235720006581541E-4},{"$f":"INDEX(Demand!$K267:$P267,,$AM$13)","v":0},7.2407045009784738,79.407402324539106,72.166697823560625,64.563958097533231,7.602739726027397,255,255,894,93.389492618410458,60,0,33.389492618410458,0,0,0,0,0,0,0,7.6027397260273979,0]
[null,null,2,null,null,{"$f":"INDEX($F$45:$U$294,$C302,F$311)","v":"Heat Pump -excess heat"},{"$f":"IFERROR(INDEX($F$45:$U$294,$C302,G$311)*$F$319,0)","v":0},25,0.5,4.2,0,0.59,1.6E-2,1.8,0,0,{"$f":"INDEX($F$45:$U$294,$C302,Q$311)*$F$319","v":0},0,0,0,0,null,null,0,0,{"$f":"MAX(MIN(Z$40*IF($Z$37=\"Solar\",$AM302,1),$AO302-SUM($Y302:Y302)),0)","v":60},{"$f":"MAX(MIN(AA$40,$AO302-SUM($Y302:Z302)),0)","v":0},{"$f":"MAX(MIN(AB$40,$AO302-SUM($Y302:AA302)),0)","v":19.453570980628001},{"$f":"MAX(MIN(AC$40,$AO302-SUM($Y302:AB302)),0)","v":0},{"$f":"MAX(MIN(AD$40,$AO302-SUM($Y302:AC302)),0)","v":0},{"$f":"MAX(MIN(AE$40,$AO302-SUM($Y302:AD302)),0)","v":0},{"$f":"MAX(MIN(AF$40,$AO302-SUM($Y302:AE302)),0)","v":0},{"$f":"MAX(MIN(AG$40,$AO302-SUM($Y302:AF302)),0)","v":0},{"$f":"MAX(MIN(AH$40,$AO302-SUM($Y302:AG302)),0)","v":0},{"$f":"MAX(MIN(AI$40,$AO302-SUM($Y302:AH302)),0)","v":0},79.453570980628001,0,{"$f":"INDEX(Demand!$C268:$H268,,$AM$13)","v":2.425305058319149E-4},{"$f":"INDEX(Demand!$K268:$P268,,$AM$13)","v":0},7.2407045009784738,79.453570980628001,72.212866479649534,64.61012675362214,7.602739726027397,256,256,639,93.388988386067666,60,0,33.388988386067666,0,0,0,0,0,0,0,7.6027397260273979,0]
[null,null,3,null,null,"Gas boiler",{"$f":"IFERROR(INDEX($F$45:$U$294,$C303,G$311)*$F$319,0)","v":95.238095238095241},25,0.5,0.95,0,5.8999999999999997E-2,2.0000000000000001E-4,2,2737,582.47341039681396,{"$f":"INDEX($F$45:$U$294,$C303,Q$311)*$F$319","v":55.4736581330299},0,58.393324350557791,5.6190476190476186,1.9047619047619049E-2,null,null,{"$f":"IF(MOD(ROW(),1000)=ROW($Y$46),(ROW()-ROW($Y$46)),0)","v":0},0,{"$f":"MAX(MIN(Z$40*IF($Z$37=\"Solar\",$AM303,1),$AO303-SUM($Y303:Y303)),0)","v":60},{"$f":"MAX(MIN(AA$40,$AO303-SUM($Y303:Z303)),0)","v":0},{"$f":"MAX(MIN(AB$40,$AO303-SUM($Y303:AA303)),0)","v":19.491884607519722},{"$f":"MAX(MIN(AC$40,$AO303-SUM($Y303:AB303)),0)","v":0},{"$f":"MAX(MIN(AD$40,$AO303-SUM($Y303:AC303)),0)","v":0},{"$f":"MAX(MIN(AE$40,$AO303-SUM($Y303:AD303)),0)","v":0},{"$f":"MAX(MIN(AF$40,$AO303-SUM($Y303:AE303)),0)","v":0},{"$f":"MAX(MIN(AG$40,$AO303-SUM($Y303:AF303)),0)","v":0},{"$f":"MAX(MIN(AH$40,$AO303-SUM($Y303:AG303)),0)","v":0},{"$f":"MAX(MIN(AI$40,$AO303-SUM($Y303:AH303)),0)","v":0},79.491884607519722,0,{"$f":"INDEX(Demand!$C269:$H269,,$AM$13)","v":2.4267432575267962E-4},{"$f":"INDEX(Demand!$K269:$P269,,$AM$13)","v":0},{"$f":"IF(AP303>0,Centralised_GWh*Support_thousand/(1-Centralised_HeatLoss)*Centralised_HeatLoss/BaseLoadHours,0)","v":7.2407045009784738},79.491884607519722,{"$f":"Centralised_GWh*Support_thousand*((1-Centralised_WWDemand)*AL303+Centralised_WWDemand/8760)","v":72.251180106541256},64.648440380513861,{"$f":"Centralised_GWh*Support_thousand*Centralised_WWDemand/8760","v":7.602739726027397},257,{"$f":"_xlfn.RANK.EQ(AV303,$AV$47:$AV$8806)","v":257},895,93.37970881153035,60,0,33.37970881153035,0,0,0,0,0,0,0,{"$f":"Centralised_GWh*Support_thousand*(Centralised_WWDemand/8760)","v":7.6027397260273979},0]
[null,null,4,null,null,0,0,0,0,0,0,0,0,0,0,0,0,0,0,0,0,null,null,0,0,{"$f":"MAX(MIN(Z$40*IF($Z$37=\"Solar\",$AM304,1),$AO304-SUM($Y304:Y304)),0)","v":60},{"$f":"MAX(MIN(AA$40,$AO304-SUM($Y304:Z304)),0)","v":0},{"$f":"MAX(MIN(AB$40,$AO304-SUM($Y304:AA304)),0)","v":19.52376493853555},{"$f":"MAX(MIN(AC$40,$AO304-SUM($Y304:AB304)),0)","v":0},{"$f":"MAX(MIN(AD$40,$AO304-SUM($Y304:AC304)),0)","v":0},{"$f":"MAX(MIN(AE$40,$AO304-SUM($Y304:AD304)),0)","v":0},{"$f":"MAX(MIN(AF$40,$AO304-SUM($Y304:AE304)),0)","v":0},{"$f":"MAX(MIN(AG$40,$AO304-SUM($Y304:AF304)),0)","v":0},{"$f":"MAX(MIN(AH$40,$AO304-SUM($Y304:AG304)),0)","v":0},{"$f":"MAX(MIN(AI$40,$AO304-SUM($Y304:AH304)),0)","v":0},{"$f":"SUM(Z304:AI304)","v":79.52376493853555},{"$f":"SUM(Z304:AI304)-AJ304","v":0},{"$f":"INDEX(Demand!$C270:$H270,,$AM$13)","v":2.4279399666490113E-4},{"$f":"INDEX(Demand!$K270:$P270,,$AM$13)","v":0},7.2407045009784738,79.52376493853555,72.283060437557069,{"$f":"AP304-AR304","v":64.680320711529674},7.602739726027397,258,258,638,93.378441840972158,60,0,33.378441840972158,0,0,0,0,0,0,0,7.6027397260273979,{"$f":"SUM(AW304:BC304)-AV304","v":0}]
[null,null,5,null,null,0,0,0,0,0,0,0,0,0,0,0,0,0,0,0,0,null,null,0,0,{"$f":"MAX(MIN(Z$40*IF($Z$37=\"Solar\",$AM305,1),$AO305-SUM($Y305:Y305)),0)","v":60},{"$f":"MAX(MIN(AA$40,$AO305-SUM($Y305:Z305)),0)","v":0},{"$f":"MAX(MIN(AB$40,$AO305-SUM($Y305:AA305)),0)","v":19.549083716458455},{"$f":"MAX(MIN(AC$40,$AO305-SUM($Y305:AB305)),0)","v":0},{"$f":"MAX(MIN(AD$40,$AO305-SUM($Y305:AC305)),0)","v":0},{"$f":"MAX(MIN(AE$40,$AO305-SUM($Y305:AD305)),0)","v":0},{"$f":"MAX(MIN(AF$40,$AO305-SUM($Y305:AE305)),0)","v":0},{"$f":"MAX(MIN(AG$40,$AO305-SUM($Y305:AF305)),0)","v":0},{"$f":"MAX(MIN(AH$40,$AO305-SUM($Y305:AG305)),0)","v":0},{"$f":"MAX(MIN(AI$40,$AO305-SUM($Y305:AH305)),0)","v":0},79.549083716458455,0,{"$f":"INDEX(Demand!$C271:$H271,,$AM$13)","v":2.4288903712256979E-4},{"$f":"INDEX(Demand!$K271:$P271,,$AM$13)","v":0},7.2407045009784738,{"$f":"AN305+AP305","v":79.549083716458455},72.308379215479988,64.705639489452594,7.602739726027397,259,259,896,93.348033342230735,60,0,33.348033342230735,0,0,0,0,0,0,0,7.6027397260273979,0]
[null,null,6,null,null,0,0,0,0,0,0,0,0,0,0,0,{"$f":"INDEX($F$45:$U$294,$C306,Q$311)*$F$319","v":0},0,0,0,0,null,null,0,0,{"$f":"MAX(MIN(Z$40*IF($Z$37=\"Solar\",$AM306,1),$AO306-SUM($Y306:Y306)),0)","v":60},{"$f":"MAX(MIN(AA$40,$AO306-SUM($Y306:Z306)),0)","v":0},{"$f":"MAX(MIN(AB$40,$AO306-SUM($Y306:AA306)),0)","v":19.591695416298364},{"$f":"MAX(MIN(AC$40,$AO306-SUM($Y306:AB306)),0)","v":0},{"$f":"MAX(MIN(AD$40,$AO306-SUM($Y306:AC306)),0)","v":0},{"$f":"MAX(MIN(AE$40,$AO306-SUM($Y306:AD306)),0)","v":0},{"$f":"MAX(MIN(AF$40,$AO306-SUM($Y306:AE306)),0)","v":0},{"$f":"MAX(MIN(AG$40,$AO306-SUM($Y306:AF306)),0)","v":0},{"$f":"MAX(MIN(AH$40,$AO306-SUM($Y306:AG306)),0)","v":0},{"$f":"MAX(MIN(AI$40,$AO306-SUM($Y306:AH306)),0)","v":0},79.591695416298364,0,{"$f":"INDEX(Demand!$C272:$H272,,$AM$13)","v":2.4304899095079765E-4},{"$f":"INDEX(Demand!$K272:$P272,,$AM$13)","v":0},7.2407045009784738,79.591695416298364,72.350990915319898,64.748251189292503,7.602739726027397,260,260,637,93.330219186053057,60,0,33.330219186053057,0,0,0,0,0,0,0,7.6027397260273979,0]
[null,null,7,null,null,0,0,0,0,0,0,0,0,0,0,0,0,0,0,0,0,null,null,0,0,{"$f":"MAX(MIN(Z$40*IF($Z$37=\"Solar\",$AM307,1),$AO307-SUM($Y307:Y307)),0)","v":60},{"$f":"MAX(MIN(AA$40,$AO307-SUM($Y307:Z307)),0)","v":0},{"$f":"MAX(MIN(AB$40,$AO307-SUM($Y307:AA307)),0)","v":19.605153618294679},{"$f":"MAX(MIN(AC$40,$AO307-SUM($Y307:AB307)),0)","v":0},{"$f":"MAX(MIN(AD$40,$AO307-SUM($Y307:AC307)),0)","v":0},{"$f":"MAX(MIN(AE$40,$AO307-SUM($Y307:AD307)),0)","v":0},{"$f":"MAX(MIN(AF$40,$AO307-SUM($Y307:AE307)),0)","v":0},{"$f":"MAX(MIN(AG$40,$AO307-SUM($Y307:AF307)),0)","v":0},{"$f":"MAX(MIN(AH$40,$AO307-SUM($Y307:AG307)),0)","v":0},{"$f":"MAX(MIN(AI$40,$AO307-SUM($Y307:AH307)),0)","v":0},79.605153618294679,0,{"$f":"INDEX(Demand!$C273:$H273,,$AM$13)","v":2.4309950972706005E-4},{"$f":"INDEX(Demand!$K273:$P273,,$AM$13)","v":0},7.2407045009784738,79.605153618294679,72.364449117316198,64.761709391288804,7.602739726027397,261,261,897,93.310760656430858,60,0,33.310760656430858,0,0,0,0,0,0,0,7.6027397260273979,0]
[null,null,8,null,null,0,0,0,0,0,0,0,0,0,0,0,0,0,0,0,0,null,null,0,0,{"$f":"MAX(MIN(Z$40*IF($Z$37=\"Solar\",$AM308,1),$AO308-SUM($Y308:Y308)),0)","v":60},{"$f":"MAX(MIN(AA$40,$AO308-SUM($Y308:Z308)),0)","v":0},{"$f":"MAX(MIN(AB$40,$AO308-SUM($Y308:AA308)),0)","v":19.637590224684061},{"$f":"MAX(MIN(AC$40,$AO308-SUM($Y308:AB308)),0)","v":0},{"$f":"MAX(MIN(AD$40,$AO308-SUM($Y308:AC308)),0)","v":0},{"$f":"MAX(MIN(AE$40,$AO308-SUM($Y308:AD308)),0)","v":0},{"$f":"MAX(MIN(AF$40,$AO308-SUM($Y308:AE308)),0)","v":0},{"$f":"MAX(MIN(AG$40,$AO308-SUM($Y308:AF308)),0)","v":0},{"$f":"MAX(MIN(AH$40,$AO308-SUM($Y308:AG308)),0)","v":0},{"$f":"MAX(MIN(AI$40,$AO308-SUM($Y308:AH308)),0)","v":0},79.637590224684061,0,{"$f":"INDEX(Demand!$C274:$H274,,$AM$13)","v":2.432212687600532E-4},{"$f":"INDEX(Demand!$K274:$P274,,$AM$13)","v":0},7.2407045009784738,79.637590224684061,72.39688572370558,64.794145997678186,7.602739726027397,262,262,636,93.306794238224853,60,0,33.306794238224853,0,0,0,0,0,0,0,7.6027397260273979,0]
[null,null,9,null,null,0,0,0,0,0,0,0,0,0,0,0,0,0,0,0,0,null,null,0,0,{"$f":"MAX(MIN(Z$40*IF($Z$37=\"Solar\",$AM309,1),$AO309-SUM($Y309:Y309)),0)","v":60},{"$f":"MAX(MIN(AA$40,$AO309-SUM($Y309:Z309)),0)","v":0},{"$f":"MAX(MIN(AB$40,$AO309-SUM($Y309:AA309)),0)","v":19.659079125737009},{"$f":"MAX(MIN(AC$40,$AO309-SUM($Y309:AB309)),0)","v":0},{"$f":"MAX(MIN(AD$40,$AO309-SUM($Y309:AC309)),0)","v":0},{"$f":"MAX(MIN(AE$40,$AO309-SUM($Y309:AD309)),0)","v":0},{"$f":"MAX(MIN(AF$40,$AO309-SUM($Y309:AE309)),0)","v":0},{"$f":"MAX(MIN(AG$40,$AO309-SUM($Y309:AF309)),0)","v":0},{"$f":"MAX(MIN(AH$40,$AO309-SUM($Y309:AG309)),0)","v":0},{"$f":"MAX(MIN(AI$40,$AO309-SUM($Y309:AH309)),0)","v":0},79.659079125737009,0,{"$f":"INDEX(Demand!$C275:$H275,,$AM$13)","v":2.4330193280304476E-4},{"$f":"INDEX(Demand!$K275:$P275,,$AM$13)","v":0},7.2407045009784738,79.659079125737009,72.418374624758528,64.815634898731133,7.602739726027397,263,263,898,93.291131238587525,60,0,33.291131238587525,0,0,0,0,0,0,0,7.6027397260273979,0]
[null,null,10,null,null,0,0,0,0,0,0,0,0,0,0,0,0,0,0,0,0,null,null,0,0,{"$f":"MAX(MIN(Z$40*IF($Z$37=\"Solar\",$AM310,1),$AO310-SUM($Y310:Y310)),0)","v":60},{"$f":"MAX(MIN(AA$40,$AO310-SUM($Y310:Z310)),0)","v":0},{"$f":"MAX(MIN(AB$40,$AO310-SUM($Y310:AA310)),0)","v":19.712802707235028},{"$f":"MAX(MIN(AC$40,$AO310-SUM($Y310:AB310)),0)","v":0},{"$f":"MAX(MIN(AD$40,$AO310-SUM($Y310:AC310)),0)","v":0},{"$f":"MAX(MIN(AE$40,$AO310-SUM($Y310:AD310)),0)","v":0},{"$f":"MAX(MIN(AF$40,$AO310-SUM($Y310:AE310)),0)","v":0},{"$f":"MAX(MIN(AG$40,$AO310-SUM($Y310:AF310)),0)","v":0},{"$f":"MAX(MIN(AH$40,$AO310-SUM($Y310:AG310)),0)","v":0},{"$f":"MAX(MIN(AI$40,$AO310-SUM($Y310:AH310)),0)","v":0},79.712802707235028,0,{"$f":"INDEX(Demand!$C276:$H276,,$AM$13)","v":2.4350359789875809E-4},{"$f":"INDEX(Demand!$K276:$P276,,$AM$13)","v":0},7.2407045009784738,79.712802707235028,72.472098206256561,64.869358480229167,7.602739726027397,264,264,635,93.288118403740299,60,0,33.288118403740299,0,0,0,0,0,0,0,7.6027397260273979,0]
[null,null,"Col",null,null,{"$f":"COLUMN()-COLUMN($E$301)","v":1},2,3,4,5,6,7,8,9,10,11,{"$f":"COLUMN()-COLUMN($E$301)","v":12},13,14,15,16,null,null,0,0,{"$f":"MAX(MIN(Z$40*IF($Z$37=\"Solar\",$AM311,1),$AO311-SUM($Y311:Y311)),0)","v":60},{"$f":"MAX(MIN(AA$40,$AO311-SUM($Y311:Z311)),0)","v":0},{"$f":"MAX(MIN(AB$40,$AO311-SUM($Y311:AA311)),0)","v":19.724836987757129},{"$f":"MAX(MIN(AC$40,$AO311-SUM($Y311:AB311)),0)","v":0},{"$f":"MAX(MIN(AD$40,$AO311-SUM($Y311:AC311)),0)","v":0},{"$f":"MAX(MIN(AE$40,$AO311-SUM($Y311:AD311)),0)","v":0},{"$f":"MAX(MIN(AF$40,$AO311-SUM($Y311:AE311)),0)","v":0},{"$f":"MAX(MIN(AG$40,$AO311-SUM($Y311:AF311)),0)","v":0},{"$f":"MAX(MIN(AH$40,$AO311-SUM($Y311:AG311)),0)","v":0},{"$f":"MAX(MIN(AI$40,$AO311-SUM($Y311:AH311)),0)","v":0},79.724836987757129,0,{"$f":"INDEX(Demand!$C277:$H277,,$AM$13)","v":2.4354877162444168E-4},{"$f":"INDEX(Demand!$K277:$P277,,$AM$13)","v":0},7.2407045009784738,79.724836987757129,72.484132486778662,64.881392760751268,7.602739726027397,265,265,899,93.282781346412804,60,0,33.282781346412804,0,0,0,0,0,0,0,7.6027397260273979,0]
[null,null,null,null,"Source:",{"$f":"E42","v":"Table C2"},null,null,null,null,null,null,null,null,null,null,null,null,null,null,null,null,null,0,0,{"$f":"MAX(MIN(Z$40*IF($Z$37=\"Solar\",$AM312,1),$AO312-SUM($Y312:Y312)),0)","v":60},{"$f":"MAX(MIN(AA$40,$AO312-SUM($Y312:Z312)),0)","v":0},{"$f":"MAX(MIN(AB$40,$AO312-SUM($Y312:AA312)),0)","v":19.801841688564764},{"$f":"MAX(MIN(AC$40,$AO312-SUM($Y312:AB312)),0)","v":0},{"$f":"MAX(MIN(AD$40,$AO312-SUM($Y312:AC312)),0)","v":0},{"$f":"MAX(MIN(AE$40,$AO312-SUM($Y312:AD312)),0)","v":0},{"$f":"MAX(MIN(AF$40,$AO312-SUM($Y312:AE312)),0)","v":0},{"$f":"MAX(MIN(AG$40,$AO312-SUM($Y312:AF312)),0)","v":0},{"$f":"MAX(MIN(AH$40,$AO312-SUM($Y312:AG312)),0)","v":0},{"$f":"MAX(MIN(AI$40,$AO312-SUM($Y312:AH312)),0)","v":0},79.801841688564764,0,{"$f":"INDEX(Demand!$C278:$H278,,$AM$13)","v":2.4383782830915499E-4},{"$f":"INDEX(Demand!$K278:$P278,,$AM$13)","v":0},7.2407045009784738,79.801841688564764,72.561137187586297,64.958397461558903,7.602739726027397,266,266,634,93.276761904563756,60,0,33.276761904563756,0,0,0,0,0,0,0,7.6027397260273979,0]
[null,null,null,null,null,null,null,null,null,null,null,null,null,null,null,null,null,null,null,null,null,null,null,0,0,{"$f":"MAX(MIN(Z$40*IF($Z$37=\"Solar\",$AM313,1),$AO313-SUM($Y313:Y313)),0)","v":60},{"$f":"MAX(MIN(AA$40,$AO313-SUM($Y313:Z313)),0)","v":0},{"$f":"MAX(MIN(AB$40,$AO313-SUM($Y313:AA313)),0)","v":19.876465033353981},{"$f":"MAX(MIN(AC$40,$AO313-SUM($Y313:AB313)),0)","v":0},{"$f":"MAX(MIN(AD$40,$AO313-SUM($Y313:AC313)),0)","v":0},{"$f":"MAX(MIN(AE$40,$AO313-SUM($Y313:AD313)),0)","v":0},{"$f":"MAX(MIN(AF$40,$AO313-SUM($Y313:AE313)),0)","v":0},{"$f":"MAX(MIN(AG$40,$AO313-SUM($Y313:AF313)),0)","v":0},{"$f":"MAX(MIN(AH$40,$AO313-SUM($Y313:AG313)),0)","v":0},{"$f":"MAX(MIN(AI$40,$AO313-SUM($Y313:AH313)),0)","v":0},79.876465033353981,0,{"$f":"INDEX(Demand!$C279:$H279,,$AM$13)","v":2.4411794596977514E-4},{"$f":"INDEX(Demand!$K279:$P279,,$AM$13)","v":0},7.2407045009784738,79.876465033353981,72.6357605323755,65.033020806348105,7.602739726027397,267,267,900,93.247931895746149,60,0,33.247931895746149,0,0,0,0,0,0,0,7.6027397260273979,0]
[null,null,null,null,null,null,null,null,null,null,null,null,null,null,null,null,null,null,null,null,null,null,null,0,0,{"$f":"MAX(MIN(Z$40*IF($Z$37=\"Solar\",$AM314,1),$AO314-SUM($Y314:Y314)),0)","v":60},{"$f":"MAX(MIN(AA$40,$AO314-SUM($Y314:Z314)),0)","v":0},{"$f":"MAX(MIN(AB$40,$AO314-SUM($Y314:AA314)),0)","v":19.903321606823738},{"$f":"MAX(MIN(AC$40,$AO314-SUM($Y314:AB314)),0)","v":0},{"$f":"MAX(MIN(AD$40,$AO314-SUM($Y314:AC314)),0)","v":0},{"$f":"MAX(MIN(AE$40,$AO314-SUM($Y314:AD314)),0)","v":0},{"$f":"MAX(MIN(AF$40,$AO314-SUM($Y314:AE314)),0)","v":0},{"$f":"MAX(MIN(AG$40,$AO314-SUM($Y314:AF314)),0)","v":0},{"$f":"MAX(MIN(AH$40,$AO314-SUM($Y314:AG314)),0)","v":0},{"$f":"MAX(MIN(AI$40,$AO314-SUM($Y314:AH314)),0)","v":0},79.903321606823738,0,{"$f":"INDEX(Demand!$C280:$H280,,$AM$13)","v":2.4421875893325027E-4},{"$f":"INDEX(Demand!$K280:$P280,,$AM$13)","v":0},7.2407045009784738,79.903321606823738,72.662617105845271,65.059877379817877,7.602739726027397,268,268,633,93.242355468277026,60,0,33.242355468277026,0,0,0,0,0,0,0,7.6027397260273979,0]
[null,null,null,null,"Table C.A2",null,null,null,null,null,null,null,null,null,null,null,null,null,null,null,null,null,null,0,0,{"$f":"MAX(MIN(Z$40*IF($Z$37=\"Solar\",$AM315,1),$AO315-SUM($Y315:Y315)),0)","v":60},{"$f":"MAX(MIN(AA$40,$AO315-SUM($Y315:Z315)),0)","v":0},{"$f":"MAX(MIN(AB$40,$AO315-SUM($Y315:AA315)),0)","v":19.960745118294597},{"$f":"MAX(MIN(AC$40,$AO315-SUM($Y315:AB315)),0)","v":0},{"$f":"MAX(MIN(AD$40,$AO315-SUM($Y315:AC315)),0)","v":0},{"$f":"MAX(MIN(AE$40,$AO315-SUM($Y315:AD315)),0)","v":0},{"$f":"MAX(MIN(AF$40,$AO315-SUM($Y315:AE315)),0)","v":0},{"$f":"MAX(MIN(AG$40,$AO315-SUM($Y315:AF315)),0)","v":0},{"$f":"MAX(MIN(AH$40,$AO315-SUM($Y315:AG315)),0)","v":0},{"$f":"MAX(MIN(AI$40,$AO315-SUM($Y315:AH315)),0)","v":0},79.960745118294597,0,{"$f":"INDEX(Demand!$C281:$H281,,$AM$13)","v":2.4443431265498765E-4},{"$f":"INDEX(Demand!$K281:$P281,,$AM$13)","v":0},7.2407045009784738,79.960745118294597,72.720040617316116,65.117300891288721,7.602739726027397,269,269,901,93.187954129141445,60,0,33.187954129141445,0,0,0,0,0,0,0,7.6027397260273979,0]
[null,null,null,null,"Network",{"$f":"Scenarios!$E$12","v":"Open high"},null,null,null,null,null,null,null,null,null,null,null,null,null,null,null,null,null,0,0,{"$f":"MAX(MIN(Z$40*IF($Z$37=\"Solar\",$AM316,1),$AO316-SUM($Y316:Y316)),0)","v":60},{"$f":"MAX(MIN(AA$40,$AO316-SUM($Y316:Z316)),0)","v":0},{"$f":"MAX(MIN(AB$40,$AO316-SUM($Y316:AA316)),0)","v":19.982631404975592},{"$f":"MAX(MIN(AC$40,$AO316-SUM($Y316:AB316)),0)","v":0},{"$f":"MAX(MIN(AD$40,$AO316-SUM($Y316:AC316)),0)","v":0},{"$f":"MAX(MIN(AE$40,$AO316-SUM($Y316:AD316)),0)","v":0},{"$f":"MAX(MIN(AF$40,$AO316-SUM($Y316:AE316)),0)","v":0},{"$f":"MAX(MIN(AG$40,$AO316-SUM($Y316:AF316)),0)","v":0},{"$f":"MAX(MIN(AH$40,$AO316-SUM($Y316:AG316)),0)","v":0},{"$f":"MAX(MIN(AI$40,$AO316-SUM($Y316:AH316)),0)","v":0},79.982631404975592,0,{"$f":"INDEX(Demand!$C282:$H282,,$AM$13)","v":2.4451646838577219E-4},{"$f":"INDEX(Demand!$K282:$P282,,$AM$13)","v":0},7.2407045009784738,79.982631404975592,72.741926903997111,65.139187177969717,7.602739726027397,270,270,632,93.162979748898522,60,0,33.162979748898522,0,0,0,0,0,0,0,7.6027397260273979,0]
[null,null,null,null,"Demand @ plant (GWh/year)",{"$f":"F318/(1-INDEX($E$45:$E$294,$C304,F$311))","v":396.42857142857144},null,null,null,null,null,null,null,null,null,null,null,null,null,null,null,null,null,0,0,{"$f":"MAX(MIN(Z$40*IF($Z$37=\"Solar\",$AM317,1),$AO317-SUM($Y317:Y317)),0)","v":60},{"$f":"MAX(MIN(AA$40,$AO317-SUM($Y317:Z317)),0)","v":0},{"$f":"MAX(MIN(AB$40,$AO317-SUM($Y317:AA317)),0)","v":20.008153385741849},{"$f":"MAX(MIN(AC$40,$AO317-SUM($Y317:AB317)),0)","v":0},{"$f":"MAX(MIN(AD$40,$AO317-SUM($Y317:AC317)),0)","v":0},{"$f":"MAX(MIN(AE$40,$AO317-SUM($Y317:AD317)),0)","v":0},{"$f":"MAX(MIN(AF$40,$AO317-SUM($Y317:AE317)),0)","v":0},{"$f":"MAX(MIN(AG$40,$AO317-SUM($Y317:AF317)),0)","v":0},{"$f":"MAX(MIN(AH$40,$AO317-SUM($Y317:AG317)),0)","v":0},{"$f":"MAX(MIN(AI$40,$AO317-SUM($Y317:AH317)),0)","v":0},80.008153385741849,0,{"$f":"INDEX(Demand!$C283:$H283,,$AM$13)","v":2.4461227161687673E-4},{"$f":"INDEX(Demand!$K283:$P283,,$AM$13)","v":0},7.2407045009784738,80.008153385741849,72.767448884763368,65.164709158735974,7.602739726027397,271,271,902,93.133083217281467,60,0,33.133083217281467,0,0,0,0,0,0,0,7.6027397260273979,0]
[null,null,null,null,"Demand @ HH (GWh/year)",{"$f":"INDEX($E$45:$E$294,$C302,F$311)","v":333},null,null,null,null,null,null,null,null,null,null,null,null,null,null,null,null,null,0,0,{"$f":"MAX(MIN(Z$40*IF($Z$37=\"Solar\",$AM318,1),$AO318-SUM($Y318:Y318)),0)","v":60},{"$f":"MAX(MIN(AA$40,$AO318-SUM($Y318:Z318)),0)","v":0},{"$f":"MAX(MIN(AB$40,$AO318-SUM($Y318:AA318)),0)","v":20.038909497799438},{"$f":"MAX(MIN(AC$40,$AO318-SUM($Y318:AB318)),0)","v":0},{"$f":"MAX(MIN(AD$40,$AO318-SUM($Y318:AC318)),0)","v":0},{"$f":"MAX(MIN(AE$40,$AO318-SUM($Y318:AD318)),0)","v":0},{"$f":"MAX(MIN(AF$40,$AO318-SUM($Y318:AE318)),0)","v":0},{"$f":"MAX(MIN(AG$40,$AO318-SUM($Y318:AF318)),0)","v":0},{"$f":"MAX(MIN(AH$40,$AO318-SUM($Y318:AG318)),0)","v":0},{"$f":"MAX(MIN(AI$40,$AO318-SUM($Y318:AH318)),0)","v":0},80.038909497799438,0,{"$f":"INDEX(Demand!$C284:$H284,,$AM$13)","v":2.447277224879638E-4},{"$f":"INDEX(Demand!$K284:$P284,,$AM$13)","v":0.22310042732633528},7.2407045009784738,80.038909497799438,72.798204996820957,65.195465270793562,7.602739726027397,272,272,631,93.130657591488642,60,0,33.130657591488642,0,0,0,0,0,0,0,7.6027397260273979,0]
[null,null,null,null,"Scale up for DH loss",{"$f":"F317/F318","v":1.1904761904761905},null,null,null,null,null,null,null,null,null,null,null,null,null,null,null,null,null,0,0,{"$f":"MAX(MIN(Z$40*IF($Z$37=\"Solar\",$AM319,1),$AO319-SUM($Y319:Y319)),0)","v":60},{"$f":"MAX(MIN(AA$40,$AO319-SUM($Y319:Z319)),0)","v":0},{"$f":"MAX(MIN(AB$40,$AO319-SUM($Y319:AA319)),0)","v":20.102929314231858},{"$f":"MAX(MIN(AC$40,$AO319-SUM($Y319:AB319)),0)","v":0},{"$f":"MAX(MIN(AD$40,$AO319-SUM($Y319:AC319)),0)","v":0},{"$f":"MAX(MIN(AE$40,$AO319-SUM($Y319:AD319)),0)","v":0},{"$f":"MAX(MIN(AF$40,$AO319-SUM($Y319:AE319)),0)","v":0},{"$f":"MAX(MIN(AG$40,$AO319-SUM($Y319:AF319)),0)","v":0},{"$f":"MAX(MIN(AH$40,$AO319-SUM($Y319:AG319)),0)","v":0},{"$f":"MAX(MIN(AI$40,$AO319-SUM($Y319:AH319)),0)","v":0},80.102929314231858,0,{"$f":"INDEX(Demand!$C285:$H285,,$AM$13)","v":2.4496803711421164E-4},{"$f":"INDEX(Demand!$K285:$P285,,$AM$13)","v":0.29867743062993996},7.2407045009784738,80.102929314231858,72.862224813253377,65.259485087225983,7.602739726027397,273,273,903,93.08961723836012,60,0,33.08961723836012,0,0,0,0,0,0,0,7.6027397260273979,0]
[null,null,null,null,"Source:",{"$f":"E42& \" & \" &Scenarios!B10","v":"Table C2 & Table S1"},null,null,null,null,null,null,null,null,null,null,null,null,null,null,null,null,null,0,0,{"$f":"MAX(MIN(Z$40*IF($Z$37=\"Solar\",$AM320,1),$AO320-SUM($Y320:Y320)),0)","v":60},{"$f":"MAX(MIN(AA$40,$AO320-SUM($Y320:Z320)),0)","v":0},{"$f":"MAX(MIN(AB$40,$AO320-SUM($Y320:AA320)),0)","v":20.11125369075225},{"$f":"MAX(MIN(AC$40,$AO320-SUM($Y320:AB320)),0)","v":0},{"$f":"MAX(MIN(AD$40,$AO320-SUM($Y320:AC320)),0)","v":0},{"$f":"MAX(MIN(AE$40,$AO320-SUM($Y320:AD320)),0)","v":0},{"$f":"MAX(MIN(AF$40,$AO320-SUM($Y320:AE320)),0)","v":0},{"$f":"MAX(MIN(AG$40,$AO320-SUM($Y320:AF320)),0)","v":0},{"$f":"MAX(MIN(AH$40,$AO320-SUM($Y320:AG320)),0)","v":0},{"$f":"MAX(MIN(AI$40,$AO320-SUM($Y320:AH320)),0)","v":0},80.11125369075225,0,{"$f":"INDEX(Demand!$C286:$H286,,$AM$13)","v":2.4499928477382266E-4},{"$f":"INDEX(Demand!$K286:$P286,,$AM$13)","v":0.4925189703577591},7.2407045009784738,80.11125369075225,72.870549189773769,65.267809463746374,7.602739726027397,274,274,630,93.079345811794042,60,0,33.079345811794042,0,0,0,0,0,0,0,7.6027397260273979,0]
[null,null,null,null,null,null,null,null,null,null,null,null,null,null,null,null,null,null,null,null,null,null,null,0,0,{"$f":"MAX(MIN(Z$40*IF($Z$37=\"Solar\",$AM321,1),$AO321-SUM($Y321:Y321)),0)","v":60},{"$f":"MAX(MIN(AA$40,$AO321-SUM($Y321:Z321)),0)","v":0},{"$f":"MAX(MIN(AB$40,$AO321-SUM($Y321:AA321)),0)","v":20.184597297496055},{"$f":"MAX(MIN(AC$40,$AO321-SUM($Y321:AB321)),0)","v":0},{"$f":"MAX(MIN(AD$40,$AO321-SUM($Y321:AC321)),0)","v":0},{"$f":"MAX(MIN(AE$40,$AO321-SUM($Y321:AD321)),0)","v":0},{"$f":"MAX(MIN(AF$40,$AO321-SUM($Y321:AE321)),0)","v":0},{"$f":"MAX(MIN(AG$40,$AO321-SUM($Y321:AF321)),0)","v":0},{"$f":"MAX(MIN(AH$40,$AO321-SUM($Y321:AG321)),0)","v":0},{"$f":"MAX(MIN(AI$40,$AO321-SUM($Y321:AH321)),0)","v":0},80.184597297496055,0,{"$f":"INDEX(Demand!$C287:$H287,,$AM$13)","v":2.4527459861295112E-4},{"$f":"INDEX(Demand!$K287:$P287,,$AM$13)","v":0.53191417392971119},7.2407045009784738,80.184597297496055,72.943892796517574,65.341153070490179,7.602739726027397,275,275,904,93.051956206517275,60,0,33.051956206517275,0,0,0,0,0,0,0,7.6027397260273979,0]
[null,null,null,null,"Table C.A3","Auxiliary Table",null,null,null,null,null,null,null,null,null,null,null,null,null,null,null,null,null,0,0,{"$f":"MAX(MIN(Z$40*IF($Z$37=\"Solar\",$AM322,1),$AO322-SUM($Y322:Y322)),0)","v":60},{"$f":"MAX(MIN(AA$40,$AO322-SUM($Y322:Z322)),0)","v":0},{"$f":"MAX(MIN(AB$40,$AO322-SUM($Y322:AA322)),0)","v":20.239139372813554},{"$f":"MAX(MIN(AC$40,$AO322-SUM($Y322:AB322)),0)","v":0},{"$f":"MAX(MIN(AD$40,$AO322-SUM($Y322:AC322)),0)","v":0},{"$f":"MAX(MIN(AE$40,$AO322-SUM($Y322:AD322)),0)","v":0},{"$f":"MAX(MIN(AF$40,$AO322-SUM($Y322:AE322)),0)","v":0},{"$f":"MAX(MIN(AG$40,$AO322-SUM($Y322:AF322)),0)","v":0},{"$f":"MAX(MIN(AH$40,$AO322-SUM($Y322:AG322)),0)","v":0},{"$f":"MAX(MIN(AI$40,$AO322-SUM($Y322:AH322)),0)","v":0},80.239139372813554,0,{"$f":"INDEX(Demand!$C288:$H288,,$AM$13)","v":2.4547933613291176E-4},{"$f":"INDEX(Demand!$K288:$P288,,$AM$13)","v":0.45984372709745092},7.2407045009784738,80.239139372813554,72.998434871835087,65.395695145807693,7.602739726027397,276,276,629,93.051926738527044,60,0,33.051926738527044,0,0,0,0,0,0,0,7.6027397260273979,0]
[null,null,null,null,"Mix name","Technology","Effect",null,null,null,null,null,null,null,null,null,null,null,null,null,null,null,null,0,0,{"$f":"MAX(MIN(Z$40*IF($Z$37=\"Solar\",$AM323,1),$AO323-SUM($Y323:Y323)),0)","v":60},{"$f":"MAX(MIN(AA$40,$AO323-SUM($Y323:Z323)),0)","v":0},{"$f":"MAX(MIN(AB$40,$AO323-SUM($Y323:AA323)),0)","v":20.294597739299348},{"$f":"MAX(MIN(AC$40,$AO323-SUM($Y323:AB323)),0)","v":0},{"$f":"MAX(MIN(AD$40,$AO323-SUM($Y323:AC323)),0)","v":0},{"$f":"MAX(MIN(AE$40,$AO323-SUM($Y323:AD323)),0)","v":0},{"$f":"MAX(MIN(AF$40,$AO323-SUM($Y323:AE323)),0)","v":0},{"$f":"MAX(MIN(AG$40,$AO323-SUM($Y323:AF323)),0)","v":0},{"$f":"MAX(MIN(AH$40,$AO323-SUM($Y323:AG323)),0)","v":0},{"$f":"MAX(MIN(AI$40,$AO323-SUM($Y323:AH323)),0)","v":0},80.294597739299348,0,{"$f":"INDEX(Demand!$C289:$H289,,$AM$13)","v":2.4568751318428475E-4},{"$f":"INDEX(Demand!$K289:$P289,,$AM$13)","v":0.32188158888726037},7.2407045009784738,80.294597739299348,73.053893238320867,65.451153512293473,7.602739726027397,277,277,905,92.977539539808589,60,0,32.977539539808589,0,0,0,0,0,0,0,7.6027397260273979,0]
[null,null,null,null,"GWh for the mix /Climate zone",null,"MW",null,null,null,null,null,null,null,null,null,null,null,null,null,null,null,null,0,0,{"$f":"MAX(MIN(Z$40*IF($Z$37=\"Solar\",$AM324,1),$AO324-SUM($Y324:Y324)),0)","v":60},{"$f":"MAX(MIN(AA$40,$AO324-SUM($Y324:Z324)),0)","v":0},{"$f":"MAX(MIN(AB$40,$AO324-SUM($Y324:AA324)),0)","v":20.317915176616822},{"$f":"MAX(MIN(AC$40,$AO324-SUM($Y324:AB324)),0)","v":0},{"$f":"MAX(MIN(AD$40,$AO324-SUM($Y324:AC324)),0)","v":0},{"$f":"MAX(MIN(AE$40,$AO324-SUM($Y324:AD324)),0)","v":0},{"$f":"MAX(MIN(AF$40,$AO324-SUM($Y324:AE324)),0)","v":0},{"$f":"MAX(MIN(AG$40,$AO324-SUM($Y324:AF324)),0)","v":0},{"$f":"MAX(MIN(AH$40,$AO324-SUM($Y324:AG324)),0)","v":0},{"$f":"MAX(MIN(AI$40,$AO324-SUM($Y324:AH324)),0)","v":0},80.317915176616822,0,{"$f":"INDEX(Demand!$C290:$H290,,$AM$13)","v":2.4577504110214317E-4},{"$f":"INDEX(Demand!$K290:$P290,,$AM$13)","v":0.12908863357048633},7.2407045009784738,80.317915176616822,73.077210675638341,65.474470949610946,7.602739726027397,278,278,628,92.931507416378139,60,0,32.931507416378139,0,0,0,0,0,0,0,7.6027397260273979,0]
[null,null,null,null,"CHP gas","Large CHP - natural gas",60,null,null,null,null,null,null,null,null,null,null,null,null,null,null,null,null,0,0,{"$f":"MAX(MIN(Z$40*IF($Z$37=\"Solar\",$AM325,1),$AO325-SUM($Y325:Y325)),0)","v":60},{"$f":"MAX(MIN(AA$40,$AO325-SUM($Y325:Z325)),0)","v":0},{"$f":"MAX(MIN(AB$40,$AO325-SUM($Y325:AA325)),0)","v":20.337847164953729},{"$f":"MAX(MIN(AC$40,$AO325-SUM($Y325:AB325)),0)","v":0},{"$f":"MAX(MIN(AD$40,$AO325-SUM($Y325:AC325)),0)","v":0},{"$f":"MAX(MIN(AE$40,$AO325-SUM($Y325:AD325)),0)","v":0},{"$f":"MAX(MIN(AF$40,$AO325-SUM($Y325:AE325)),0)","v":0},{"$f":"MAX(MIN(AG$40,$AO325-SUM($Y325:AF325)),0)","v":0},{"$f":"MAX(MIN(AH$40,$AO325-SUM($Y325:AG325)),0)","v":0},{"$f":"MAX(MIN(AI$40,$AO325-SUM($Y325:AH325)),0)","v":0},80.337847164953729,0,{"$f":"INDEX(Demand!$C291:$H291,,$AM$13)","v":2.4584986087818257E-4},{"$f":"INDEX(Demand!$K291:$P291,,$AM$13)","v":0},7.2407045009784738,80.337847164953729,73.097142663975248,65.494402937947854,7.602739726027397,279,279,906,92.896858868846522,60,0,32.896858868846522,0,0,0,0,0,0,0,7.6027397260273979,0]
[null,null,null,null,333,"Heat Pump -excess heat",0,null,null,null,null,null,null,null,null,null,null,null,null,null,null,null,null,0,0,{"$f":"MAX(MIN(Z$40*IF($Z$37=\"Solar\",$AM326,1),$AO326-SUM($Y326:Y326)),0)","v":60},{"$f":"MAX(MIN(AA$40,$AO326-SUM($Y326:Z326)),0)","v":0},{"$f":"MAX(MIN(AB$40,$AO326-SUM($Y326:AA326)),0)","v":20.414455752202258},{"$f":"MAX(MIN(AC$40,$AO326-SUM($Y326:AB326)),0)","v":0},{"$f":"MAX(MIN(AD$40,$AO326-SUM($Y326:AC326)),0)","v":0},{"$f":"MAX(MIN(AE$40,$AO326-SUM($Y326:AD326)),0)","v":0},{"$f":"MAX(MIN(AF$40,$AO326-SUM($Y326:AE326)),0)","v":0},{"$f":"MAX(MIN(AG$40,$AO326-SUM($Y326:AF326)),0)","v":0},{"$f":"MAX(MIN(AH$40,$AO326-SUM($Y326:AG326)),0)","v":0},{"$f":"MAX(MIN(AI$40,$AO326-SUM($Y326:AH326)),0)","v":0},80.414455752202258,0,{"$f":"INDEX(Demand!$C292:$H292,,$AM$13)","v":2.4613743065013654E-4},{"$f":"INDEX(Demand!$K292:$P292,,$AM$13)","v":0},7.2407045009784738,80.414455752202258,73.173751251223777,65.571011525196383,7.602739726027397,280,280,627,92.875194054955273,60,0,32.875194054955273,0,0,0,0,0,0,0,7.6027397260273979,0]
[null,null,null,null,"Climate zone 3","Gas boiler",80,null,null,null,null,null,null,null,null,null,null,null,null,null,null,null,null,0,0,{"$f":"MAX(MIN(Z$40*IF($Z$37=\"Solar\",$AM327,1),$AO327-SUM($Y327:Y327)),0)","v":60},{"$f":"MAX(MIN(AA$40,$AO327-SUM($Y327:Z327)),0)","v":0},{"$f":"MAX(MIN(AB$40,$AO327-SUM($Y327:AA327)),0)","v":20.437159925108119},{"$f":"MAX(MIN(AC$40,$AO327-SUM($Y327:AB327)),0)","v":0},{"$f":"MAX(MIN(AD$40,$AO327-SUM($Y327:AC327)),0)","v":0},{"$f":"MAX(MIN(AE$40,$AO327-SUM($Y327:AD327)),0)","v":0},{"$f":"MAX(MIN(AF$40,$AO327-SUM($Y327:AE327)),0)","v":0},{"$f":"MAX(MIN(AG$40,$AO327-SUM($Y327:AF327)),0)","v":0},{"$f":"MAX(MIN(AH$40,$AO327-SUM($Y327:AG327)),0)","v":0},{"$f":"MAX(MIN(AI$40,$AO327-SUM($Y327:AH327)),0)","v":0},80.437159925108119,0,{"$f":"INDEX(Demand!$C293:$H293,,$AM$13)","v":2.462226565244078E-4},{"$f":"INDEX(Demand!$K293:$P293,,$AM$13)","v":0},7.2407045009784738,80.437159925108119,73.196455424129638,65.593715698102244,7.602739726027397,281,281,907,92.833402829991826,60,0,32.833402829991826,0,0,0,0,0,0,0,7.6027397260273979,0]
[null,null,null,null,0.16,null,null,null,null,null,null,null,null,null,null,null,null,null,null,null,null,null,null,0,0,{"$f":"MAX(MIN(Z$40*IF($Z$37=\"Solar\",$AM328,1),$AO328-SUM($Y328:Y328)),0)","v":60},{"$f":"MAX(MIN(AA$40,$AO328-SUM($Y328:Z328)),0)","v":0},{"$f":"MAX(MIN(AB$40,$AO328-SUM($Y328:AA328)),0)","v":20.630686157421849},{"$f":"MAX(MIN(AC$40,$AO328-SUM($Y328:AB328)),0)","v":0},{"$f":"MAX(MIN(AD$40,$AO328-SUM($Y328:AC328)),0)","v":0},{"$f":"MAX(MIN(AE$40,$AO328-SUM($Y328:AD328)),0)","v":0},{"$f":"MAX(MIN(AF$40,$AO328-SUM($Y328:AE328)),0)","v":0},{"$f":"MAX(MIN(AG$40,$AO328-SUM($Y328:AF328)),0)","v":0},{"$f":"MAX(MIN(AH$40,$AO328-SUM($Y328:AG328)),0)","v":0},{"$f":"MAX(MIN(AI$40,$AO328-SUM($Y328:AH328)),0)","v":0},80.630686157421849,0,{"$f":"INDEX(Demand!$C294:$H294,,$AM$13)","v":2.469491063454053E-4},{"$f":"INDEX(Demand!$K294:$P294,,$AM$13)","v":0},7.2407045009784738,80.630686157421849,73.389981656443368,65.787241930415973,7.602739726027397,282,282,626,92.776616605332151,60,0,32.776616605332151,0,0,0,0,0,0,0,7.6027397260273979,0]
[null,null,null,null,0.2,null,null,null,null,null,null,null,null,null,null,null,null,null,null,null,null,null,null,0,0,{"$f":"MAX(MIN(Z$40*IF($Z$37=\"Solar\",$AM329,1),$AO329-SUM($Y329:Y329)),0)","v":60},{"$f":"MAX(MIN(AA$40,$AO329-SUM($Y329:Z329)),0)","v":0},{"$f":"MAX(MIN(AB$40,$AO329-SUM($Y329:AA329)),0)","v":20.71047598712093},{"$f":"MAX(MIN(AC$40,$AO329-SUM($Y329:AB329)),0)","v":0},{"$f":"MAX(MIN(AD$40,$AO329-SUM($Y329:AC329)),0)","v":0},{"$f":"MAX(MIN(AE$40,$AO329-SUM($Y329:AD329)),0)","v":0},{"$f":"MAX(MIN(AF$40,$AO329-SUM($Y329:AE329)),0)","v":0},{"$f":"MAX(MIN(AG$40,$AO329-SUM($Y329:AF329)),0)","v":0},{"$f":"MAX(MIN(AH$40,$AO329-SUM($Y329:AG329)),0)","v":0},{"$f":"MAX(MIN(AI$40,$AO329-SUM($Y329:AH329)),0)","v":0},80.71047598712093,0,{"$f":"INDEX(Demand!$C295:$H295,,$AM$13)","v":2.4724861771814957E-4},{"$f":"INDEX(Demand!$K295:$P295,,$AM$13)","v":0},7.2407045009784738,80.71047598712093,73.469771486142449,65.867031760115054,7.602739726027397,283,283,908,92.767237114604598,60,0,32.767237114604598,0,0,0,0,0,0,0,7.6027397260273979,0]
[null,null,null,null,"x",null,null,null,null,null,null,null,null,null,null,null,null,null,null,null,null,null,null,0,0,{"$f":"MAX(MIN(Z$40*IF($Z$37=\"Solar\",$AM330,1),$AO330-SUM($Y330:Y330)),0)","v":60},{"$f":"MAX(MIN(AA$40,$AO330-SUM($Y330:Z330)),0)","v":0},{"$f":"MAX(MIN(AB$40,$AO330-SUM($Y330:AA330)),0)","v":20.789703381773393},{"$f":"MAX(MIN(AC$40,$AO330-SUM($Y330:AB330)),0)","v":0},{"$f":"MAX(MIN(AD$40,$AO330-SUM($Y330:AC330)),0)","v":0},{"$f":"MAX(MIN(AE$40,$AO330-SUM($Y330:AD330)),0)","v":0},{"$f":"MAX(MIN(AF$40,$AO330-SUM($Y330:AE330)),0)","v":0},{"$f":"MAX(MIN(AG$40,$AO330-SUM($Y330:AF330)),0)","v":0},{"$f":"MAX(MIN(AH$40,$AO330-SUM($Y330:AG330)),0)","v":0},{"$f":"MAX(MIN(AI$40,$AO330-SUM($Y330:AH330)),0)","v":0},80.789703381773393,0,{"$f":"INDEX(Demand!$C296:$H296,,$AM$13)","v":2.4754601784822639E-4},{"$f":"INDEX(Demand!$K296:$P296,,$AM$13)","v":0},7.2407045009784738,80.789703381773393,73.548998880794912,65.946259154767517,7.602739726027397,284,284,625,92.749908592631471,60,0,32.749908592631471,0,0,0,0,0,0,0,7.6027397260273979,0]
[null,null,null,null,null,null,null,null,null,null,null,null,null,null,null,null,null,null,null,null,null,null,null,0,0,{"$f":"MAX(MIN(Z$40*IF($Z$37=\"Solar\",$AM331,1),$AO331-SUM($Y331:Y331)),0)","v":60},{"$f":"MAX(MIN(AA$40,$AO331-SUM($Y331:Z331)),0)","v":0},{"$f":"MAX(MIN(AB$40,$AO331-SUM($Y331:AA331)),0)","v":20.81152846687678},{"$f":"MAX(MIN(AC$40,$AO331-SUM($Y331:AB331)),0)","v":0},{"$f":"MAX(MIN(AD$40,$AO331-SUM($Y331:AC331)),0)","v":0},{"$f":"MAX(MIN(AE$40,$AO331-SUM($Y331:AD331)),0)","v":0},{"$f":"MAX(MIN(AF$40,$AO331-SUM($Y331:AE331)),0)","v":0},{"$f":"MAX(MIN(AG$40,$AO331-SUM($Y331:AF331)),0)","v":0},{"$f":"MAX(MIN(AH$40,$AO331-SUM($Y331:AG331)),0)","v":0},{"$f":"MAX(MIN(AI$40,$AO331-SUM($Y331:AH331)),0)","v":0},80.81152846687678,0,{"$f":"INDEX(Demand!$C297:$H297,,$AM$13)","v":2.476279438433592E-4},{"$f":"INDEX(Demand!$K297:$P297,,$AM$13)","v":0},7.2407045009784738,80.81152846687678,73.570823965898299,65.968084239870905,7.602739726027397,285,285,909,92.738602020701819,60,0,32.738602020701819,0,0,0,0,0,0,0,7.6027397260273979,0]
[null,null,null,null,null,null,null,null,null,null,null,null,null,null,null,null,null,null,null,null,null,null,null,0,0,{"$f":"MAX(MIN(Z$40*IF($Z$37=\"Solar\",$AM332,1),$AO332-SUM($Y332:Y332)),0)","v":60},{"$f":"MAX(MIN(AA$40,$AO332-SUM($Y332:Z332)),0)","v":0},{"$f":"MAX(MIN(AB$40,$AO332-SUM($Y332:AA332)),0)","v":20.839945643258886},{"$f":"MAX(MIN(AC$40,$AO332-SUM($Y332:AB332)),0)","v":0},{"$f":"MAX(MIN(AD$40,$AO332-SUM($Y332:AC332)),0)","v":0},{"$f":"MAX(MIN(AE$40,$AO332-SUM($Y332:AD332)),0)","v":0},{"$f":"MAX(MIN(AF$40,$AO332-SUM($Y332:AE332)),0)","v":0},{"$f":"MAX(MIN(AG$40,$AO332-SUM($Y332:AF332)),0)","v":0},{"$f":"MAX(MIN(AH$40,$AO332-SUM($Y332:AG332)),0)","v":0},{"$f":"MAX(MIN(AI$40,$AO332-SUM($Y332:AH332)),0)","v":0},80.839945643258886,0,{"$f":"INDEX(Demand!$C298:$H298,,$AM$13)","v":2.4773461492587465E-4},{"$f":"INDEX(Demand!$K298:$P298,,$AM$13)","v":0},7.2407045009784738,80.839945643258886,73.599241142280405,65.996501416253011,7.602739726027397,286,286,624,92.726033599640232,60,0,32.726033599640232,0,0,0,0,0,0,0,7.6027397260273979,0]
[null,null,null,null,null,null,null,null,null,null,null,null,null,null,null,null,null,null,null,null,null,null,null,0,0,{"$f":"MAX(MIN(Z$40*IF($Z$37=\"Solar\",$AM333,1),$AO333-SUM($Y333:Y333)),0)","v":60},{"$f":"MAX(MIN(AA$40,$AO333-SUM($Y333:Z333)),0)","v":0},{"$f":"MAX(MIN(AB$40,$AO333-SUM($Y333:AA333)),0)","v":20.886321613363577},{"$f":"MAX(MIN(AC$40,$AO333-SUM($Y333:AB333)),0)","v":0},{"$f":"MAX(MIN(AD$40,$AO333-SUM($Y333:AC333)),0)","v":0},{"$f":"MAX(MIN(AE$40,$AO333-SUM($Y333:AD333)),0)","v":0},{"$f":"MAX(MIN(AF$40,$AO333-SUM($Y333:AE333)),0)","v":0},{"$f":"MAX(MIN(AG$40,$AO333-SUM($Y333:AF333)),0)","v":0},{"$f":"MAX(MIN(AH$40,$AO333-SUM($Y333:AG333)),0)","v":0},{"$f":"MAX(MIN(AI$40,$AO333-SUM($Y333:AH333)),0)","v":0},80.886321613363577,0,{"$f":"INDEX(Demand!$C299:$H299,,$AM$13)","v":2.4790869889773913E-4},{"$f":"INDEX(Demand!$K299:$P299,,$AM$13)","v":0},7.2407045009784738,80.886321613363577,73.645617112385111,66.042877386357716,7.602739726027397,287,287,910,92.718590190256378,60,0,32.718590190256378,0,0,0,0,0,0,0,7.6027397260273979,0]
[null,null,null,null,null,null,null,null,null,null,null,null,null,null,null,null,null,null,null,null,null,null,null,0,0,{"$f":"MAX(MIN(Z$40*IF($Z$37=\"Solar\",$AM334,1),$AO334-SUM($Y334:Y334)),0)","v":60},{"$f":"MAX(MIN(AA$40,$AO334-SUM($Y334:Z334)),0)","v":0},{"$f":"MAX(MIN(AB$40,$AO334-SUM($Y334:AA334)),0)","v":20.955474839979075},{"$f":"MAX(MIN(AC$40,$AO334-SUM($Y334:AB334)),0)","v":0},{"$f":"MAX(MIN(AD$40,$AO334-SUM($Y334:AC334)),0)","v":0},{"$f":"MAX(MIN(AE$40,$AO334-SUM($Y334:AD334)),0)","v":0},{"$f":"MAX(MIN(AF$40,$AO334-SUM($Y334:AE334)),0)","v":0},{"$f":"MAX(MIN(AG$40,$AO334-SUM($Y334:AF334)),0)","v":0},{"$f":"MAX(MIN(AH$40,$AO334-SUM($Y334:AG334)),0)","v":0},{"$f":"MAX(MIN(AI$40,$AO334-SUM($Y334:AH334)),0)","v":0},80.955474839979075,0,{"$f":"INDEX(Demand!$C300:$H300,,$AM$13)","v":2.4816828308173123E-4},{"$f":"INDEX(Demand!$K300:$P300,,$AM$13)","v":0},7.2407045009784738,80.955474839979075,73.714770339000594,66.1120306129732,7.602739726027397,288,288,623,92.718550138110203,60,0,32.718550138110203,0,0,0,0,0,0,0,7.6027397260273979,0]
[null,null,null,null,null,null,null,null,null,null,null,null,null,null,null,null,null,null,null,null,null,null,null,0,0,{"$f":"MAX(MIN(Z$40*IF($Z$37=\"Solar\",$AM335,1),$AO335-SUM($Y335:Y335)),0)","v":60},{"$f":"MAX(MIN(AA$40,$AO335-SUM($Y335:Z335)),0)","v":0},{"$f":"MAX(MIN(AB$40,$AO335-SUM($Y335:AA335)),0)","v":21.049445780190069},{"$f":"MAX(MIN(AC$40,$AO335-SUM($Y335:AB335)),0)","v":0},{"$f":"MAX(MIN(AD$40,$AO335-SUM($Y335:AC335)),0)","v":0},{"$f":"MAX(MIN(AE$40,$AO335-SUM($Y335:AD335)),0)","v":0},{"$f":"MAX(MIN(AF$40,$AO335-SUM($Y335:AE335)),0)","v":0},{"$f":"MAX(MIN(AG$40,$AO335-SUM($Y335:AF335)),0)","v":0},{"$f":"MAX(MIN(AH$40,$AO335-SUM($Y335:AG335)),0)","v":0},{"$f":"MAX(MIN(AI$40,$AO335-SUM($Y335:AH335)),0)","v":0},81.049445780190069,0,{"$f":"INDEX(Demand!$C301:$H301,,$AM$13)","v":2.4852102685129205E-4},{"$f":"INDEX(Demand!$K301:$P301,,$AM$13)","v":0},7.2407045009784738,81.049445780190069,73.808741279211603,66.206001553184208,7.602739726027397,289,289,911,92.716164262451372,60,0,32.716164262451372,0,0,0,0,0,0,0,7.6027397260273979,0]
[null,null,null,null,null,null,null,null,null,null,null,null,null,null,null,null,null,null,null,null,null,null,null,0,0,{"$f":"MAX(MIN(Z$40*IF($Z$37=\"Solar\",$AM336,1),$AO336-SUM($Y336:Y336)),0)","v":60},{"$f":"MAX(MIN(AA$40,$AO336-SUM($Y336:Z336)),0)","v":0},{"$f":"MAX(MIN(AB$40,$AO336-SUM($Y336:AA336)),0)","v":21.102364139956734},{"$f":"MAX(MIN(AC$40,$AO336-SUM($Y336:AB336)),0)","v":0},{"$f":"MAX(MIN(AD$40,$AO336-SUM($Y336:AC336)),0)","v":0},{"$f":"MAX(MIN(AE$40,$AO336-SUM($Y336:AD336)),0)","v":0},{"$f":"MAX(MIN(AF$40,$AO336-SUM($Y336:AE336)),0)","v":0},{"$f":"MAX(MIN(AG$40,$AO336-SUM($Y336:AF336)),0)","v":0},{"$f":"MAX(MIN(AH$40,$AO336-SUM($Y336:AG336)),0)","v":0},{"$f":"MAX(MIN(AI$40,$AO336-SUM($Y336:AH336)),0)","v":0},81.102364139956734,0,{"$f":"INDEX(Demand!$C302:$H302,,$AM$13)","v":2.4871966934290863E-4},{"$f":"INDEX(Demand!$K302:$P302,,$AM$13)","v":0},7.2407045009784738,81.102364139956734,73.861659638978267,66.258919912950873,7.602739726027397,290,290,622,92.710122897280229,60,0,32.710122897280229,0,0,0,0,0,0,0,7.6027397260273979,0]
[null,null,null,null,null,null,null,null,null,null,null,null,null,null,null,null,null,null,null,null,null,null,null,0,0,{"$f":"MAX(MIN(Z$40*IF($Z$37=\"Solar\",$AM337,1),$AO337-SUM($Y337:Y337)),0)","v":60},{"$f":"MAX(MIN(AA$40,$AO337-SUM($Y337:Z337)),0)","v":0},{"$f":"MAX(MIN(AB$40,$AO337-SUM($Y337:AA337)),0)","v":21.147259417116658},{"$f":"MAX(MIN(AC$40,$AO337-SUM($Y337:AB337)),0)","v":0},{"$f":"MAX(MIN(AD$40,$AO337-SUM($Y337:AC337)),0)","v":0},{"$f":"MAX(MIN(AE$40,$AO337-SUM($Y337:AD337)),0)","v":0},{"$f":"MAX(MIN(AF$40,$AO337-SUM($Y337:AE337)),0)","v":0},{"$f":"MAX(MIN(AG$40,$AO337-SUM($Y337:AF337)),0)","v":0},{"$f":"MAX(MIN(AH$40,$AO337-SUM($Y337:AG337)),0)","v":0},{"$f":"MAX(MIN(AI$40,$AO337-SUM($Y337:AH337)),0)","v":0},81.147259417116658,0,{"$f":"INDEX(Demand!$C303:$H303,,$AM$13)","v":2.4888819515807346E-4},{"$f":"INDEX(Demand!$K303:$P303,,$AM$13)","v":0},7.2407045009784738,81.147259417116658,73.906554916138177,66.303815190110782,7.602739726027397,291,291,912,92.703228788317858,60,0,32.703228788317858,0,0,0,0,0,0,0,7.6027397260273979,0]
[null,null,null,null,null,null,null,null,null,null,null,null,null,null,null,null,null,null,null,null,null,null,null,0,0,{"$f":"MAX(MIN(Z$40*IF($Z$37=\"Solar\",$AM338,1),$AO338-SUM($Y338:Y338)),0)","v":60},{"$f":"MAX(MIN(AA$40,$AO338-SUM($Y338:Z338)),0)","v":0},{"$f":"MAX(MIN(AB$40,$AO338-SUM($Y338:AA338)),0)","v":21.157734393491154},{"$f":"MAX(MIN(AC$40,$AO338-SUM($Y338:AB338)),0)","v":0},{"$f":"MAX(MIN(AD$40,$AO338-SUM($Y338:AC338)),0)","v":0},{"$f":"MAX(MIN(AE$40,$AO338-SUM($Y338:AD338)),0)","v":0},{"$f":"MAX(MIN(AF$40,$AO338-SUM($Y338:AE338)),0)","v":0},{"$f":"MAX(MIN(AG$40,$AO338-SUM($Y338:AF338)),0)","v":0},{"$f":"MAX(MIN(AH$40,$AO338-SUM($Y338:AG338)),0)","v":0},{"$f":"MAX(MIN(AI$40,$AO338-SUM($Y338:AH338)),0)","v":0},81.157734393491154,0,{"$f":"INDEX(Demand!$C304:$H304,,$AM$13)","v":2.4892751563995974E-4},{"$f":"INDEX(Demand!$K304:$P304,,$AM$13)","v":0},7.2407045009784738,81.157734393491154,73.917029892512673,66.314290166485279,7.602739726027397,292,292,621,92.684180923132232,60,0,32.684180923132232,0,0,0,0,0,0,0,7.6027397260273979,0]
[null,null,null,null,null,null,null,null,null,null,null,null,null,null,null,null,null,null,null,null,null,null,null,0,0,{"$f":"MAX(MIN(Z$40*IF($Z$37=\"Solar\",$AM339,1),$AO339-SUM($Y339:Y339)),0)","v":60},{"$f":"MAX(MIN(AA$40,$AO339-SUM($Y339:Z339)),0)","v":0},{"$f":"MAX(MIN(AB$40,$AO339-SUM($Y339:AA339)),0)","v":21.247779875638429},{"$f":"MAX(MIN(AC$40,$AO339-SUM($Y339:AB339)),0)","v":0},{"$f":"MAX(MIN(AD$40,$AO339-SUM($Y339:AC339)),0)","v":0},{"$f":"MAX(MIN(AE$40,$AO339-SUM($Y339:AD339)),0)","v":0},{"$f":"MAX(MIN(AF$40,$AO339-SUM($Y339:AE339)),0)","v":0},{"$f":"MAX(MIN(AG$40,$AO339-SUM($Y339:AF339)),0)","v":0},{"$f":"MAX(MIN(AH$40,$AO339-SUM($Y339:AG339)),0)","v":0},{"$f":"MAX(MIN(AI$40,$AO339-SUM($Y339:AH339)),0)","v":0},81.247779875638429,0,{"$f":"INDEX(Demand!$C305:$H305,,$AM$13)","v":2.4926552420657862E-4},{"$f":"INDEX(Demand!$K305:$P305,,$AM$13)","v":0},7.2407045009784738,81.247779875638429,74.007075374659948,66.404335648632554,7.602739726027397,293,293,913,92.66192365798284,60,0,32.66192365798284,0,0,0,0,0,0,0,7.6027397260273979,0]
[null,null,null,null,null,null,null,null,null,null,null,null,null,null,null,null,null,null,null,null,null,null,null,0,0,{"$f":"MAX(MIN(Z$40*IF($Z$37=\"Solar\",$AM340,1),$AO340-SUM($Y340:Y340)),0)","v":60},{"$f":"MAX(MIN(AA$40,$AO340-SUM($Y340:Z340)),0)","v":0},{"$f":"MAX(MIN(AB$40,$AO340-SUM($Y340:AA340)),0)","v":21.263341832975016},{"$f":"MAX(MIN(AC$40,$AO340-SUM($Y340:AB340)),0)","v":0},{"$f":"MAX(MIN(AD$40,$AO340-SUM($Y340:AC340)),0)","v":0},{"$f":"MAX(MIN(AE$40,$AO340-SUM($Y340:AD340)),0)","v":0},{"$f":"MAX(MIN(AF$40,$AO340-SUM($Y340:AE340)),0)","v":0},{"$f":"MAX(MIN(AG$40,$AO340-SUM($Y340:AF340)),0)","v":0},{"$f":"MAX(MIN(AH$40,$AO340-SUM($Y340:AG340)),0)","v":0},{"$f":"MAX(MIN(AI$40,$AO340-SUM($Y340:AH340)),0)","v":0},81.263341832975016,0,{"$f":"INDEX(Demand!$C306:$H306,,$AM$13)","v":2.4932393996234664E-4},{"$f":"INDEX(Demand!$K306:$P306,,$AM$13)","v":0},7.2407045009784738,81.263341832975016,74.022637331996549,66.419897605969155,7.602739726027397,294,294,620,92.65468236355764,60,0,32.65468236355764,0,0,0,0,0,0,0,7.6027397260273979,0]
[null,null,null,null,null,null,null,null,null,null,null,null,null,null,null,null,null,null,null,null,null,null,null,0,0,{"$f":"MAX(MIN(Z$40*IF($Z$37=\"Solar\",$AM341,1),$AO341-SUM($Y341:Y341)),0)","v":60},{"$f":"MAX(MIN(AA$40,$AO341-SUM($Y341:Z341)),0)","v":0},{"$f":"MAX(MIN(AB$40,$AO341-SUM($Y341:AA341)),0)","v":21.29587922236675},{"$f":"MAX(MIN(AC$40,$AO341-SUM($Y341:AB341)),0)","v":0},{"$f":"MAX(MIN(AD$40,$AO341-SUM($Y341:AC341)),0)","v":0},{"$f":"MAX(MIN(AE$40,$AO341-SUM($Y341:AD341)),0)","v":0},{"$f":"MAX(MIN(AF$40,$AO341-SUM($Y341:AE341)),0)","v":0},{"$f":"MAX(MIN(AG$40,$AO341-SUM($Y341:AF341)),0)","v":0},{"$f":"MAX(MIN(AH$40,$AO341-SUM($Y341:AG341)),0)","v":0},{"$f":"MAX(MIN(AI$40,$AO341-SUM($Y341:AH341)),0)","v":0},81.29587922236675,0,{"$f":"INDEX(Demand!$C307:$H307,,$AM$13)","v":2.4944607730991315E-4},{"$f":"INDEX(Demand!$K307:$P307,,$AM$13)","v":0},7.2407045009784738,81.29587922236675,74.055174721388269,66.452434995360875,7.602739726027397,295,295,914,92.618298946484231,60,0,32.618298946484231,0,0,0,0,0,0,0,7.6027397260273979,0]
[null,null,null,null,null,null,null,null,null,null,null,null,null,null,null,null,null,null,null,null,null,null,null,0,0,{"$f":"MAX(MIN(Z$40*IF($Z$37=\"Solar\",$AM342,1),$AO342-SUM($Y342:Y342)),0)","v":60},{"$f":"MAX(MIN(AA$40,$AO342-SUM($Y342:Z342)),0)","v":0},{"$f":"MAX(MIN(AB$40,$AO342-SUM($Y342:AA342)),0)","v":21.330018956237268},{"$f":"MAX(MIN(AC$40,$AO342-SUM($Y342:AB342)),0)","v":0},{"$f":"MAX(MIN(AD$40,$AO342-SUM($Y342:AC342)),0)","v":0},{"$f":"MAX(MIN(AE$40,$AO342-SUM($Y342:AD342)),0)","v":0},{"$f":"MAX(MIN(AF$40,$AO342-SUM($Y342:AE342)),0)","v":0},{"$f":"MAX(MIN(AG$40,$AO342-SUM($Y342:AF342)),0)","v":0},{"$f":"MAX(MIN(AH$40,$AO342-SUM($Y342:AG342)),0)","v":0},{"$f":"MAX(MIN(AI$40,$AO342-SUM($Y342:AH342)),0)","v":0},81.330018956237268,0,{"$f":"INDEX(Demand!$C308:$H308,,$AM$13)","v":2.4957422946408176E-4},{"$f":"INDEX(Demand!$K308:$P308,,$AM$13)","v":0.19921976299737296},7.2407045009784738,81.330018956237268,74.089314455258787,66.486574729231393,7.602739726027397,296,296,619,92.617422055303422,60,0,32.617422055303422,0,0,0,0,0,0,0,7.6027397260273979,0]
[null,null,null,null,null,null,null,null,null,null,null,null,null,null,null,null,null,null,null,null,null,null,null,0,0,{"$f":"MAX(MIN(Z$40*IF($Z$37=\"Solar\",$AM343,1),$AO343-SUM($Y343:Y343)),0)","v":60},{"$f":"MAX(MIN(AA$40,$AO343-SUM($Y343:Z343)),0)","v":0},{"$f":"MAX(MIN(AB$40,$AO343-SUM($Y343:AA343)),0)","v":21.380439900537255},{"$f":"MAX(MIN(AC$40,$AO343-SUM($Y343:AB343)),0)","v":0},{"$f":"MAX(MIN(AD$40,$AO343-SUM($Y343:AC343)),0)","v":0},{"$f":"MAX(MIN(AE$40,$AO343-SUM($Y343:AD343)),0)","v":0},{"$f":"MAX(MIN(AF$40,$AO343-SUM($Y343:AE343)),0)","v":0},{"$f":"MAX(MIN(AG$40,$AO343-SUM($Y343:AF343)),0)","v":0},{"$f":"MAX(MIN(AH$40,$AO343-SUM($Y343:AG343)),0)","v":0},{"$f":"MAX(MIN(AI$40,$AO343-SUM($Y343:AH343)),0)","v":0},81.380439900537255,0,{"$f":"INDEX(Demand!$C309:$H309,,$AM$13)","v":2.4976349727301564E-4},{"$f":"INDEX(Demand!$K309:$P309,,$AM$13)","v":0.28824796202545927},7.2407045009784738,81.380439900537255,74.139735399558774,66.536995673531379,7.602739726027397,297,297,915,92.529339290649119,60,0,32.529339290649119,0,0,0,0,0,0,0,7.6027397260273979,0]
[null,null,null,null,null,null,null,null,null,null,null,null,null,null,null,null,null,null,null,null,null,null,null,0,0,{"$f":"MAX(MIN(Z$40*IF($Z$37=\"Solar\",$AM344,1),$AO344-SUM($Y344:Y344)),0)","v":60},{"$f":"MAX(MIN(AA$40,$AO344-SUM($Y344:Z344)),0)","v":0},{"$f":"MAX(MIN(AB$40,$AO344-SUM($Y344:AA344)),0)","v":21.464956920207783},{"$f":"MAX(MIN(AC$40,$AO344-SUM($Y344:AB344)),0)","v":0},{"$f":"MAX(MIN(AD$40,$AO344-SUM($Y344:AC344)),0)","v":0},{"$f":"MAX(MIN(AE$40,$AO344-SUM($Y344:AD344)),0)","v":0},{"$f":"MAX(MIN(AF$40,$AO344-SUM($Y344:AE344)),0)","v":0},{"$f":"MAX(MIN(AG$40,$AO344-SUM($Y344:AF344)),0)","v":0},{"$f":"MAX(MIN(AH$40,$AO344-SUM($Y344:AG344)),0)","v":0},{"$f":"MAX(MIN(AI$40,$AO344-SUM($Y344:AH344)),0)","v":0},81.464956920207783,0,{"$f":"INDEX(Demand!$C310:$H310,,$AM$13)","v":2.5008075335286004E-4},{"$f":"INDEX(Demand!$K310:$P310,,$AM$13)","v":0.44648273218252144},7.2407045009784738,81.464956920207783,74.224252419229316,66.621512693201922,7.602739726027397,298,298,618,92.528429389375816,60,0,32.528429389375816,0,0,0,0,0,0,0,7.6027397260273979,0]
[null,null,null,null,null,null,null,null,null,null,null,null,null,null,null,null,null,null,null,null,null,null,null,0,0,{"$f":"MAX(MIN(Z$40*IF($Z$37=\"Solar\",$AM345,1),$AO345-SUM($Y345:Y345)),0)","v":60},{"$f":"MAX(MIN(AA$40,$AO345-SUM($Y345:Z345)),0)","v":0},{"$f":"MAX(MIN(AB$40,$AO345-SUM($Y345:AA345)),0)","v":21.513320602604324},{"$f":"MAX(MIN(AC$40,$AO345-SUM($Y345:AB345)),0)","v":0},{"$f":"MAX(MIN(AD$40,$AO345-SUM($Y345:AC345)),0)","v":0},{"$f":"MAX(MIN(AE$40,$AO345-SUM($Y345:AD345)),0)","v":0},{"$f":"MAX(MIN(AF$40,$AO345-SUM($Y345:AE345)),0)","v":0},{"$f":"MAX(MIN(AG$40,$AO345-SUM($Y345:AF345)),0)","v":0},{"$f":"MAX(MIN(AH$40,$AO345-SUM($Y345:AG345)),0)","v":0},{"$f":"MAX(MIN(AI$40,$AO345-SUM($Y345:AH345)),0)","v":0},81.513320602604324,0,{"$f":"INDEX(Demand!$C311:$H311,,$AM$13)","v":2.502622987072014E-4},{"$f":"INDEX(Demand!$K311:$P311,,$AM$13)","v":0.49976886042552243},7.2407045009784738,81.513320602604324,74.272616101625857,66.669876375598463,7.602739726027397,299,299,916,92.515545243141048,60,0,32.515545243141048,0,0,0,0,0,0,0,7.6027397260273979,0]
[null,null,null,null,null,null,null,null,null,null,null,null,null,null,null,null,null,null,null,null,null,null,null,0,0,{"$f":"MAX(MIN(Z$40*IF($Z$37=\"Solar\",$AM346,1),$AO346-SUM($Y346:Y346)),0)","v":60},{"$f":"MAX(MIN(AA$40,$AO346-SUM($Y346:Z346)),0)","v":0},{"$f":"MAX(MIN(AB$40,$AO346-SUM($Y346:AA346)),0)","v":21.547674621646848},{"$f":"MAX(MIN(AC$40,$AO346-SUM($Y346:AB346)),0)","v":0},{"$f":"MAX(MIN(AD$40,$AO346-SUM($Y346:AC346)),0)","v":0},{"$f":"MAX(MIN(AE$40,$AO346-SUM($Y346:AD346)),0)","v":0},{"$f":"MAX(MIN(AF$40,$AO346-SUM($Y346:AE346)),0)","v":0},{"$f":"MAX(MIN(AG$40,$AO346-SUM($Y346:AF346)),0)","v":0},{"$f":"MAX(MIN(AH$40,$AO346-SUM($Y346:AG346)),0)","v":0},{"$f":"MAX(MIN(AI$40,$AO346-SUM($Y346:AH346)),0)","v":0},81.547674621646848,0,{"$f":"INDEX(Demand!$C312:$H312,,$AM$13)","v":2.5039125523513883E-4},{"$f":"INDEX(Demand!$K312:$P312,,$AM$13)","v":0.43866908705505647},7.2407045009784738,81.547674621646848,74.306970120668382,66.704230394640987,7.602739726027397,300,300,617,92.512814534384745,60,0,32.512814534384745,0,0,0,0,0,0,0,7.6027397260273979,0]
[null,null,null,null,null,null,null,null,null,null,null,null,null,null,null,null,null,null,null,null,null,null,null,0,0,{"$f":"MAX(MIN(Z$40*IF($Z$37=\"Solar\",$AM347,1),$AO347-SUM($Y347:Y347)),0)","v":60},{"$f":"MAX(MIN(AA$40,$AO347-SUM($Y347:Z347)),0)","v":0},{"$f":"MAX(MIN(AB$40,$AO347-SUM($Y347:AA347)),0)","v":21.609392557398451},{"$f":"MAX(MIN(AC$40,$AO347-SUM($Y347:AB347)),0)","v":0},{"$f":"MAX(MIN(AD$40,$AO347-SUM($Y347:AC347)),0)","v":0},{"$f":"MAX(MIN(AE$40,$AO347-SUM($Y347:AD347)),0)","v":0},{"$f":"MAX(MIN(AF$40,$AO347-SUM($Y347:AE347)),0)","v":0},{"$f":"MAX(MIN(AG$40,$AO347-SUM($Y347:AF347)),0)","v":0},{"$f":"MAX(MIN(AH$40,$AO347-SUM($Y347:AG347)),0)","v":0},{"$f":"MAX(MIN(AI$40,$AO347-SUM($Y347:AH347)),0)","v":0},81.609392557398451,0,{"$f":"INDEX(Demand!$C313:$H313,,$AM$13)","v":2.5062292916814026E-4},{"$f":"INDEX(Demand!$K313:$P313,,$AM$13)","v":0.31703329537382602},7.2407045009784738,81.609392557398451,74.36868805641997,66.765948330392575,7.602739726027397,301,301,917,92.509477220417949,60,0,32.509477220417949,0,0,0,0,0,0,0,7.6027397260273979,0]
[null,null,null,null,null,null,null,null,null,null,null,null,null,null,null,null,null,null,null,null,null,null,null,0,0,{"$f":"MAX(MIN(Z$40*IF($Z$37=\"Solar\",$AM348,1),$AO348-SUM($Y348:Y348)),0)","v":60},{"$f":"MAX(MIN(AA$40,$AO348-SUM($Y348:Z348)),0)","v":0},{"$f":"MAX(MIN(AB$40,$AO348-SUM($Y348:AA348)),0)","v":21.637206211245029},{"$f":"MAX(MIN(AC$40,$AO348-SUM($Y348:AB348)),0)","v":0},{"$f":"MAX(MIN(AD$40,$AO348-SUM($Y348:AC348)),0)","v":0},{"$f":"MAX(MIN(AE$40,$AO348-SUM($Y348:AD348)),0)","v":0},{"$f":"MAX(MIN(AF$40,$AO348-SUM($Y348:AE348)),0)","v":0},{"$f":"MAX(MIN(AG$40,$AO348-SUM($Y348:AF348)),0)","v":0},{"$f":"MAX(MIN(AH$40,$AO348-SUM($Y348:AG348)),0)","v":0},{"$f":"MAX(MIN(AI$40,$AO348-SUM($Y348:AH348)),0)","v":0},81.637206211245029,0,{"$f":"INDEX(Demand!$C314:$H314,,$AM$13)","v":2.5072733477567248E-4},{"$f":"INDEX(Demand!$K314:$P314,,$AM$13)","v":0.14539242989705836},7.2407045009784738,81.637206211245029,74.396501710266548,66.793761984239154,7.602739726027397,302,302,616,92.473759384192817,60,0,32.473759384192817,0,0,0,0,0,0,0,7.6027397260273979,0]
[null,null,null,null,null,null,null,null,null,null,null,null,null,null,null,null,null,null,null,null,null,null,null,0,0,{"$f":"MAX(MIN(Z$40*IF($Z$37=\"Solar\",$AM349,1),$AO349-SUM($Y349:Y349)),0)","v":60},{"$f":"MAX(MIN(AA$40,$AO349-SUM($Y349:Z349)),0)","v":0},{"$f":"MAX(MIN(AB$40,$AO349-SUM($Y349:AA349)),0)","v":21.682223774183399},{"$f":"MAX(MIN(AC$40,$AO349-SUM($Y349:AB349)),0)","v":0},{"$f":"MAX(MIN(AD$40,$AO349-SUM($Y349:AC349)),0)","v":0},{"$f":"MAX(MIN(AE$40,$AO349-SUM($Y349:AD349)),0)","v":0},{"$f":"MAX(MIN(AF$40,$AO349-SUM($Y349:AE349)),0)","v":0},{"$f":"MAX(MIN(AG$40,$AO349-SUM($Y349:AF349)),0)","v":0},{"$f":"MAX(MIN(AH$40,$AO349-SUM($Y349:AG349)),0)","v":0},{"$f":"MAX(MIN(AI$40,$AO349-SUM($Y349:AH349)),0)","v":0},81.682223774183399,0,{"$f":"INDEX(Demand!$C315:$H315,,$AM$13)","v":2.5089631962153726E-4},{"$f":"INDEX(Demand!$K315:$P315,,$AM$13)","v":0},7.2407045009784738,81.682223774183399,74.441519273204932,66.838779547177538,7.602739726027397,303,303,918,92.459090683656285,60,0,32.459090683656285,0,0,0,0,0,0,0,7.6027397260273979,0]
[null,null,null,null,null,null,null,null,null,null,null,null,null,null,null,null,null,null,null,null,null,null,null,0,0,{"$f":"MAX(MIN(Z$40*IF($Z$37=\"Solar\",$AM350,1),$AO350-SUM($Y350:Y350)),0)","v":60},{"$f":"MAX(MIN(AA$40,$AO350-SUM($Y350:Z350)),0)","v":0},{"$f":"MAX(MIN(AB$40,$AO350-SUM($Y350:AA350)),0)","v":21.709623993785499},{"$f":"MAX(MIN(AC$40,$AO350-SUM($Y350:AB350)),0)","v":0},{"$f":"MAX(MIN(AD$40,$AO350-SUM($Y350:AC350)),0)","v":0},{"$f":"MAX(MIN(AE$40,$AO350-SUM($Y350:AD350)),0)","v":0},{"$f":"MAX(MIN(AF$40,$AO350-SUM($Y350:AE350)),0)","v":0},{"$f":"MAX(MIN(AG$40,$AO350-SUM($Y350:AF350)),0)","v":0},{"$f":"MAX(MIN(AH$40,$AO350-SUM($Y350:AG350)),0)","v":0},{"$f":"MAX(MIN(AI$40,$AO350-SUM($Y350:AH350)),0)","v":0},81.709623993785499,0,{"$f":"INDEX(Demand!$C316:$H316,,$AM$13)","v":2.5099917329872234E-4},{"$f":"INDEX(Demand!$K316:$P316,,$AM$13)","v":0},7.2407045009784738,81.709623993785499,74.468919492807032,66.866179766779638,7.602739726027397,304,304,615,92.435856592870465,60,0,32.435856592870465,0,0,0,0,0,0,0,7.6027397260273979,0]
[null,null,null,null,null,null,null,null,null,null,null,null,null,null,null,null,null,null,null,null,null,null,null,0,0,{"$f":"MAX(MIN(Z$40*IF($Z$37=\"Solar\",$AM351,1),$AO351-SUM($Y351:Y351)),0)","v":60},{"$f":"MAX(MIN(AA$40,$AO351-SUM($Y351:Z351)),0)","v":0},{"$f":"MAX(MIN(AB$40,$AO351-SUM($Y351:AA351)),0)","v":21.724738374285806},{"$f":"MAX(MIN(AC$40,$AO351-SUM($Y351:AB351)),0)","v":0},{"$f":"MAX(MIN(AD$40,$AO351-SUM($Y351:AC351)),0)","v":0},{"$f":"MAX(MIN(AE$40,$AO351-SUM($Y351:AD351)),0)","v":0},{"$f":"MAX(MIN(AF$40,$AO351-SUM($Y351:AE351)),0)","v":0},{"$f":"MAX(MIN(AG$40,$AO351-SUM($Y351:AF351)),0)","v":0},{"$f":"MAX(MIN(AH$40,$AO351-SUM($Y351:AG351)),0)","v":0},{"$f":"MAX(MIN(AI$40,$AO351-SUM($Y351:AH351)),0)","v":0},81.724738374285806,0,{"$f":"INDEX(Demand!$C317:$H317,,$AM$13)","v":2.51055908961261E-4},{"$f":"INDEX(Demand!$K317:$P317,,$AM$13)","v":0},7.2407045009784738,81.724738374285806,74.484033873307339,66.881294147279945,7.602739726027397,305,305,919,92.427261547351776,60,0,32.427261547351776,0,0,0,0,0,0,0,7.6027397260273979,0]
[null,null,null,null,null,null,null,null,null,null,null,null,null,null,null,null,null,null,null,null,null,null,null,0,0,{"$f":"MAX(MIN(Z$40*IF($Z$37=\"Solar\",$AM352,1),$AO352-SUM($Y352:Y352)),0)","v":60},{"$f":"MAX(MIN(AA$40,$AO352-SUM($Y352:Z352)),0)","v":0},{"$f":"MAX(MIN(AB$40,$AO352-SUM($Y352:AA352)),0)","v":21.759560804645133},{"$f":"MAX(MIN(AC$40,$AO352-SUM($Y352:AB352)),0)","v":0},{"$f":"MAX(MIN(AD$40,$AO352-SUM($Y352:AC352)),0)","v":0},{"$f":"MAX(MIN(AE$40,$AO352-SUM($Y352:AD352)),0)","v":0},{"$f":"MAX(MIN(AF$40,$AO352-SUM($Y352:AE352)),0)","v":0},{"$f":"MAX(MIN(AG$40,$AO352-SUM($Y352:AF352)),0)","v":0},{"$f":"MAX(MIN(AH$40,$AO352-SUM($Y352:AG352)),0)","v":0},{"$f":"MAX(MIN(AI$40,$AO352-SUM($Y352:AH352)),0)","v":0},81.759560804645133,0,{"$f":"INDEX(Demand!$C318:$H318,,$AM$13)","v":2.5118662378993711E-4},{"$f":"INDEX(Demand!$K318:$P318,,$AM$13)","v":0},7.2407045009784738,81.759560804645133,74.518856303666652,66.916116577639258,7.602739726027397,306,306,614,92.424412828053818,60,0,32.424412828053818,0,0,0,0,0,0,0,7.6027397260273979,0]
[null,null,null,null,null,null,null,null,null,null,null,null,null,null,null,null,null,null,null,null,null,null,null,0,0,{"$f":"MAX(MIN(Z$40*IF($Z$37=\"Solar\",$AM353,1),$AO353-SUM($Y353:Y353)),0)","v":60},{"$f":"MAX(MIN(AA$40,$AO353-SUM($Y353:Z353)),0)","v":0},{"$f":"MAX(MIN(AB$40,$AO353-SUM($Y353:AA353)),0)","v":21.849245467477488},{"$f":"MAX(MIN(AC$40,$AO353-SUM($Y353:AB353)),0)","v":0},{"$f":"MAX(MIN(AD$40,$AO353-SUM($Y353:AC353)),0)","v":0},{"$f":"MAX(MIN(AE$40,$AO353-SUM($Y353:AD353)),0)","v":0},{"$f":"MAX(MIN(AF$40,$AO353-SUM($Y353:AE353)),0)","v":0},{"$f":"MAX(MIN(AG$40,$AO353-SUM($Y353:AF353)),0)","v":0},{"$f":"MAX(MIN(AH$40,$AO353-SUM($Y353:AG353)),0)","v":0},{"$f":"MAX(MIN(AI$40,$AO353-SUM($Y353:AH353)),0)","v":0},81.849245467477488,0,{"$f":"INDEX(Demand!$C319:$H319,,$AM$13)","v":2.5152327792969827E-4},{"$f":"INDEX(Demand!$K319:$P319,,$AM$13)","v":0},7.2407045009784738,81.849245467477488,74.608540966499021,67.005801240471627,7.602739726027397,307,307,920,92.401569412376602,60,0,32.401569412376602,0,0,0,0,0,0,0,7.6027397260273979,0]
[null,null,null,null,null,null,null,null,null,null,null,null,null,null,null,null,null,null,null,null,null,null,null,0,0,{"$f":"MAX(MIN(Z$40*IF($Z$37=\"Solar\",$AM354,1),$AO354-SUM($Y354:Y354)),0)","v":60},{"$f":"MAX(MIN(AA$40,$AO354-SUM($Y354:Z354)),0)","v":0},{"$f":"MAX(MIN(AB$40,$AO354-SUM($Y354:AA354)),0)","v":21.891694410962998},{"$f":"MAX(MIN(AC$40,$AO354-SUM($Y354:AB354)),0)","v":0},{"$f":"MAX(MIN(AD$40,$AO354-SUM($Y354:AC354)),0)","v":0},{"$f":"MAX(MIN(AE$40,$AO354-SUM($Y354:AD354)),0)","v":0},{"$f":"MAX(MIN(AF$40,$AO354-SUM($Y354:AE354)),0)","v":0},{"$f":"MAX(MIN(AG$40,$AO354-SUM($Y354:AF354)),0)","v":0},{"$f":"MAX(MIN(AH$40,$AO354-SUM($Y354:AG354)),0)","v":0},{"$f":"MAX(MIN(AI$40,$AO354-SUM($Y354:AH354)),0)","v":0},81.891694410962998,0,{"$f":"INDEX(Demand!$C320:$H320,,$AM$13)","v":2.5168262081064988E-4},{"$f":"INDEX(Demand!$K320:$P320,,$AM$13)","v":0},7.2407045009784738,81.891694410962998,74.650989909984531,67.048250183957137,7.602739726027397,308,308,613,92.388704267402403,60,0,32.388704267402403,0,0,0,0,0,0,0,7.6027397260273979,0]
[null,null,null,null,null,null,null,null,null,null,null,null,null,null,null,null,null,null,null,null,null,null,null,0,0,{"$f":"MAX(MIN(Z$40*IF($Z$37=\"Solar\",$AM355,1),$AO355-SUM($Y355:Y355)),0)","v":60},{"$f":"MAX(MIN(AA$40,$AO355-SUM($Y355:Z355)),0)","v":0},{"$f":"MAX(MIN(AB$40,$AO355-SUM($Y355:AA355)),0)","v":21.902352982809589},{"$f":"MAX(MIN(AC$40,$AO355-SUM($Y355:AB355)),0)","v":0},{"$f":"MAX(MIN(AD$40,$AO355-SUM($Y355:AC355)),0)","v":0},{"$f":"MAX(MIN(AE$40,$AO355-SUM($Y355:AD355)),0)","v":0},{"$f":"MAX(MIN(AF$40,$AO355-SUM($Y355:AE355)),0)","v":0},{"$f":"MAX(MIN(AG$40,$AO355-SUM($Y355:AF355)),0)","v":0},{"$f":"MAX(MIN(AH$40,$AO355-SUM($Y355:AG355)),0)","v":0},{"$f":"MAX(MIN(AI$40,$AO355-SUM($Y355:AH355)),0)","v":0},81.902352982809589,0,{"$f":"INDEX(Demand!$C321:$H321,,$AM$13)","v":2.5172263046472861E-4},{"$f":"INDEX(Demand!$K321:$P321,,$AM$13)","v":0},7.2407045009784738,81.902352982809589,74.661648481831108,67.058908755803714,7.602739726027397,309,309,921,92.367321304931721,60,0,32.367321304931721,0,0,0,0,0,0,0,7.6027397260273979,0]
[null,null,null,null,null,null,null,null,null,null,null,null,null,null,null,null,null,null,null,null,null,null,null,0,0,{"$f":"MAX(MIN(Z$40*IF($Z$37=\"Solar\",$AM356,1),$AO356-SUM($Y356:Y356)),0)","v":60},{"$f":"MAX(MIN(AA$40,$AO356-SUM($Y356:Z356)),0)","v":0},{"$f":"MAX(MIN(AB$40,$AO356-SUM($Y356:AA356)),0)","v":21.940989036372741},{"$f":"MAX(MIN(AC$40,$AO356-SUM($Y356:AB356)),0)","v":0},{"$f":"MAX(MIN(AD$40,$AO356-SUM($Y356:AC356)),0)","v":0},{"$f":"MAX(MIN(AE$40,$AO356-SUM($Y356:AD356)),0)","v":0},{"$f":"MAX(MIN(AF$40,$AO356-SUM($Y356:AE356)),0)","v":0},{"$f":"MAX(MIN(AG$40,$AO356-SUM($Y356:AF356)),0)","v":0},{"$f":"MAX(MIN(AH$40,$AO356-SUM($Y356:AG356)),0)","v":0},{"$f":"MAX(MIN(AI$40,$AO356-SUM($Y356:AH356)),0)","v":0},81.940989036372741,0,{"$f":"INDEX(Demand!$C322:$H322,,$AM$13)","v":2.5186766069582159E-4},{"$f":"INDEX(Demand!$K322:$P322,,$AM$13)","v":0},7.2407045009784738,81.940989036372741,74.700284535394275,67.09754480936688,7.602739726027397,310,310,612,92.361570431907552,60,0,32.361570431907552,0,0,0,0,0,0,0,7.6027397260273979,0]
[null,null,null,null,null,null,null,null,null,null,null,null,null,null,null,null,null,null,null,null,null,null,null,0,0,{"$f":"MAX(MIN(Z$40*IF($Z$37=\"Solar\",$AM357,1),$AO357-SUM($Y357:Y357)),0)","v":60},{"$f":"MAX(MIN(AA$40,$AO357-SUM($Y357:Z357)),0)","v":0},{"$f":"MAX(MIN(AB$40,$AO357-SUM($Y357:AA357)),0)","v":21.984342553413541},{"$f":"MAX(MIN(AC$40,$AO357-SUM($Y357:AB357)),0)","v":0},{"$f":"MAX(MIN(AD$40,$AO357-SUM($Y357:AC357)),0)","v":0},{"$f":"MAX(MIN(AE$40,$AO357-SUM($Y357:AD357)),0)","v":0},{"$f":"MAX(MIN(AF$40,$AO357-SUM($Y357:AE357)),0)","v":0},{"$f":"MAX(MIN(AG$40,$AO357-SUM($Y357:AF357)),0)","v":0},{"$f":"MAX(MIN(AH$40,$AO357-SUM($Y357:AG357)),0)","v":0},{"$f":"MAX(MIN(AI$40,$AO357-SUM($Y357:AH357)),0)","v":0},81.984342553413541,0,{"$f":"INDEX(Demand!$C323:$H323,,$AM$13)","v":2.5203039912315188E-4},{"$f":"INDEX(Demand!$K323:$P323,,$AM$13)","v":0},7.2407045009784738,81.984342553413541,74.74363805243506,67.140898326407665,7.602739726027397,311,311,922,92.348017868009919,60,0,32.348017868009919,0,0,0,0,0,0,0,7.6027397260273979,0]
[null,null,null,null,null,null,null,null,null,null,null,null,null,null,null,null,null,null,null,null,null,null,null,0,0,{"$f":"MAX(MIN(Z$40*IF($Z$37=\"Solar\",$AM358,1),$AO358-SUM($Y358:Y358)),0)","v":60},{"$f":"MAX(MIN(AA$40,$AO358-SUM($Y358:Z358)),0)","v":0},{"$f":"MAX(MIN(AB$40,$AO358-SUM($Y358:AA358)),0)","v":22.041619438397987},{"$f":"MAX(MIN(AC$40,$AO358-SUM($Y358:AB358)),0)","v":0},{"$f":"MAX(MIN(AD$40,$AO358-SUM($Y358:AC358)),0)","v":0},{"$f":"MAX(MIN(AE$40,$AO358-SUM($Y358:AD358)),0)","v":0},{"$f":"MAX(MIN(AF$40,$AO358-SUM($Y358:AE358)),0)","v":0},{"$f":"MAX(MIN(AG$40,$AO358-SUM($Y358:AF358)),0)","v":0},{"$f":"MAX(MIN(AH$40,$AO358-SUM($Y358:AG358)),0)","v":0},{"$f":"MAX(MIN(AI$40,$AO358-SUM($Y358:AH358)),0)","v":0},82.041619438397987,0,{"$f":"INDEX(Demand!$C324:$H324,,$AM$13)","v":2.5224540244516558E-4},{"$f":"INDEX(Demand!$K324:$P324,,$AM$13)","v":0},7.2407045009784738,82.041619438397987,74.80091493741952,67.198175211392126,7.602739726027397,312,312,611,92.332161873576922,60,0,32.332161873576922,0,0,0,0,0,0,0,7.6027397260273979,0]
[null,null,null,null,null,null,null,null,null,null,null,null,null,null,null,null,null,null,null,null,null,null,null,0,0,{"$f":"MAX(MIN(Z$40*IF($Z$37=\"Solar\",$AM359,1),$AO359-SUM($Y359:Y359)),0)","v":60},{"$f":"MAX(MIN(AA$40,$AO359-SUM($Y359:Z359)),0)","v":0},{"$f":"MAX(MIN(AB$40,$AO359-SUM($Y359:AA359)),0)","v":22.077126631713014},{"$f":"MAX(MIN(AC$40,$AO359-SUM($Y359:AB359)),0)","v":0},{"$f":"MAX(MIN(AD$40,$AO359-SUM($Y359:AC359)),0)","v":0},{"$f":"MAX(MIN(AE$40,$AO359-SUM($Y359:AD359)),0)","v":0},{"$f":"MAX(MIN(AF$40,$AO359-SUM($Y359:AE359)),0)","v":0},{"$f":"MAX(MIN(AG$40,$AO359-SUM($Y359:AF359)),0)","v":0},{"$f":"MAX(MIN(AH$40,$AO359-SUM($Y359:AG359)),0)","v":0},{"$f":"MAX(MIN(AI$40,$AO359-SUM($Y359:AH359)),0)","v":0},82.077126631713014,0,{"$f":"INDEX(Demand!$C325:$H325,,$AM$13)","v":2.5237868770535711E-4},{"$f":"INDEX(Demand!$K325:$P325,,$AM$13)","v":0},7.2407045009784738,82.077126631713014,74.836422130734533,67.233682404707139,7.602739726027397,313,313,923,92.297425217377196,60,0,32.297425217377196,0,0,0,0,0,0,0,7.6027397260273979,0]
[null,null,null,null,null,null,null,null,null,null,null,null,null,null,null,null,null,null,null,null,null,null,null,0,0,{"$f":"MAX(MIN(Z$40*IF($Z$37=\"Solar\",$AM360,1),$AO360-SUM($Y360:Y360)),0)","v":60},{"$f":"MAX(MIN(AA$40,$AO360-SUM($Y360:Z360)),0)","v":0},{"$f":"MAX(MIN(AB$40,$AO360-SUM($Y360:AA360)),0)","v":22.086457563110656},{"$f":"MAX(MIN(AC$40,$AO360-SUM($Y360:AB360)),0)","v":0},{"$f":"MAX(MIN(AD$40,$AO360-SUM($Y360:AC360)),0)","v":0},{"$f":"MAX(MIN(AE$40,$AO360-SUM($Y360:AD360)),0)","v":0},{"$f":"MAX(MIN(AF$40,$AO360-SUM($Y360:AE360)),0)","v":0},{"$f":"MAX(MIN(AG$40,$AO360-SUM($Y360:AF360)),0)","v":0},{"$f":"MAX(MIN(AH$40,$AO360-SUM($Y360:AG360)),0)","v":0},{"$f":"MAX(MIN(AI$40,$AO360-SUM($Y360:AH360)),0)","v":0},82.086457563110656,0,{"$f":"INDEX(Demand!$C326:$H326,,$AM$13)","v":2.5241371372411702E-4},{"$f":"INDEX(Demand!$K326:$P326,,$AM$13)","v":0},7.2407045009784738,82.086457563110656,74.845753062132175,67.243013336104781,7.602739726027397,314,314,610,92.288381100136746,60,0,32.288381100136746,0,0,0,0,0,0,0,7.6027397260273979,0]
[null,null,null,null,null,null,null,null,null,null,null,null,null,null,null,null,null,null,null,null,null,null,null,0,0,{"$f":"MAX(MIN(Z$40*IF($Z$37=\"Solar\",$AM361,1),$AO361-SUM($Y361:Y361)),0)","v":60},{"$f":"MAX(MIN(AA$40,$AO361-SUM($Y361:Z361)),0)","v":0},{"$f":"MAX(MIN(AB$40,$AO361-SUM($Y361:AA361)),0)","v":22.110552924100375},{"$f":"MAX(MIN(AC$40,$AO361-SUM($Y361:AB361)),0)","v":0},{"$f":"MAX(MIN(AD$40,$AO361-SUM($Y361:AC361)),0)","v":0},{"$f":"MAX(MIN(AE$40,$AO361-SUM($Y361:AD361)),0)","v":0},{"$f":"MAX(MIN(AF$40,$AO361-SUM($Y361:AE361)),0)","v":0},{"$f":"MAX(MIN(AG$40,$AO361-SUM($Y361:AF361)),0)","v":0},{"$f":"MAX(MIN(AH$40,$AO361-SUM($Y361:AG361)),0)","v":0},{"$f":"MAX(MIN(AI$40,$AO361-SUM($Y361:AH361)),0)","v":0},82.110552924100375,0,{"$f":"INDEX(Demand!$C327:$H327,,$AM$13)","v":2.525041617758802E-4},{"$f":"INDEX(Demand!$K327:$P327,,$AM$13)","v":0},7.2407045009784738,82.110552924100375,74.869848423121894,67.2671086970945,7.602739726027397,315,315,924,92.287935023066154,60,0,32.287935023066154,0,0,0,0,0,0,0,7.6027397260273979,0]
[null,null,null,null,null,null,null,null,null,null,null,null,null,null,null,null,null,null,null,null,null,null,null,0,0,{"$f":"MAX(MIN(Z$40*IF($Z$37=\"Solar\",$AM362,1),$AO362-SUM($Y362:Y362)),0)","v":60},{"$f":"MAX(MIN(AA$40,$AO362-SUM($Y362:Z362)),0)","v":0},{"$f":"MAX(MIN(AB$40,$AO362-SUM($Y362:AA362)),0)","v":22.171589844724565},{"$f":"MAX(MIN(AC$40,$AO362-SUM($Y362:AB362)),0)","v":0},{"$f":"MAX(MIN(AD$40,$AO362-SUM($Y362:AC362)),0)","v":0},{"$f":"MAX(MIN(AE$40,$AO362-SUM($Y362:AD362)),0)","v":0},{"$f":"MAX(MIN(AF$40,$AO362-SUM($Y362:AE362)),0)","v":0},{"$f":"MAX(MIN(AG$40,$AO362-SUM($Y362:AF362)),0)","v":0},{"$f":"MAX(MIN(AH$40,$AO362-SUM($Y362:AG362)),0)","v":0},{"$f":"MAX(MIN(AI$40,$AO362-SUM($Y362:AH362)),0)","v":0},82.171589844724565,0,{"$f":"INDEX(Demand!$C328:$H328,,$AM$13)","v":2.5273327934579085E-4},{"$f":"INDEX(Demand!$K328:$P328,,$AM$13)","v":0},7.2407045009784738,82.171589844724565,74.930885343746084,67.32814561771869,7.602739726027397,316,316,609,92.282490751317624,60,0,32.282490751317624,0,0,0,0,0,0,0,7.6027397260273979,0]
[null,null,null,null,null,null,null,null,null,null,null,null,null,null,null,null,null,null,null,null,null,null,null,0,0,{"$f":"MAX(MIN(Z$40*IF($Z$37=\"Solar\",$AM363,1),$AO363-SUM($Y363:Y363)),0)","v":60},{"$f":"MAX(MIN(AA$40,$AO363-SUM($Y363:Z363)),0)","v":0},{"$f":"MAX(MIN(AB$40,$AO363-SUM($Y363:AA363)),0)","v":22.196707593356564},{"$f":"MAX(MIN(AC$40,$AO363-SUM($Y363:AB363)),0)","v":0},{"$f":"MAX(MIN(AD$40,$AO363-SUM($Y363:AC363)),0)","v":0},{"$f":"MAX(MIN(AE$40,$AO363-SUM($Y363:AD363)),0)","v":0},{"$f":"MAX(MIN(AF$40,$AO363-SUM($Y363:AE363)),0)","v":0},{"$f":"MAX(MIN(AG$40,$AO363-SUM($Y363:AF363)),0)","v":0},{"$f":"MAX(MIN(AH$40,$AO363-SUM($Y363:AG363)),0)","v":0},{"$f":"MAX(MIN(AI$40,$AO363-SUM($Y363:AH363)),0)","v":0},82.196707593356564,0,{"$f":"INDEX(Demand!$C329:$H329,,$AM$13)","v":2.5282756518900412E-4},{"$f":"INDEX(Demand!$K329:$P329,,$AM$13)","v":0},7.2407045009784738,82.196707593356564,74.956003092378097,67.353263366350703,7.602739726027397,317,317,925,92.25275099729285,60,0,32.25275099729285,0,0,0,0,0,0,0,7.6027397260273979,0]
[null,null,null,null,null,null,null,null,null,null,null,null,null,null,null,null,null,null,null,null,null,null,null,0,0,{"$f":"MAX(MIN(Z$40*IF($Z$37=\"Solar\",$AM364,1),$AO364-SUM($Y364:Y364)),0)","v":60},{"$f":"MAX(MIN(AA$40,$AO364-SUM($Y364:Z364)),0)","v":0},{"$f":"MAX(MIN(AB$40,$AO364-SUM($Y364:AA364)),0)","v":22.199722972384762},{"$f":"MAX(MIN(AC$40,$AO364-SUM($Y364:AB364)),0)","v":0},{"$f":"MAX(MIN(AD$40,$AO364-SUM($Y364:AC364)),0)","v":0},{"$f":"MAX(MIN(AE$40,$AO364-SUM($Y364:AD364)),0)","v":0},{"$f":"MAX(MIN(AF$40,$AO364-SUM($Y364:AE364)),0)","v":0},{"$f":"MAX(MIN(AG$40,$AO364-SUM($Y364:AF364)),0)","v":0},{"$f":"MAX(MIN(AH$40,$AO364-SUM($Y364:AG364)),0)","v":0},{"$f":"MAX(MIN(AI$40,$AO364-SUM($Y364:AH364)),0)","v":0},82.199722972384762,0,{"$f":"INDEX(Demand!$C330:$H330,,$AM$13)","v":2.5283888417935015E-4},{"$f":"INDEX(Demand!$K330:$P330,,$AM$13)","v":0},7.2407045009784738,82.199722972384762,74.959018471406281,67.356278745378887,7.602739726027397,318,318,608,92.225047409323508,60,0,32.225047409323508,0,0,0,0,0,0,0,7.6027397260273979,0]
[null,null,null,null,null,null,null,null,null,null,null,null,null,null,null,null,null,null,null,null,null,null,null,0,0,{"$f":"MAX(MIN(Z$40*IF($Z$37=\"Solar\",$AM365,1),$AO365-SUM($Y365:Y365)),0)","v":60},{"$f":"MAX(MIN(AA$40,$AO365-SUM($Y365:Z365)),0)","v":0},{"$f":"MAX(MIN(AB$40,$AO365-SUM($Y365:AA365)),0)","v":22.295471736266393},{"$f":"MAX(MIN(AC$40,$AO365-SUM($Y365:AB365)),0)","v":0},{"$f":"MAX(MIN(AD$40,$AO365-SUM($Y365:AC365)),0)","v":0},{"$f":"MAX(MIN(AE$40,$AO365-SUM($Y365:AD365)),0)","v":0},{"$f":"MAX(MIN(AF$40,$AO365-SUM($Y365:AE365)),0)","v":0},{"$f":"MAX(MIN(AG$40,$AO365-SUM($Y365:AF365)),0)","v":0},{"$f":"MAX(MIN(AH$40,$AO365-SUM($Y365:AG365)),0)","v":0},{"$f":"MAX(MIN(AI$40,$AO365-SUM($Y365:AH365)),0)","v":0},82.295471736266393,0,{"$f":"INDEX(Demand!$C331:$H331,,$AM$13)","v":2.5319830146118815E-4},{"$f":"INDEX(Demand!$K331:$P331,,$AM$13)","v":0},7.2407045009784738,82.295471736266393,75.054767235287926,67.452027509260532,7.602739726027397,319,319,926,92.193971325340755,60,0,32.193971325340755,0,0,0,0,0,0,0,7.6027397260273979,0]
[null,null,null,null,null,null,null,null,null,null,null,null,null,null,null,null,null,null,null,null,null,null,null,0,0,{"$f":"MAX(MIN(Z$40*IF($Z$37=\"Solar\",$AM366,1),$AO366-SUM($Y366:Y366)),0)","v":60},{"$f":"MAX(MIN(AA$40,$AO366-SUM($Y366:Z366)),0)","v":0},{"$f":"MAX(MIN(AB$40,$AO366-SUM($Y366:AA366)),0)","v":22.359077438309697},{"$f":"MAX(MIN(AC$40,$AO366-SUM($Y366:AB366)),0)","v":0},{"$f":"MAX(MIN(AD$40,$AO366-SUM($Y366:AC366)),0)","v":0},{"$f":"MAX(MIN(AE$40,$AO366-SUM($Y366:AD366)),0)","v":0},{"$f":"MAX(MIN(AF$40,$AO366-SUM($Y366:AE366)),0)","v":0},{"$f":"MAX(MIN(AG$40,$AO366-SUM($Y366:AF366)),0)","v":0},{"$f":"MAX(MIN(AH$40,$AO366-SUM($Y366:AG366)),0)","v":0},{"$f":"MAX(MIN(AI$40,$AO366-SUM($Y366:AH366)),0)","v":0},82.359077438309697,0,{"$f":"INDEX(Demand!$C332:$H332,,$AM$13)","v":2.5343706160399336E-4},{"$f":"INDEX(Demand!$K332:$P332,,$AM$13)","v":0},7.2407045009784738,82.359077438309697,75.11837293733123,67.515633211303836,7.602739726027397,320,320,607,92.179110079517557,60,0,32.179110079517557,0,0,0,0,0,0,0,7.6027397260273979,0]
[null,null,null,null,null,null,null,null,null,null,null,null,null,null,null,null,null,null,null,null,null,null,null,{"$f":"IF(MOD(ROW(),1000)=ROW($Y$46),(ROW()-ROW($Y$46)),0)","v":0},0,{"$f":"MAX(MIN(Z$40*IF($Z$37=\"Solar\",$AM367,1),$AO367-SUM($Y367:Y367)),0)","v":60},{"$f":"MAX(MIN(AA$40,$AO367-SUM($Y367:Z367)),0)","v":0},{"$f":"MAX(MIN(AB$40,$AO367-SUM($Y367:AA367)),0)","v":22.390637734172458},{"$f":"MAX(MIN(AC$40,$AO367-SUM($Y367:AB367)),0)","v":0},{"$f":"MAX(MIN(AD$40,$AO367-SUM($Y367:AC367)),0)","v":0},{"$f":"MAX(MIN(AE$40,$AO367-SUM($Y367:AD367)),0)","v":0},{"$f":"MAX(MIN(AF$40,$AO367-SUM($Y367:AE367)),0)","v":0},{"$f":"MAX(MIN(AG$40,$AO367-SUM($Y367:AF367)),0)","v":0},{"$f":"MAX(MIN(AH$40,$AO367-SUM($Y367:AG367)),0)","v":0},{"$f":"MAX(MIN(AI$40,$AO367-SUM($Y367:AH367)),0)","v":0},82.390637734172458,0,{"$f":"INDEX(Demand!$C333:$H333,,$AM$13)","v":2.5355553118305775E-4},{"$f":"INDEX(Demand!$K333:$P333,,$AM$13)","v":3.0578074438218094E-2},{"$f":"IF(AP367>0,Centralised_GWh*Support_thousand/(1-Centralised_HeatLoss)*Centralised_HeatLoss/BaseLoadHours,0)","v":7.2407045009784738},82.390637734172458,{"$f":"Centralised_GWh*Support_thousand*((1-Centralised_WWDemand)*AL367+Centralised_WWDemand/8760)","v":75.149933233193991},67.547193507166597,{"$f":"Centralised_GWh*Support_thousand*Centralised_WWDemand/8760","v":7.602739726027397},321,{"$f":"_xlfn.RANK.EQ(AV367,$AV$47:$AV$8806)","v":321},927,92.158274755545165,60,0,32.158274755545165,0,0,0,0,0,0,0,{"$f":"Centralised_GWh*Support_thousand*(Centralised_WWDemand/8760)","v":7.6027397260273979},0]
[null,null,null,null,null,null,null,null,null,null,null,null,null,null,null,null,null,null,null,null,null,null,null,0,0,{"$f":"MAX(MIN(Z$40*IF($Z$37=\"Solar\",$AM368,1),$AO368-SUM($Y368:Y368)),0)","v":60},{"$f":"MAX(MIN(AA$40,$AO368-SUM($Y368:Z368)),0)","v":0},{"$f":"MAX(MIN(AB$40,$AO368-SUM($Y368:AA368)),0)","v":22.429493087976653},{"$f":"MAX(MIN(AC$40,$AO368-SUM($Y368:AB368)),0)","v":0},{"$f":"MAX(MIN(AD$40,$AO368-SUM($Y368:AC368)),0)","v":0},{"$f":"MAX(MIN(AE$40,$AO368-SUM($Y368:AD368)),0)","v":0},{"$f":"MAX(MIN(AF$40,$AO368-SUM($Y368:AE368)),0)","v":0},{"$f":"MAX(MIN(AG$40,$AO368-SUM($Y368:AF368)),0)","v":0},{"$f":"MAX(MIN(AH$40,$AO368-SUM($Y368:AG368)),0)","v":0},{"$f":"MAX(MIN(AI$40,$AO368-SUM($Y368:AH368)),0)","v":0},{"$f":"SUM(Z368:AI368)","v":82.429493087976653},{"$f":"SUM(Z368:AI368)-AJ368","v":0},{"$f":"INDEX(Demand!$C334:$H334,,$AM$13)","v":2.5370138461325368E-4},{"$f":"INDEX(Demand!$K334:$P334,,$AM$13)","v":6.7312354128378299E-2},7.2407045009784738,82.429493087976653,75.188788586998186,{"$f":"AP368-AR368","v":67.586048860970791},7.602739726027397,322,322,606,92.13588783812915,60,0,32.13588783812915,0,0,0,0,0,0,0,7.6027397260273979,{"$f":"SUM(AW368:BC368)-AV368","v":0}]
[null,null,null,null,null,null,null,null,null,null,null,null,null,null,null,null,null,null,null,null,null,null,null,0,0,{"$f":"MAX(MIN(Z$40*IF($Z$37=\"Solar\",$AM369,1),$AO369-SUM($Y369:Y369)),0)","v":60},{"$f":"MAX(MIN(AA$40,$AO369-SUM($Y369:Z369)),0)","v":0},{"$f":"MAX(MIN(AB$40,$AO369-SUM($Y369:AA369)),0)","v":22.466265626656252},{"$f":"MAX(MIN(AC$40,$AO369-SUM($Y369:AB369)),0)","v":0},{"$f":"MAX(MIN(AD$40,$AO369-SUM($Y369:AC369)),0)","v":0},{"$f":"MAX(MIN(AE$40,$AO369-SUM($Y369:AD369)),0)","v":0},{"$f":"MAX(MIN(AF$40,$AO369-SUM($Y369:AE369)),0)","v":0},{"$f":"MAX(MIN(AG$40,$AO369-SUM($Y369:AF369)),0)","v":0},{"$f":"MAX(MIN(AH$40,$AO369-SUM($Y369:AG369)),0)","v":0},{"$f":"MAX(MIN(AI$40,$AO369-SUM($Y369:AH369)),0)","v":0},82.466265626656252,0,{"$f":"INDEX(Demand!$C335:$H335,,$AM$13)","v":2.5383941966835726E-4},{"$f":"INDEX(Demand!$K335:$P335,,$AM$13)","v":5.4650415487479016E-2},7.2407045009784738,{"$f":"AN369+AP369","v":82.466265626656252},75.225561125677771,67.622821399650377,7.602739726027397,323,323,928,92.10653858212271,60,0,32.10653858212271,0,0,0,0,0,0,0,7.6027397260273979,0]
[null,null,null,null,null,null,null,null,null,null,null,null,null,null,null,null,null,null,null,null,null,null,null,0,0,{"$f":"MAX(MIN(Z$40*IF($Z$37=\"Solar\",$AM370,1),$AO370-SUM($Y370:Y370)),0)","v":60},{"$f":"MAX(MIN(AA$40,$AO370-SUM($Y370:Z370)),0)","v":0},{"$f":"MAX(MIN(AB$40,$AO370-SUM($Y370:AA370)),0)","v":22.507568507923679},{"$f":"MAX(MIN(AC$40,$AO370-SUM($Y370:AB370)),0)","v":0},{"$f":"MAX(MIN(AD$40,$AO370-SUM($Y370:AC370)),0)","v":0},{"$f":"MAX(MIN(AE$40,$AO370-SUM($Y370:AD370)),0)","v":0},{"$f":"MAX(MIN(AF$40,$AO370-SUM($Y370:AE370)),0)","v":0},{"$f":"MAX(MIN(AG$40,$AO370-SUM($Y370:AF370)),0)","v":0},{"$f":"MAX(MIN(AH$40,$AO370-SUM($Y370:AG370)),0)","v":0},{"$f":"MAX(MIN(AI$40,$AO370-SUM($Y370:AH370)),0)","v":0},82.507568507923679,0,{"$f":"INDEX(Demand!$C336:$H336,,$AM$13)","v":2.5399446051395575E-4},{"$f":"INDEX(Demand!$K336:$P336,,$AM$13)","v":2.4895423436425347E-2},7.2407045009784738,82.507568507923679,75.266864006945212,67.664124280917818,7.602739726027397,324,324,605,92.075833899799846,60,0,32.075833899799846,0,0,0,0,0,0,0,7.6027397260273979,0]
[null,null,null,null,null,null,null,null,null,null,null,null,null,null,null,null,null,null,null,null,null,null,null,0,0,{"$f":"MAX(MIN(Z$40*IF($Z$37=\"Solar\",$AM371,1),$AO371-SUM($Y371:Y371)),0)","v":60},{"$f":"MAX(MIN(AA$40,$AO371-SUM($Y371:Z371)),0)","v":0},{"$f":"MAX(MIN(AB$40,$AO371-SUM($Y371:AA371)),0)","v":22.553456026518035},{"$f":"MAX(MIN(AC$40,$AO371-SUM($Y371:AB371)),0)","v":0},{"$f":"MAX(MIN(AD$40,$AO371-SUM($Y371:AC371)),0)","v":0},{"$f":"MAX(MIN(AE$40,$AO371-SUM($Y371:AD371)),0)","v":0},{"$f":"MAX(MIN(AF$40,$AO371-SUM($Y371:AE371)),0)","v":0},{"$f":"MAX(MIN(AG$40,$AO371-SUM($Y371:AF371)),0)","v":0},{"$f":"MAX(MIN(AH$40,$AO371-SUM($Y371:AG371)),0)","v":0},{"$f":"MAX(MIN(AI$40,$AO371-SUM($Y371:AH371)),0)","v":0},82.553456026518035,0,{"$f":"INDEX(Demand!$C337:$H337,,$AM$13)","v":2.5416671095912974E-4},{"$f":"INDEX(Demand!$K337:$P337,,$AM$13)","v":0},7.2407045009784738,82.553456026518035,75.312751525539568,67.710011799512174,7.602739726027397,325,325,929,92.054039708653761,60,0,32.054039708653761,0,0,0,0,0,0,0,7.6027397260273979,0]
[null,null,null,null,null,null,null,null,null,null,null,null,null,null,null,null,null,null,null,null,null,null,null,0,0,{"$f":"MAX(MIN(Z$40*IF($Z$37=\"Solar\",$AM372,1),$AO372-SUM($Y372:Y372)),0)","v":60},{"$f":"MAX(MIN(AA$40,$AO372-SUM($Y372:Z372)),0)","v":0},{"$f":"MAX(MIN(AB$40,$AO372-SUM($Y372:AA372)),0)","v":22.603235459200789},{"$f":"MAX(MIN(AC$40,$AO372-SUM($Y372:AB372)),0)","v":0},{"$f":"MAX(MIN(AD$40,$AO372-SUM($Y372:AC372)),0)","v":0},{"$f":"MAX(MIN(AE$40,$AO372-SUM($Y372:AD372)),0)","v":0},{"$f":"MAX(MIN(AF$40,$AO372-SUM($Y372:AE372)),0)","v":0},{"$f":"MAX(MIN(AG$40,$AO372-SUM($Y372:AF372)),0)","v":0},{"$f":"MAX(MIN(AH$40,$AO372-SUM($Y372:AG372)),0)","v":0},{"$f":"MAX(MIN(AI$40,$AO372-SUM($Y372:AH372)),0)","v":0},82.603235459200789,0,{"$f":"INDEX(Demand!$C338:$H338,,$AM$13)","v":2.5435357069142231E-4},{"$f":"INDEX(Demand!$K338:$P338,,$AM$13)","v":0},7.2407045009784738,82.603235459200789,75.362530958222308,67.759791232194914,7.602739726027397,326,326,604,92.022258307648855,60,0,32.022258307648855,0,0,0,0,0,0,0,7.6027397260273979,0]
[null,null,null,null,null,null,null,null,null,null,null,null,null,null,null,null,null,null,null,null,null,null,null,0,0,{"$f":"MAX(MIN(Z$40*IF($Z$37=\"Solar\",$AM373,1),$AO373-SUM($Y373:Y373)),0)","v":60},{"$f":"MAX(MIN(AA$40,$AO373-SUM($Y373:Z373)),0)","v":0},{"$f":"MAX(MIN(AB$40,$AO373-SUM($Y373:AA373)),0)","v":22.618858626486968},{"$f":"MAX(MIN(AC$40,$AO373-SUM($Y373:AB373)),0)","v":0},{"$f":"MAX(MIN(AD$40,$AO373-SUM($Y373:AC373)),0)","v":0},{"$f":"MAX(MIN(AE$40,$AO373-SUM($Y373:AD373)),0)","v":0},{"$f":"MAX(MIN(AF$40,$AO373-SUM($Y373:AE373)),0)","v":0},{"$f":"MAX(MIN(AG$40,$AO373-SUM($Y373:AF373)),0)","v":0},{"$f":"MAX(MIN(AH$40,$AO373-SUM($Y373:AG373)),0)","v":0},{"$f":"MAX(MIN(AI$40,$AO373-SUM($Y373:AH373)),0)","v":0},82.618858626486968,0,{"$f":"INDEX(Demand!$C339:$H339,,$AM$13)","v":2.5441221621426831E-4},{"$f":"INDEX(Demand!$K339:$P339,,$AM$13)","v":0},7.2407045009784738,82.618858626486968,75.378154125508487,67.775414399481093,7.602739726027397,327,327,930,92.011366755186003,60,0,32.011366755186003,0,0,0,0,0,0,0,7.6027397260273979,0]
[null,null,null,null,null,null,null,null,null,null,null,null,null,null,null,null,null,null,null,null,null,null,null,0,0,{"$f":"MAX(MIN(Z$40*IF($Z$37=\"Solar\",$AM374,1),$AO374-SUM($Y374:Y374)),0)","v":60},{"$f":"MAX(MIN(AA$40,$AO374-SUM($Y374:Z374)),0)","v":0},{"$f":"MAX(MIN(AB$40,$AO374-SUM($Y374:AA374)),0)","v":22.710632970857887},{"$f":"MAX(MIN(AC$40,$AO374-SUM($Y374:AB374)),0)","v":0},{"$f":"MAX(MIN(AD$40,$AO374-SUM($Y374:AC374)),0)","v":0},{"$f":"MAX(MIN(AE$40,$AO374-SUM($Y374:AD374)),0)","v":0},{"$f":"MAX(MIN(AF$40,$AO374-SUM($Y374:AE374)),0)","v":0},{"$f":"MAX(MIN(AG$40,$AO374-SUM($Y374:AF374)),0)","v":0},{"$f":"MAX(MIN(AH$40,$AO374-SUM($Y374:AG374)),0)","v":0},{"$f":"MAX(MIN(AI$40,$AO374-SUM($Y374:AH374)),0)","v":0},82.710632970857887,0,{"$f":"INDEX(Demand!$C340:$H340,,$AM$13)","v":2.5475671450394903E-4},{"$f":"INDEX(Demand!$K340:$P340,,$AM$13)","v":0},7.2407045009784738,82.710632970857887,75.46992846987942,67.867188743852026,7.602739726027397,328,328,603,91.97852947968218,60,0,31.97852947968218,0,0,0,0,0,0,0,7.6027397260273979,0]
[null,null,null,null,null,null,null,null,null,null,null,null,null,null,null,null,null,null,null,null,null,null,null,0,0,{"$f":"MAX(MIN(Z$40*IF($Z$37=\"Solar\",$AM375,1),$AO375-SUM($Y375:Y375)),0)","v":60},{"$f":"MAX(MIN(AA$40,$AO375-SUM($Y375:Z375)),0)","v":0},{"$f":"MAX(MIN(AB$40,$AO375-SUM($Y375:AA375)),0)","v":22.741382735479647},{"$f":"MAX(MIN(AC$40,$AO375-SUM($Y375:AB375)),0)","v":0},{"$f":"MAX(MIN(AD$40,$AO375-SUM($Y375:AC375)),0)","v":0},{"$f":"MAX(MIN(AE$40,$AO375-SUM($Y375:AD375)),0)","v":0},{"$f":"MAX(MIN(AF$40,$AO375-SUM($Y375:AE375)),0)","v":0},{"$f":"MAX(MIN(AG$40,$AO375-SUM($Y375:AF375)),0)","v":0},{"$f":"MAX(MIN(AH$40,$AO375-SUM($Y375:AG375)),0)","v":0},{"$f":"MAX(MIN(AI$40,$AO375-SUM($Y375:AH375)),0)","v":0},82.741382735479647,0,{"$f":"INDEX(Demand!$C341:$H341,,$AM$13)","v":2.5487214154832499E-4},{"$f":"INDEX(Demand!$K341:$P341,,$AM$13)","v":0},7.2407045009784738,82.741382735479647,75.50067823450118,67.897938508473786,7.602739726027397,329,329,931,91.974440819857904,60,0,31.974440819857904,0,0,0,0,0,0,0,7.6027397260273979,0]
[null,null,null,null,null,null,null,null,null,null,null,null,null,null,null,null,null,null,null,null,null,null,null,0,0,{"$f":"MAX(MIN(Z$40*IF($Z$37=\"Solar\",$AM376,1),$AO376-SUM($Y376:Y376)),0)","v":60},{"$f":"MAX(MIN(AA$40,$AO376-SUM($Y376:Z376)),0)","v":0},{"$f":"MAX(MIN(AB$40,$AO376-SUM($Y376:AA376)),0)","v":22.755356275514856},{"$f":"MAX(MIN(AC$40,$AO376-SUM($Y376:AB376)),0)","v":0},{"$f":"MAX(MIN(AD$40,$AO376-SUM($Y376:AC376)),0)","v":0},{"$f":"MAX(MIN(AE$40,$AO376-SUM($Y376:AD376)),0)","v":0},{"$f":"MAX(MIN(AF$40,$AO376-SUM($Y376:AE376)),0)","v":0},{"$f":"MAX(MIN(AG$40,$AO376-SUM($Y376:AF376)),0)","v":0},{"$f":"MAX(MIN(AH$40,$AO376-SUM($Y376:AG376)),0)","v":0},{"$f":"MAX(MIN(AI$40,$AO376-SUM($Y376:AH376)),0)","v":0},82.755356275514856,0,{"$f":"INDEX(Demand!$C342:$H342,,$AM$13)","v":2.5492459477668533E-4},{"$f":"INDEX(Demand!$K342:$P342,,$AM$13)","v":0},7.2407045009784738,82.755356275514856,75.514651774536375,67.911912048508981,7.602739726027397,330,330,602,91.97317287520255,60,0,31.97317287520255,0,0,0,0,0,0,0,7.6027397260273979,0]
[null,null,null,null,null,null,null,null,null,null,null,null,null,null,null,null,null,null,null,null,null,null,null,0,0,{"$f":"MAX(MIN(Z$40*IF($Z$37=\"Solar\",$AM377,1),$AO377-SUM($Y377:Y377)),0)","v":60},{"$f":"MAX(MIN(AA$40,$AO377-SUM($Y377:Z377)),0)","v":0},{"$f":"MAX(MIN(AB$40,$AO377-SUM($Y377:AA377)),0)","v":22.758475332373877},{"$f":"MAX(MIN(AC$40,$AO377-SUM($Y377:AB377)),0)","v":0},{"$f":"MAX(MIN(AD$40,$AO377-SUM($Y377:AC377)),0)","v":0},{"$f":"MAX(MIN(AE$40,$AO377-SUM($Y377:AD377)),0)","v":0},{"$f":"MAX(MIN(AF$40,$AO377-SUM($Y377:AE377)),0)","v":0},{"$f":"MAX(MIN(AG$40,$AO377-SUM($Y377:AF377)),0)","v":0},{"$f":"MAX(MIN(AH$40,$AO377-SUM($Y377:AG377)),0)","v":0},{"$f":"MAX(MIN(AI$40,$AO377-SUM($Y377:AH377)),0)","v":0},82.758475332373877,0,{"$f":"INDEX(Demand!$C343:$H343,,$AM$13)","v":2.5493630294807812E-4},{"$f":"INDEX(Demand!$K343:$P343,,$AM$13)","v":0},7.2407045009784738,82.758475332373877,75.51777083139541,67.915031105368016,7.602739726027397,331,331,932,91.955569940674792,60,0,31.955569940674792,0,0,0,0,0,0,0,7.6027397260273979,0]
[null,null,null,null,null,null,null,null,null,null,null,null,null,null,null,null,null,null,null,null,null,null,null,0,0,{"$f":"MAX(MIN(Z$40*IF($Z$37=\"Solar\",$AM378,1),$AO378-SUM($Y378:Y378)),0)","v":60},{"$f":"MAX(MIN(AA$40,$AO378-SUM($Y378:Z378)),0)","v":0},{"$f":"MAX(MIN(AB$40,$AO378-SUM($Y378:AA378)),0)","v":22.835011991985368},{"$f":"MAX(MIN(AC$40,$AO378-SUM($Y378:AB378)),0)","v":0},{"$f":"MAX(MIN(AD$40,$AO378-SUM($Y378:AC378)),0)","v":0},{"$f":"MAX(MIN(AE$40,$AO378-SUM($Y378:AD378)),0)","v":0},{"$f":"MAX(MIN(AF$40,$AO378-SUM($Y378:AE378)),0)","v":0},{"$f":"MAX(MIN(AG$40,$AO378-SUM($Y378:AF378)),0)","v":0},{"$f":"MAX(MIN(AH$40,$AO378-SUM($Y378:AG378)),0)","v":0},{"$f":"MAX(MIN(AI$40,$AO378-SUM($Y378:AH378)),0)","v":0},82.835011991985368,0,{"$f":"INDEX(Demand!$C344:$H344,,$AM$13)","v":2.552236027213945E-4},{"$f":"INDEX(Demand!$K344:$P344,,$AM$13)","v":0},7.2407045009784738,82.835011991985368,75.594307491006902,67.991567764979507,7.602739726027397,332,332,601,91.953734363684248,60,0,31.953734363684248,0,0,0,0,0,0,0,7.6027397260273979,0]
[null,null,null,null,null,null,null,null,null,null,null,null,null,null,null,null,null,null,null,null,null,null,null,0,0,{"$f":"MAX(MIN(Z$40*IF($Z$37=\"Solar\",$AM379,1),$AO379-SUM($Y379:Y379)),0)","v":60},{"$f":"MAX(MIN(AA$40,$AO379-SUM($Y379:Z379)),0)","v":0},{"$f":"MAX(MIN(AB$40,$AO379-SUM($Y379:AA379)),0)","v":22.87863003797284},{"$f":"MAX(MIN(AC$40,$AO379-SUM($Y379:AB379)),0)","v":0},{"$f":"MAX(MIN(AD$40,$AO379-SUM($Y379:AC379)),0)","v":0},{"$f":"MAX(MIN(AE$40,$AO379-SUM($Y379:AD379)),0)","v":0},{"$f":"MAX(MIN(AF$40,$AO379-SUM($Y379:AE379)),0)","v":0},{"$f":"MAX(MIN(AG$40,$AO379-SUM($Y379:AF379)),0)","v":0},{"$f":"MAX(MIN(AH$40,$AO379-SUM($Y379:AG379)),0)","v":0},{"$f":"MAX(MIN(AI$40,$AO379-SUM($Y379:AH379)),0)","v":0},82.87863003797284,0,{"$f":"INDEX(Demand!$C345:$H345,,$AM$13)","v":2.5538733412525138E-4},{"$f":"INDEX(Demand!$K345:$P345,,$AM$13)","v":0},7.2407045009784738,82.87863003797284,75.637925536994373,68.035185810966979,7.602739726027397,333,333,933,91.879100804612222,60,0,31.879100804612222,0,0,0,0,0,0,0,7.6027397260273979,0]
[null,null,null,null,null,null,null,null,null,null,null,null,null,null,null,null,null,null,null,null,null,null,null,0,0,{"$f":"MAX(MIN(Z$40*IF($Z$37=\"Solar\",$AM380,1),$AO380-SUM($Y380:Y380)),0)","v":60},{"$f":"MAX(MIN(AA$40,$AO380-SUM($Y380:Z380)),0)","v":0},{"$f":"MAX(MIN(AB$40,$AO380-SUM($Y380:AA380)),0)","v":22.944599324708037},{"$f":"MAX(MIN(AC$40,$AO380-SUM($Y380:AB380)),0)","v":0},{"$f":"MAX(MIN(AD$40,$AO380-SUM($Y380:AC380)),0)","v":0},{"$f":"MAX(MIN(AE$40,$AO380-SUM($Y380:AD380)),0)","v":0},{"$f":"MAX(MIN(AF$40,$AO380-SUM($Y380:AE380)),0)","v":0},{"$f":"MAX(MIN(AG$40,$AO380-SUM($Y380:AF380)),0)","v":0},{"$f":"MAX(MIN(AH$40,$AO380-SUM($Y380:AG380)),0)","v":0},{"$f":"MAX(MIN(AI$40,$AO380-SUM($Y380:AH380)),0)","v":0},82.944599324708037,0,{"$f":"INDEX(Demand!$C346:$H346,,$AM$13)","v":2.5563496658296609E-4},{"$f":"INDEX(Demand!$K346:$P346,,$AM$13)","v":0},7.2407045009784738,82.944599324708037,75.70389482372957,68.101155097702176,7.602739726027397,334,334,600,91.866870888431009,60,0,31.866870888431009,0,0,0,0,0,0,0,7.6027397260273979,0]
[null,null,null,null,null,null,null,null,null,null,null,null,null,null,null,null,null,null,null,null,null,null,null,0,0,{"$f":"MAX(MIN(Z$40*IF($Z$37=\"Solar\",$AM381,1),$AO381-SUM($Y381:Y381)),0)","v":60},{"$f":"MAX(MIN(AA$40,$AO381-SUM($Y381:Z381)),0)","v":0},{"$f":"MAX(MIN(AB$40,$AO381-SUM($Y381:AA381)),0)","v":22.957854368465632},{"$f":"MAX(MIN(AC$40,$AO381-SUM($Y381:AB381)),0)","v":0},{"$f":"MAX(MIN(AD$40,$AO381-SUM($Y381:AC381)),0)","v":0},{"$f":"MAX(MIN(AE$40,$AO381-SUM($Y381:AD381)),0)","v":0},{"$f":"MAX(MIN(AF$40,$AO381-SUM($Y381:AE381)),0)","v":0},{"$f":"MAX(MIN(AG$40,$AO381-SUM($Y381:AF381)),0)","v":0},{"$f":"MAX(MIN(AH$40,$AO381-SUM($Y381:AG381)),0)","v":0},{"$f":"MAX(MIN(AI$40,$AO381-SUM($Y381:AH381)),0)","v":0},82.957854368465632,0,{"$f":"INDEX(Demand!$C347:$H347,,$AM$13)","v":2.5568472275322728E-4},{"$f":"INDEX(Demand!$K347:$P347,,$AM$13)","v":0},7.2407045009784738,82.957854368465632,75.717149867487151,68.114410141459757,7.602739726027397,335,335,934,91.85220893657899,60,0,31.85220893657899,0,0,0,0,0,0,0,7.6027397260273979,0]
[null,null,null,null,null,null,null,null,null,null,null,null,null,null,null,null,null,null,null,null,null,null,null,0,0,{"$f":"MAX(MIN(Z$40*IF($Z$37=\"Solar\",$AM382,1),$AO382-SUM($Y382:Y382)),0)","v":60},{"$f":"MAX(MIN(AA$40,$AO382-SUM($Y382:Z382)),0)","v":0},{"$f":"MAX(MIN(AB$40,$AO382-SUM($Y382:AA382)),0)","v":22.990492221490314},{"$f":"MAX(MIN(AC$40,$AO382-SUM($Y382:AB382)),0)","v":0},{"$f":"MAX(MIN(AD$40,$AO382-SUM($Y382:AC382)),0)","v":0},{"$f":"MAX(MIN(AE$40,$AO382-SUM($Y382:AD382)),0)","v":0},{"$f":"MAX(MIN(AF$40,$AO382-SUM($Y382:AE382)),0)","v":0},{"$f":"MAX(MIN(AG$40,$AO382-SUM($Y382:AF382)),0)","v":0},{"$f":"MAX(MIN(AH$40,$AO382-SUM($Y382:AG382)),0)","v":0},{"$f":"MAX(MIN(AI$40,$AO382-SUM($Y382:AH382)),0)","v":0},82.990492221490314,0,{"$f":"INDEX(Demand!$C348:$H348,,$AM$13)","v":2.5580723721653313E-4},{"$f":"INDEX(Demand!$K348:$P348,,$AM$13)","v":0},7.2407045009784738,82.990492221490314,75.749787720511833,68.147047994484439,7.602739726027397,336,336,599,91.81658304490611,60,0,31.81658304490611,0,0,0,0,0,0,0,7.6027397260273979,0]
[null,null,null,null,null,null,null,null,null,null,null,null,null,null,null,null,null,null,null,null,null,null,null,0,0,{"$f":"MAX(MIN(Z$40*IF($Z$37=\"Solar\",$AM383,1),$AO383-SUM($Y383:Y383)),0)","v":60},{"$f":"MAX(MIN(AA$40,$AO383-SUM($Y383:Z383)),0)","v":0},{"$f":"MAX(MIN(AB$40,$AO383-SUM($Y383:AA383)),0)","v":23.017956670101654},{"$f":"MAX(MIN(AC$40,$AO383-SUM($Y383:AB383)),0)","v":0},{"$f":"MAX(MIN(AD$40,$AO383-SUM($Y383:AC383)),0)","v":0},{"$f":"MAX(MIN(AE$40,$AO383-SUM($Y383:AD383)),0)","v":0},{"$f":"MAX(MIN(AF$40,$AO383-SUM($Y383:AE383)),0)","v":0},{"$f":"MAX(MIN(AG$40,$AO383-SUM($Y383:AF383)),0)","v":0},{"$f":"MAX(MIN(AH$40,$AO383-SUM($Y383:AG383)),0)","v":0},{"$f":"MAX(MIN(AI$40,$AO383-SUM($Y383:AH383)),0)","v":0},83.017956670101654,0,{"$f":"INDEX(Demand!$C349:$H349,,$AM$13)","v":2.5591033199360273E-4},{"$f":"INDEX(Demand!$K349:$P349,,$AM$13)","v":0},7.2407045009784738,83.017956670101654,75.777252169123173,68.174512443095779,7.602739726027397,337,337,935,91.805325941170736,60,0,31.805325941170736,0,0,0,0,0,0,0,7.6027397260273979,0]
[null,null,null,null,null,null,null,null,null,null,null,null,null,null,null,null,null,null,null,null,null,null,null,0,0,{"$f":"MAX(MIN(Z$40*IF($Z$37=\"Solar\",$AM384,1),$AO384-SUM($Y384:Y384)),0)","v":60},{"$f":"MAX(MIN(AA$40,$AO384-SUM($Y384:Z384)),0)","v":0},{"$f":"MAX(MIN(AB$40,$AO384-SUM($Y384:AA384)),0)","v":23.055951165766714},{"$f":"MAX(MIN(AC$40,$AO384-SUM($Y384:AB384)),0)","v":0},{"$f":"MAX(MIN(AD$40,$AO384-SUM($Y384:AC384)),0)","v":0},{"$f":"MAX(MIN(AE$40,$AO384-SUM($Y384:AD384)),0)","v":0},{"$f":"MAX(MIN(AF$40,$AO384-SUM($Y384:AE384)),0)","v":0},{"$f":"MAX(MIN(AG$40,$AO384-SUM($Y384:AF384)),0)","v":0},{"$f":"MAX(MIN(AH$40,$AO384-SUM($Y384:AG384)),0)","v":0},{"$f":"MAX(MIN(AI$40,$AO384-SUM($Y384:AH384)),0)","v":0},83.055951165766714,0,{"$f":"INDEX(Demand!$C350:$H350,,$AM$13)","v":2.5605295397432748E-4},{"$f":"INDEX(Demand!$K350:$P350,,$AM$13)","v":0},7.2407045009784738,83.055951165766714,75.815246664788233,68.212506938760839,7.602739726027397,338,338,598,91.800536862567469,60,0,31.800536862567469,0,0,0,0,0,0,0,7.6027397260273979,0]
[null,null,null,null,null,null,null,null,null,null,null,null,null,null,null,null,null,null,null,null,null,null,null,0,0,{"$f":"MAX(MIN(Z$40*IF($Z$37=\"Solar\",$AM385,1),$AO385-SUM($Y385:Y385)),0)","v":60},{"$f":"MAX(MIN(AA$40,$AO385-SUM($Y385:Z385)),0)","v":0},{"$f":"MAX(MIN(AB$40,$AO385-SUM($Y385:AA385)),0)","v":23.062215322036877},{"$f":"MAX(MIN(AC$40,$AO385-SUM($Y385:AB385)),0)","v":0},{"$f":"MAX(MIN(AD$40,$AO385-SUM($Y385:AC385)),0)","v":0},{"$f":"MAX(MIN(AE$40,$AO385-SUM($Y385:AD385)),0)","v":0},{"$f":"MAX(MIN(AF$40,$AO385-SUM($Y385:AE385)),0)","v":0},{"$f":"MAX(MIN(AG$40,$AO385-SUM($Y385:AF385)),0)","v":0},{"$f":"MAX(MIN(AH$40,$AO385-SUM($Y385:AG385)),0)","v":0},{"$f":"MAX(MIN(AI$40,$AO385-SUM($Y385:AH385)),0)","v":0},83.062215322036877,0,{"$f":"INDEX(Demand!$C351:$H351,,$AM$13)","v":2.5607646807444069E-4},{"$f":"INDEX(Demand!$K351:$P351,,$AM$13)","v":0},7.2407045009784738,83.062215322036877,75.821510821058411,68.218771095031016,7.602739726027397,339,339,936,91.777686911861679,60,0,31.777686911861679,0,0,0,0,0,0,0,7.6027397260273979,0]
[null,null,null,null,null,null,null,null,null,null,null,null,null,null,null,null,null,null,null,null,null,null,null,0,0,{"$f":"MAX(MIN(Z$40*IF($Z$37=\"Solar\",$AM386,1),$AO386-SUM($Y386:Y386)),0)","v":60},{"$f":"MAX(MIN(AA$40,$AO386-SUM($Y386:Z386)),0)","v":0},{"$f":"MAX(MIN(AB$40,$AO386-SUM($Y386:AA386)),0)","v":23.099093839873433},{"$f":"MAX(MIN(AC$40,$AO386-SUM($Y386:AB386)),0)","v":0},{"$f":"MAX(MIN(AD$40,$AO386-SUM($Y386:AC386)),0)","v":0},{"$f":"MAX(MIN(AE$40,$AO386-SUM($Y386:AD386)),0)","v":0},{"$f":"MAX(MIN(AF$40,$AO386-SUM($Y386:AE386)),0)","v":0},{"$f":"MAX(MIN(AG$40,$AO386-SUM($Y386:AF386)),0)","v":0},{"$f":"MAX(MIN(AH$40,$AO386-SUM($Y386:AG386)),0)","v":0},{"$f":"MAX(MIN(AI$40,$AO386-SUM($Y386:AH386)),0)","v":0},83.099093839873433,0,{"$f":"INDEX(Demand!$C352:$H352,,$AM$13)","v":2.562149009492025E-4},{"$f":"INDEX(Demand!$K352:$P352,,$AM$13)","v":0},7.2407045009784738,83.099093839873433,75.858389338894952,68.255649612867558,7.602739726027397,340,340,597,91.776215025439882,60,0,31.776215025439882,0,0,0,0,0,0,0,7.6027397260273979,0]
[null,null,null,null,null,null,null,null,null,null,null,null,null,null,null,null,null,null,null,null,null,null,null,0,0,{"$f":"MAX(MIN(Z$40*IF($Z$37=\"Solar\",$AM387,1),$AO387-SUM($Y387:Y387)),0)","v":60},{"$f":"MAX(MIN(AA$40,$AO387-SUM($Y387:Z387)),0)","v":0},{"$f":"MAX(MIN(AB$40,$AO387-SUM($Y387:AA387)),0)","v":23.120257770481487},{"$f":"MAX(MIN(AC$40,$AO387-SUM($Y387:AB387)),0)","v":0},{"$f":"MAX(MIN(AD$40,$AO387-SUM($Y387:AC387)),0)","v":0},{"$f":"MAX(MIN(AE$40,$AO387-SUM($Y387:AD387)),0)","v":0},{"$f":"MAX(MIN(AF$40,$AO387-SUM($Y387:AE387)),0)","v":0},{"$f":"MAX(MIN(AG$40,$AO387-SUM($Y387:AF387)),0)","v":0},{"$f":"MAX(MIN(AH$40,$AO387-SUM($Y387:AG387)),0)","v":0},{"$f":"MAX(MIN(AI$40,$AO387-SUM($Y387:AH387)),0)","v":0},83.120257770481487,0,{"$f":"INDEX(Demand!$C353:$H353,,$AM$13)","v":2.5629434513316668E-4},{"$f":"INDEX(Demand!$K353:$P353,,$AM$13)","v":0},7.2407045009784738,83.120257770481487,75.879553269503006,68.276813543475612,7.602739726027397,341,341,937,91.762082769643655,60,0,31.762082769643655,0,0,0,0,0,0,0,7.6027397260273979,0]
[null,null,null,null,null,null,null,null,null,null,null,null,null,null,null,null,null,null,null,null,null,null,null,0,0,{"$f":"MAX(MIN(Z$40*IF($Z$37=\"Solar\",$AM388,1),$AO388-SUM($Y388:Y388)),0)","v":60},{"$f":"MAX(MIN(AA$40,$AO388-SUM($Y388:Z388)),0)","v":0},{"$f":"MAX(MIN(AB$40,$AO388-SUM($Y388:AA388)),0)","v":23.136829265956862},{"$f":"MAX(MIN(AC$40,$AO388-SUM($Y388:AB388)),0)","v":0},{"$f":"MAX(MIN(AD$40,$AO388-SUM($Y388:AC388)),0)","v":0},{"$f":"MAX(MIN(AE$40,$AO388-SUM($Y388:AD388)),0)","v":0},{"$f":"MAX(MIN(AF$40,$AO388-SUM($Y388:AE388)),0)","v":0},{"$f":"MAX(MIN(AG$40,$AO388-SUM($Y388:AF388)),0)","v":0},{"$f":"MAX(MIN(AH$40,$AO388-SUM($Y388:AG388)),0)","v":0},{"$f":"MAX(MIN(AI$40,$AO388-SUM($Y388:AH388)),0)","v":0},83.136829265956862,0,{"$f":"INDEX(Demand!$C354:$H354,,$AM$13)","v":2.5635655044651271E-4},{"$f":"INDEX(Demand!$K354:$P354,,$AM$13)","v":0},7.2407045009784738,83.136829265956862,75.896124764978396,68.293385038951001,7.602739726027397,342,342,596,91.733409190356809,60,0,31.733409190356809,0,0,0,0,0,0,0,7.6027397260273979,0]
[null,null,null,null,null,null,null,null,null,null,null,null,null,null,null,null,null,null,null,null,null,null,null,0,0,{"$f":"MAX(MIN(Z$40*IF($Z$37=\"Solar\",$AM389,1),$AO389-SUM($Y389:Y389)),0)","v":60},{"$f":"MAX(MIN(AA$40,$AO389-SUM($Y389:Z389)),0)","v":0},{"$f":"MAX(MIN(AB$40,$AO389-SUM($Y389:AA389)),0)","v":23.164677795810718},{"$f":"MAX(MIN(AC$40,$AO389-SUM($Y389:AB389)),0)","v":0},{"$f":"MAX(MIN(AD$40,$AO389-SUM($Y389:AC389)),0)","v":0},{"$f":"MAX(MIN(AE$40,$AO389-SUM($Y389:AD389)),0)","v":0},{"$f":"MAX(MIN(AF$40,$AO389-SUM($Y389:AE389)),0)","v":0},{"$f":"MAX(MIN(AG$40,$AO389-SUM($Y389:AF389)),0)","v":0},{"$f":"MAX(MIN(AH$40,$AO389-SUM($Y389:AG389)),0)","v":0},{"$f":"MAX(MIN(AI$40,$AO389-SUM($Y389:AH389)),0)","v":0},83.164677795810718,0,{"$f":"INDEX(Demand!$C355:$H355,,$AM$13)","v":2.5646108696998816E-4},{"$f":"INDEX(Demand!$K355:$P355,,$AM$13)","v":0},7.2407045009784738,83.164677795810718,75.923973294832251,68.321233568804857,7.602739726027397,343,343,938,91.717971825085954,60,0,31.717971825085954,0,0,0,0,0,0,0,7.6027397260273979,0]
[null,null,null,null,null,null,null,null,null,null,null,null,null,null,null,null,null,null,null,null,null,null,null,0,0,{"$f":"MAX(MIN(Z$40*IF($Z$37=\"Solar\",$AM390,1),$AO390-SUM($Y390:Y390)),0)","v":60},{"$f":"MAX(MIN(AA$40,$AO390-SUM($Y390:Z390)),0)","v":0},{"$f":"MAX(MIN(AB$40,$AO390-SUM($Y390:AA390)),0)","v":23.172518219737952},{"$f":"MAX(MIN(AC$40,$AO390-SUM($Y390:AB390)),0)","v":0},{"$f":"MAX(MIN(AD$40,$AO390-SUM($Y390:AC390)),0)","v":0},{"$f":"MAX(MIN(AE$40,$AO390-SUM($Y390:AD390)),0)","v":0},{"$f":"MAX(MIN(AF$40,$AO390-SUM($Y390:AE390)),0)","v":0},{"$f":"MAX(MIN(AG$40,$AO390-SUM($Y390:AF390)),0)","v":0},{"$f":"MAX(MIN(AH$40,$AO390-SUM($Y390:AG390)),0)","v":0},{"$f":"MAX(MIN(AI$40,$AO390-SUM($Y390:AH390)),0)","v":0},83.172518219737952,0,{"$f":"INDEX(Demand!$C356:$H356,,$AM$13)","v":2.5649051799073603E-4},{"$f":"INDEX(Demand!$K356:$P356,,$AM$13)","v":0},7.2407045009784738,83.172518219737952,75.931813718759486,68.329073992732091,7.602739726027397,344,344,595,91.705795532416346,60,0,31.705795532416346,0,0,0,0,0,0,0,7.6027397260273979,0]
[null,null,null,null,null,null,null,null,null,null,null,null,null,null,null,null,null,null,null,null,null,null,null,0,0,{"$f":"MAX(MIN(Z$40*IF($Z$37=\"Solar\",$AM391,1),$AO391-SUM($Y391:Y391)),0)","v":60},{"$f":"MAX(MIN(AA$40,$AO391-SUM($Y391:Z391)),0)","v":0},{"$f":"MAX(MIN(AB$40,$AO391-SUM($Y391:AA391)),0)","v":23.19353134442008},{"$f":"MAX(MIN(AC$40,$AO391-SUM($Y391:AB391)),0)","v":0},{"$f":"MAX(MIN(AD$40,$AO391-SUM($Y391:AC391)),0)","v":0},{"$f":"MAX(MIN(AE$40,$AO391-SUM($Y391:AD391)),0)","v":0},{"$f":"MAX(MIN(AF$40,$AO391-SUM($Y391:AE391)),0)","v":0},{"$f":"MAX(MIN(AG$40,$AO391-SUM($Y391:AF391)),0)","v":0},{"$f":"MAX(MIN(AH$40,$AO391-SUM($Y391:AG391)),0)","v":0},{"$f":"MAX(MIN(AI$40,$AO391-SUM($Y391:AH391)),0)","v":0},83.19353134442008,0,{"$f":"INDEX(Demand!$C357:$H357,,$AM$13)","v":2.565693960863896E-4},{"$f":"INDEX(Demand!$K357:$P357,,$AM$13)","v":0},7.2407045009784738,83.19353134442008,75.952826843441599,68.350087117414205,7.602739726027397,345,345,939,91.705044605382795,60,0,31.705044605382795,0,0,0,0,0,0,0,7.6027397260273979,0]
[null,null,null,null,null,null,null,null,null,null,null,null,null,null,null,null,null,null,null,null,null,null,null,0,0,{"$f":"MAX(MIN(Z$40*IF($Z$37=\"Solar\",$AM392,1),$AO392-SUM($Y392:Y392)),0)","v":60},{"$f":"MAX(MIN(AA$40,$AO392-SUM($Y392:Z392)),0)","v":0},{"$f":"MAX(MIN(AB$40,$AO392-SUM($Y392:AA392)),0)","v":23.231911622165029},{"$f":"MAX(MIN(AC$40,$AO392-SUM($Y392:AB392)),0)","v":0},{"$f":"MAX(MIN(AD$40,$AO392-SUM($Y392:AC392)),0)","v":0},{"$f":"MAX(MIN(AE$40,$AO392-SUM($Y392:AD392)),0)","v":0},{"$f":"MAX(MIN(AF$40,$AO392-SUM($Y392:AE392)),0)","v":0},{"$f":"MAX(MIN(AG$40,$AO392-SUM($Y392:AF392)),0)","v":0},{"$f":"MAX(MIN(AH$40,$AO392-SUM($Y392:AG392)),0)","v":0},{"$f":"MAX(MIN(AI$40,$AO392-SUM($Y392:AH392)),0)","v":0},83.231911622165029,0,{"$f":"INDEX(Demand!$C358:$H358,,$AM$13)","v":2.567134661980449E-4},{"$f":"INDEX(Demand!$K358:$P358,,$AM$13)","v":0},7.2407045009784738,83.231911622165029,75.991207121186562,68.388467395159168,7.602739726027397,346,346,594,91.700766160253494,60,0,31.700766160253494,0,0,0,0,0,0,0,7.6027397260273979,0]
[null,null,null,null,null,null,null,null,null,null,null,null,null,null,null,null,null,null,null,null,null,null,null,0,0,{"$f":"MAX(MIN(Z$40*IF($Z$37=\"Solar\",$AM393,1),$AO393-SUM($Y393:Y393)),0)","v":60},{"$f":"MAX(MIN(AA$40,$AO393-SUM($Y393:Z393)),0)","v":0},{"$f":"MAX(MIN(AB$40,$AO393-SUM($Y393:AA393)),0)","v":23.280914559683936},{"$f":"MAX(MIN(AC$40,$AO393-SUM($Y393:AB393)),0)","v":0},{"$f":"MAX(MIN(AD$40,$AO393-SUM($Y393:AC393)),0)","v":0},{"$f":"MAX(MIN(AE$40,$AO393-SUM($Y393:AD393)),0)","v":0},{"$f":"MAX(MIN(AF$40,$AO393-SUM($Y393:AE393)),0)","v":0},{"$f":"MAX(MIN(AG$40,$AO393-SUM($Y393:AF393)),0)","v":0},{"$f":"MAX(MIN(AH$40,$AO393-SUM($Y393:AG393)),0)","v":0},{"$f":"MAX(MIN(AI$40,$AO393-SUM($Y393:AH393)),0)","v":0},83.280914559683936,0,{"$f":"INDEX(Demand!$C359:$H359,,$AM$13)","v":2.5689741115870145E-4},{"$f":"INDEX(Demand!$K359:$P359,,$AM$13)","v":0},7.2407045009784738,83.280914559683936,76.040210058705469,68.437470332678075,7.602739726027397,347,347,940,91.664477388097481,60,0,31.664477388097481,0,0,0,0,0,0,0,7.6027397260273979,0]
[null,null,null,null,null,null,null,null,null,null,null,null,null,null,null,null,null,null,null,null,null,null,null,0,0,{"$f":"MAX(MIN(Z$40*IF($Z$37=\"Solar\",$AM394,1),$AO394-SUM($Y394:Y394)),0)","v":60},{"$f":"MAX(MIN(AA$40,$AO394-SUM($Y394:Z394)),0)","v":0},{"$f":"MAX(MIN(AB$40,$AO394-SUM($Y394:AA394)),0)","v":23.313975194871347},{"$f":"MAX(MIN(AC$40,$AO394-SUM($Y394:AB394)),0)","v":0},{"$f":"MAX(MIN(AD$40,$AO394-SUM($Y394:AC394)),0)","v":0},{"$f":"MAX(MIN(AE$40,$AO394-SUM($Y394:AD394)),0)","v":0},{"$f":"MAX(MIN(AF$40,$AO394-SUM($Y394:AE394)),0)","v":0},{"$f":"MAX(MIN(AG$40,$AO394-SUM($Y394:AF394)),0)","v":0},{"$f":"MAX(MIN(AH$40,$AO394-SUM($Y394:AG394)),0)","v":0},{"$f":"MAX(MIN(AI$40,$AO394-SUM($Y394:AH394)),0)","v":0},83.313975194871347,0,{"$f":"INDEX(Demand!$C360:$H360,,$AM$13)","v":2.5702151264213769E-4},{"$f":"INDEX(Demand!$K360:$P360,,$AM$13)","v":0},7.2407045009784738,83.313975194871347,76.07327069389288,68.470530967865486,7.602739726027397,348,348,593,91.641163451987211,60,0,31.641163451987211,0,0,0,0,0,0,0,7.6027397260273979,0]
[null,null,null,null,null,null,null,null,null,null,null,null,null,null,null,null,null,null,null,null,null,null,null,0,0,{"$f":"MAX(MIN(Z$40*IF($Z$37=\"Solar\",$AM395,1),$AO395-SUM($Y395:Y395)),0)","v":60},{"$f":"MAX(MIN(AA$40,$AO395-SUM($Y395:Z395)),0)","v":0},{"$f":"MAX(MIN(AB$40,$AO395-SUM($Y395:AA395)),0)","v":23.326843146231994},{"$f":"MAX(MIN(AC$40,$AO395-SUM($Y395:AB395)),0)","v":0},{"$f":"MAX(MIN(AD$40,$AO395-SUM($Y395:AC395)),0)","v":0},{"$f":"MAX(MIN(AE$40,$AO395-SUM($Y395:AD395)),0)","v":0},{"$f":"MAX(MIN(AF$40,$AO395-SUM($Y395:AE395)),0)","v":0},{"$f":"MAX(MIN(AG$40,$AO395-SUM($Y395:AF395)),0)","v":0},{"$f":"MAX(MIN(AH$40,$AO395-SUM($Y395:AG395)),0)","v":0},{"$f":"MAX(MIN(AI$40,$AO395-SUM($Y395:AH395)),0)","v":0},83.326843146231994,0,{"$f":"INDEX(Demand!$C361:$H361,,$AM$13)","v":2.5706981576286076E-4},{"$f":"INDEX(Demand!$K361:$P361,,$AM$13)","v":0},7.2407045009784738,83.326843146231994,76.086138645253513,68.483398919226119,7.602739726027397,349,349,941,91.634900540453373,60,0,31.634900540453373,0,0,0,0,0,0,0,7.6027397260273979,0]
[null,null,null,null,null,null,null,null,null,null,null,null,null,null,null,null,null,null,null,null,null,null,null,0,0,{"$f":"MAX(MIN(Z$40*IF($Z$37=\"Solar\",$AM396,1),$AO396-SUM($Y396:Y396)),0)","v":60},{"$f":"MAX(MIN(AA$40,$AO396-SUM($Y396:Z396)),0)","v":0},{"$f":"MAX(MIN(AB$40,$AO396-SUM($Y396:AA396)),0)","v":23.440162020833895},{"$f":"MAX(MIN(AC$40,$AO396-SUM($Y396:AB396)),0)","v":0},{"$f":"MAX(MIN(AD$40,$AO396-SUM($Y396:AC396)),0)","v":0},{"$f":"MAX(MIN(AE$40,$AO396-SUM($Y396:AD396)),0)","v":0},{"$f":"MAX(MIN(AF$40,$AO396-SUM($Y396:AE396)),0)","v":0},{"$f":"MAX(MIN(AG$40,$AO396-SUM($Y396:AF396)),0)","v":0},{"$f":"MAX(MIN(AH$40,$AO396-SUM($Y396:AG396)),0)","v":0},{"$f":"MAX(MIN(AI$40,$AO396-SUM($Y396:AH396)),0)","v":0},83.440162020833895,0,{"$f":"INDEX(Demand!$C362:$H362,,$AM$13)","v":2.5749518691376881E-4},{"$f":"INDEX(Demand!$K362:$P362,,$AM$13)","v":0},7.2407045009784738,83.440162020833895,76.199457519855414,68.59671779382802,7.602739726027397,350,350,592,91.630973163501181,60,0,31.630973163501181,0,0,0,0,0,0,0,7.6027397260273979,0]
[null,null,null,null,null,null,null,null,null,null,null,null,null,null,null,null,null,null,null,null,null,null,null,0,0,{"$f":"MAX(MIN(Z$40*IF($Z$37=\"Solar\",$AM397,1),$AO397-SUM($Y397:Y397)),0)","v":60},{"$f":"MAX(MIN(AA$40,$AO397-SUM($Y397:Z397)),0)","v":0},{"$f":"MAX(MIN(AB$40,$AO397-SUM($Y397:AA397)),0)","v":23.466272403351979},{"$f":"MAX(MIN(AC$40,$AO397-SUM($Y397:AB397)),0)","v":0},{"$f":"MAX(MIN(AD$40,$AO397-SUM($Y397:AC397)),0)","v":0},{"$f":"MAX(MIN(AE$40,$AO397-SUM($Y397:AD397)),0)","v":0},{"$f":"MAX(MIN(AF$40,$AO397-SUM($Y397:AE397)),0)","v":0},{"$f":"MAX(MIN(AG$40,$AO397-SUM($Y397:AF397)),0)","v":0},{"$f":"MAX(MIN(AH$40,$AO397-SUM($Y397:AG397)),0)","v":0},{"$f":"MAX(MIN(AI$40,$AO397-SUM($Y397:AH397)),0)","v":0},83.466272403351979,0,{"$f":"INDEX(Demand!$C363:$H363,,$AM$13)","v":2.5759319886015808E-4},{"$f":"INDEX(Demand!$K363:$P363,,$AM$13)","v":0},7.2407045009784738,83.466272403351979,76.225567902373513,68.622828176346118,7.602739726027397,351,351,942,91.613854575230903,60,0,31.613854575230903,0,0,0,0,0,0,0,7.6027397260273979,0]
[null,null,null,null,null,null,null,null,null,null,null,null,null,null,null,null,null,null,null,null,null,null,null,0,0,{"$f":"MAX(MIN(Z$40*IF($Z$37=\"Solar\",$AM398,1),$AO398-SUM($Y398:Y398)),0)","v":60},{"$f":"MAX(MIN(AA$40,$AO398-SUM($Y398:Z398)),0)","v":0},{"$f":"MAX(MIN(AB$40,$AO398-SUM($Y398:AA398)),0)","v":23.47841762134226},{"$f":"MAX(MIN(AC$40,$AO398-SUM($Y398:AB398)),0)","v":0},{"$f":"MAX(MIN(AD$40,$AO398-SUM($Y398:AC398)),0)","v":0},{"$f":"MAX(MIN(AE$40,$AO398-SUM($Y398:AD398)),0)","v":0},{"$f":"MAX(MIN(AF$40,$AO398-SUM($Y398:AE398)),0)","v":0},{"$f":"MAX(MIN(AG$40,$AO398-SUM($Y398:AF398)),0)","v":0},{"$f":"MAX(MIN(AH$40,$AO398-SUM($Y398:AG398)),0)","v":0},{"$f":"MAX(MIN(AI$40,$AO398-SUM($Y398:AH398)),0)","v":0},83.47841762134226,0,{"$f":"INDEX(Demand!$C364:$H364,,$AM$13)","v":2.5763878901777926E-4},{"$f":"INDEX(Demand!$K364:$P364,,$AM$13)","v":0},7.2407045009784738,83.47841762134226,76.237713120363793,68.634973394336399,7.602739726027397,352,352,591,91.513715350238044,60,0,31.513715350238044,0,0,0,0,0,0,0,7.6027397260273979,0]
[null,null,null,null,null,null,null,null,null,null,null,null,null,null,null,null,null,null,null,null,null,null,null,0,0,{"$f":"MAX(MIN(Z$40*IF($Z$37=\"Solar\",$AM399,1),$AO399-SUM($Y399:Y399)),0)","v":60},{"$f":"MAX(MIN(AA$40,$AO399-SUM($Y399:Z399)),0)","v":0},{"$f":"MAX(MIN(AB$40,$AO399-SUM($Y399:AA399)),0)","v":23.480618335167463},{"$f":"MAX(MIN(AC$40,$AO399-SUM($Y399:AB399)),0)","v":0},{"$f":"MAX(MIN(AD$40,$AO399-SUM($Y399:AC399)),0)","v":0},{"$f":"MAX(MIN(AE$40,$AO399-SUM($Y399:AD399)),0)","v":0},{"$f":"MAX(MIN(AF$40,$AO399-SUM($Y399:AE399)),0)","v":0},{"$f":"MAX(MIN(AG$40,$AO399-SUM($Y399:AF399)),0)","v":0},{"$f":"MAX(MIN(AH$40,$AO399-SUM($Y399:AG399)),0)","v":0},{"$f":"MAX(MIN(AI$40,$AO399-SUM($Y399:AH399)),0)","v":0},83.480618335167463,0,{"$f":"INDEX(Demand!$C365:$H365,,$AM$13)","v":2.5764704995556145E-4},{"$f":"INDEX(Demand!$K365:$P365,,$AM$13)","v":0},7.2407045009784738,83.480618335167463,76.239913834188982,68.637174108161588,7.602739726027397,353,353,943,91.492148461701191,60,0,31.492148461701191,0,0,0,0,0,0,0,7.6027397260273979,0]
[null,null,null,null,null,null,null,null,null,null,null,null,null,null,null,null,null,null,null,null,null,null,null,0,0,{"$f":"MAX(MIN(Z$40*IF($Z$37=\"Solar\",$AM400,1),$AO400-SUM($Y400:Y400)),0)","v":60},{"$f":"MAX(MIN(AA$40,$AO400-SUM($Y400:Z400)),0)","v":0},{"$f":"MAX(MIN(AB$40,$AO400-SUM($Y400:AA400)),0)","v":23.481461057970364},{"$f":"MAX(MIN(AC$40,$AO400-SUM($Y400:AB400)),0)","v":0},{"$f":"MAX(MIN(AD$40,$AO400-SUM($Y400:AC400)),0)","v":0},{"$f":"MAX(MIN(AE$40,$AO400-SUM($Y400:AD400)),0)","v":0},{"$f":"MAX(MIN(AF$40,$AO400-SUM($Y400:AE400)),0)","v":0},{"$f":"MAX(MIN(AG$40,$AO400-SUM($Y400:AF400)),0)","v":0},{"$f":"MAX(MIN(AH$40,$AO400-SUM($Y400:AG400)),0)","v":0},{"$f":"MAX(MIN(AI$40,$AO400-SUM($Y400:AH400)),0)","v":0},83.481461057970364,0,{"$f":"INDEX(Demand!$C366:$H366,,$AM$13)","v":2.5765021332944623E-4},{"$f":"INDEX(Demand!$K366:$P366,,$AM$13)","v":0},7.2407045009784738,83.481461057970364,76.240756556991883,68.638016830964489,7.602739726027397,354,354,590,91.470797434437856,60,0,31.470797434437856,0,0,0,0,0,0,0,7.6027397260273979,0]
[null,null,null,null,null,null,null,null,null,null,null,null,null,null,null,null,null,null,null,null,null,null,null,0,0,{"$f":"MAX(MIN(Z$40*IF($Z$37=\"Solar\",$AM401,1),$AO401-SUM($Y401:Y401)),0)","v":60},{"$f":"MAX(MIN(AA$40,$AO401-SUM($Y401:Z401)),0)","v":0},{"$f":"MAX(MIN(AB$40,$AO401-SUM($Y401:AA401)),0)","v":23.561412995004076},{"$f":"MAX(MIN(AC$40,$AO401-SUM($Y401:AB401)),0)","v":0},{"$f":"MAX(MIN(AD$40,$AO401-SUM($Y401:AC401)),0)","v":0},{"$f":"MAX(MIN(AE$40,$AO401-SUM($Y401:AD401)),0)","v":0},{"$f":"MAX(MIN(AF$40,$AO401-SUM($Y401:AE401)),0)","v":0},{"$f":"MAX(MIN(AG$40,$AO401-SUM($Y401:AF401)),0)","v":0},{"$f":"MAX(MIN(AH$40,$AO401-SUM($Y401:AG401)),0)","v":0},{"$f":"MAX(MIN(AI$40,$AO401-SUM($Y401:AH401)),0)","v":0},83.561412995004076,0,{"$f":"INDEX(Demand!$C367:$H367,,$AM$13)","v":2.5795033321320644E-4},{"$f":"INDEX(Demand!$K367:$P367,,$AM$13)","v":0},7.2407045009784738,83.561412995004076,76.320708494025595,68.717968767998201,7.602739726027397,355,355,944,91.469693662981882,60,0,31.469693662981882,0,0,0,0,0,0,0,7.6027397260273979,0]
[null,null,null,null,null,null,null,null,null,null,null,null,null,null,null,null,null,null,null,null,null,null,null,0,0,{"$f":"MAX(MIN(Z$40*IF($Z$37=\"Solar\",$AM402,1),$AO402-SUM($Y402:Y402)),0)","v":60},{"$f":"MAX(MIN(AA$40,$AO402-SUM($Y402:Z402)),0)","v":0},{"$f":"MAX(MIN(AB$40,$AO402-SUM($Y402:AA402)),0)","v":23.60324187834027},{"$f":"MAX(MIN(AC$40,$AO402-SUM($Y402:AB402)),0)","v":0},{"$f":"MAX(MIN(AD$40,$AO402-SUM($Y402:AC402)),0)","v":0},{"$f":"MAX(MIN(AE$40,$AO402-SUM($Y402:AD402)),0)","v":0},{"$f":"MAX(MIN(AF$40,$AO402-SUM($Y402:AE402)),0)","v":0},{"$f":"MAX(MIN(AG$40,$AO402-SUM($Y402:AF402)),0)","v":0},{"$f":"MAX(MIN(AH$40,$AO402-SUM($Y402:AG402)),0)","v":0},{"$f":"MAX(MIN(AI$40,$AO402-SUM($Y402:AH402)),0)","v":0},83.60324187834027,0,{"$f":"INDEX(Demand!$C368:$H368,,$AM$13)","v":2.5810734854104497E-4},{"$f":"INDEX(Demand!$K368:$P368,,$AM$13)","v":0},7.2407045009784738,83.60324187834027,76.362537377361789,68.759797651334395,7.602739726027397,356,356,589,91.447760308261337,60,0,31.447760308261337,0,0,0,0,0,0,0,7.6027397260273979,0]
[null,null,null,null,null,null,null,null,null,null,null,null,null,null,null,null,null,null,null,null,null,null,null,0,0,{"$f":"MAX(MIN(Z$40*IF($Z$37=\"Solar\",$AM403,1),$AO403-SUM($Y403:Y403)),0)","v":60},{"$f":"MAX(MIN(AA$40,$AO403-SUM($Y403:Z403)),0)","v":0},{"$f":"MAX(MIN(AB$40,$AO403-SUM($Y403:AA403)),0)","v":23.618289931196102},{"$f":"MAX(MIN(AC$40,$AO403-SUM($Y403:AB403)),0)","v":0},{"$f":"MAX(MIN(AD$40,$AO403-SUM($Y403:AC403)),0)","v":0},{"$f":"MAX(MIN(AE$40,$AO403-SUM($Y403:AD403)),0)","v":0},{"$f":"MAX(MIN(AF$40,$AO403-SUM($Y403:AE403)),0)","v":0},{"$f":"MAX(MIN(AG$40,$AO403-SUM($Y403:AF403)),0)","v":0},{"$f":"MAX(MIN(AH$40,$AO403-SUM($Y403:AG403)),0)","v":0},{"$f":"MAX(MIN(AI$40,$AO403-SUM($Y403:AH403)),0)","v":0},83.618289931196102,0,{"$f":"INDEX(Demand!$C369:$H369,,$AM$13)","v":2.581638352259393E-4},{"$f":"INDEX(Demand!$K369:$P369,,$AM$13)","v":0},7.2407045009784738,83.618289931196102,76.377585430217636,68.774845704190241,7.602739726027397,357,357,945,91.444704956020558,60,0,31.444704956020558,0,0,0,0,0,0,0,7.6027397260273979,0]
[null,null,null,null,null,null,null,null,null,null,null,null,null,null,null,null,null,null,null,null,null,null,null,0,0,{"$f":"MAX(MIN(Z$40*IF($Z$37=\"Solar\",$AM404,1),$AO404-SUM($Y404:Y404)),0)","v":60},{"$f":"MAX(MIN(AA$40,$AO404-SUM($Y404:Z404)),0)","v":0},{"$f":"MAX(MIN(AB$40,$AO404-SUM($Y404:AA404)),0)","v":23.624460532643496},{"$f":"MAX(MIN(AC$40,$AO404-SUM($Y404:AB404)),0)","v":0},{"$f":"MAX(MIN(AD$40,$AO404-SUM($Y404:AC404)),0)","v":0},{"$f":"MAX(MIN(AE$40,$AO404-SUM($Y404:AD404)),0)","v":0},{"$f":"MAX(MIN(AF$40,$AO404-SUM($Y404:AE404)),0)","v":0},{"$f":"MAX(MIN(AG$40,$AO404-SUM($Y404:AF404)),0)","v":0},{"$f":"MAX(MIN(AH$40,$AO404-SUM($Y404:AG404)),0)","v":0},{"$f":"MAX(MIN(AI$40,$AO404-SUM($Y404:AH404)),0)","v":0},83.624460532643496,0,{"$f":"INDEX(Demand!$C370:$H370,,$AM$13)","v":2.5818699814428531E-4},{"$f":"INDEX(Demand!$K370:$P370,,$AM$13)","v":0},7.2407045009784738,83.624460532643496,76.383756031665015,68.781016305637621,7.602739726027397,358,358,588,91.380147774391588,60,0,31.380147774391588,0,0,0,0,0,0,0,7.6027397260273979,0]
[null,null,null,null,null,null,null,null,null,null,null,null,null,null,null,null,null,null,null,null,null,null,null,0,0,{"$f":"MAX(MIN(Z$40*IF($Z$37=\"Solar\",$AM405,1),$AO405-SUM($Y405:Y405)),0)","v":60},{"$f":"MAX(MIN(AA$40,$AO405-SUM($Y405:Z405)),0)","v":0},{"$f":"MAX(MIN(AB$40,$AO405-SUM($Y405:AA405)),0)","v":23.678071945220665},{"$f":"MAX(MIN(AC$40,$AO405-SUM($Y405:AB405)),0)","v":0},{"$f":"MAX(MIN(AD$40,$AO405-SUM($Y405:AC405)),0)","v":0},{"$f":"MAX(MIN(AE$40,$AO405-SUM($Y405:AD405)),0)","v":0},{"$f":"MAX(MIN(AF$40,$AO405-SUM($Y405:AE405)),0)","v":0},{"$f":"MAX(MIN(AG$40,$AO405-SUM($Y405:AF405)),0)","v":0},{"$f":"MAX(MIN(AH$40,$AO405-SUM($Y405:AG405)),0)","v":0},{"$f":"MAX(MIN(AI$40,$AO405-SUM($Y405:AH405)),0)","v":0},83.678071945220665,0,{"$f":"INDEX(Demand!$C371:$H371,,$AM$13)","v":2.5838824218549092E-4},{"$f":"INDEX(Demand!$K371:$P371,,$AM$13)","v":0},7.2407045009784738,83.678071945220665,76.437367444242184,68.83462771821479,7.602739726027397,359,359,946,91.363217471845388,60,0,31.363217471845388,0,0,0,0,0,0,0,7.6027397260273979,0]
[null,null,null,null,null,null,null,null,null,null,null,null,null,null,null,null,null,null,null,null,null,null,null,0,0,{"$f":"MAX(MIN(Z$40*IF($Z$37=\"Solar\",$AM406,1),$AO406-SUM($Y406:Y406)),0)","v":60},{"$f":"MAX(MIN(AA$40,$AO406-SUM($Y406:Z406)),0)","v":0},{"$f":"MAX(MIN(AB$40,$AO406-SUM($Y406:AA406)),0)","v":23.720090897815481},{"$f":"MAX(MIN(AC$40,$AO406-SUM($Y406:AB406)),0)","v":0},{"$f":"MAX(MIN(AD$40,$AO406-SUM($Y406:AC406)),0)","v":0},{"$f":"MAX(MIN(AE$40,$AO406-SUM($Y406:AD406)),0)","v":0},{"$f":"MAX(MIN(AF$40,$AO406-SUM($Y406:AE406)),0)","v":0},{"$f":"MAX(MIN(AG$40,$AO406-SUM($Y406:AF406)),0)","v":0},{"$f":"MAX(MIN(AH$40,$AO406-SUM($Y406:AG406)),0)","v":0},{"$f":"MAX(MIN(AI$40,$AO406-SUM($Y406:AH406)),0)","v":0},83.720090897815481,0,{"$f":"INDEX(Demand!$C372:$H372,,$AM$13)","v":2.5854597098652258E-4},{"$f":"INDEX(Demand!$K372:$P372,,$AM$13)","v":0},7.2407045009784738,83.720090897815481,76.479386396837015,68.87664667080962,7.602739726027397,360,360,587,91.323109703551012,60,0,31.323109703551012,0,0,0,0,0,0,0,7.6027397260273979,0]
[null,null,null,null,null,null,null,null,null,null,null,null,null,null,null,null,null,null,null,null,null,null,null,0,0,{"$f":"MAX(MIN(Z$40*IF($Z$37=\"Solar\",$AM407,1),$AO407-SUM($Y407:Y407)),0)","v":60},{"$f":"MAX(MIN(AA$40,$AO407-SUM($Y407:Z407)),0)","v":0},{"$f":"MAX(MIN(AB$40,$AO407-SUM($Y407:AA407)),0)","v":23.747603842673243},{"$f":"MAX(MIN(AC$40,$AO407-SUM($Y407:AB407)),0)","v":0},{"$f":"MAX(MIN(AD$40,$AO407-SUM($Y407:AC407)),0)","v":0},{"$f":"MAX(MIN(AE$40,$AO407-SUM($Y407:AD407)),0)","v":0},{"$f":"MAX(MIN(AF$40,$AO407-SUM($Y407:AE407)),0)","v":0},{"$f":"MAX(MIN(AG$40,$AO407-SUM($Y407:AF407)),0)","v":0},{"$f":"MAX(MIN(AH$40,$AO407-SUM($Y407:AG407)),0)","v":0},{"$f":"MAX(MIN(AI$40,$AO407-SUM($Y407:AH407)),0)","v":0},83.747603842673243,0,{"$f":"INDEX(Demand!$C373:$H373,,$AM$13)","v":2.5864924780655925E-4},{"$f":"INDEX(Demand!$K373:$P373,,$AM$13)","v":0},7.2407045009784738,83.747603842673243,76.506899341694776,68.904159615667382,7.602739726027397,361,361,947,91.314824530654562,60,0,31.314824530654562,0,0,0,0,0,0,0,7.6027397260273979,0]
[null,null,null,null,null,null,null,null,null,null,null,null,null,null,null,null,null,null,null,null,null,null,null,0,0,{"$f":"MAX(MIN(Z$40*IF($Z$37=\"Solar\",$AM408,1),$AO408-SUM($Y408:Y408)),0)","v":60},{"$f":"MAX(MIN(AA$40,$AO408-SUM($Y408:Z408)),0)","v":0},{"$f":"MAX(MIN(AB$40,$AO408-SUM($Y408:AA408)),0)","v":23.760604704339869},{"$f":"MAX(MIN(AC$40,$AO408-SUM($Y408:AB408)),0)","v":0},{"$f":"MAX(MIN(AD$40,$AO408-SUM($Y408:AC408)),0)","v":0},{"$f":"MAX(MIN(AE$40,$AO408-SUM($Y408:AD408)),0)","v":0},{"$f":"MAX(MIN(AF$40,$AO408-SUM($Y408:AE408)),0)","v":0},{"$f":"MAX(MIN(AG$40,$AO408-SUM($Y408:AF408)),0)","v":0},{"$f":"MAX(MIN(AH$40,$AO408-SUM($Y408:AG408)),0)","v":0},{"$f":"MAX(MIN(AI$40,$AO408-SUM($Y408:AH408)),0)","v":0},83.760604704339869,0,{"$f":"INDEX(Demand!$C374:$H374,,$AM$13)","v":2.5869804983984235E-4},{"$f":"INDEX(Demand!$K374:$P374,,$AM$13)","v":0},7.2407045009784738,83.760604704339869,76.519900203361402,68.917160477334008,7.602739726027397,362,362,586,91.302398369758635,60,0,31.302398369758635,0,0,0,0,0,0,0,7.6027397260273979,0]
[null,null,null,null,null,null,null,null,null,null,null,null,null,null,null,null,null,null,null,null,null,null,null,0,0,{"$f":"MAX(MIN(Z$40*IF($Z$37=\"Solar\",$AM409,1),$AO409-SUM($Y409:Y409)),0)","v":60},{"$f":"MAX(MIN(AA$40,$AO409-SUM($Y409:Z409)),0)","v":0},{"$f":"MAX(MIN(AB$40,$AO409-SUM($Y409:AA409)),0)","v":23.765796574477577},{"$f":"MAX(MIN(AC$40,$AO409-SUM($Y409:AB409)),0)","v":0},{"$f":"MAX(MIN(AD$40,$AO409-SUM($Y409:AC409)),0)","v":0},{"$f":"MAX(MIN(AE$40,$AO409-SUM($Y409:AD409)),0)","v":0},{"$f":"MAX(MIN(AF$40,$AO409-SUM($Y409:AE409)),0)","v":0},{"$f":"MAX(MIN(AG$40,$AO409-SUM($Y409:AF409)),0)","v":0},{"$f":"MAX(MIN(AH$40,$AO409-SUM($Y409:AG409)),0)","v":0},{"$f":"MAX(MIN(AI$40,$AO409-SUM($Y409:AH409)),0)","v":0},83.765796574477577,0,{"$f":"INDEX(Demand!$C375:$H375,,$AM$13)","v":2.5871753884186072E-4},{"$f":"INDEX(Demand!$K375:$P375,,$AM$13)","v":0},7.2407045009784738,83.765796574477577,76.525092073499096,68.922352347471701,7.602739726027397,363,363,948,91.295527440688772,60,0,31.295527440688772,0,0,0,0,0,0,0,7.6027397260273979,0]
[null,null,null,null,null,null,null,null,null,null,null,null,null,null,null,null,null,null,null,null,null,null,null,0,0,{"$f":"MAX(MIN(Z$40*IF($Z$37=\"Solar\",$AM410,1),$AO410-SUM($Y410:Y410)),0)","v":60},{"$f":"MAX(MIN(AA$40,$AO410-SUM($Y410:Z410)),0)","v":0},{"$f":"MAX(MIN(AB$40,$AO410-SUM($Y410:AA410)),0)","v":23.865658337622136},{"$f":"MAX(MIN(AC$40,$AO410-SUM($Y410:AB410)),0)","v":0},{"$f":"MAX(MIN(AD$40,$AO410-SUM($Y410:AC410)),0)","v":0},{"$f":"MAX(MIN(AE$40,$AO410-SUM($Y410:AD410)),0)","v":0},{"$f":"MAX(MIN(AF$40,$AO410-SUM($Y410:AE410)),0)","v":0},{"$f":"MAX(MIN(AG$40,$AO410-SUM($Y410:AF410)),0)","v":0},{"$f":"MAX(MIN(AH$40,$AO410-SUM($Y410:AG410)),0)","v":0},{"$f":"MAX(MIN(AI$40,$AO410-SUM($Y410:AH410)),0)","v":0},83.865658337622136,0,{"$f":"INDEX(Demand!$C376:$H376,,$AM$13)","v":2.5909239531012106E-4},{"$f":"INDEX(Demand!$K376:$P376,,$AM$13)","v":0},7.2407045009784738,83.865658337622136,76.624953836643655,69.022214110616261,7.602739726027397,364,364,585,91.260519704945779,60,0,31.260519704945779,0,0,0,0,0,0,0,7.6027397260273979,0]
[null,null,null,null,null,null,null,null,null,null,null,null,null,null,null,null,null,null,null,null,null,null,null,0,0,{"$f":"MAX(MIN(Z$40*IF($Z$37=\"Solar\",$AM411,1),$AO411-SUM($Y411:Y411)),0)","v":60},{"$f":"MAX(MIN(AA$40,$AO411-SUM($Y411:Z411)),0)","v":0},{"$f":"MAX(MIN(AB$40,$AO411-SUM($Y411:AA411)),0)","v":23.869634749735098},{"$f":"MAX(MIN(AC$40,$AO411-SUM($Y411:AB411)),0)","v":0},{"$f":"MAX(MIN(AD$40,$AO411-SUM($Y411:AC411)),0)","v":0},{"$f":"MAX(MIN(AE$40,$AO411-SUM($Y411:AD411)),0)","v":0},{"$f":"MAX(MIN(AF$40,$AO411-SUM($Y411:AE411)),0)","v":0},{"$f":"MAX(MIN(AG$40,$AO411-SUM($Y411:AF411)),0)","v":0},{"$f":"MAX(MIN(AH$40,$AO411-SUM($Y411:AG411)),0)","v":0},{"$f":"MAX(MIN(AI$40,$AO411-SUM($Y411:AH411)),0)","v":0},83.869634749735098,0,{"$f":"INDEX(Demand!$C377:$H377,,$AM$13)","v":2.5910732178201663E-4},{"$f":"INDEX(Demand!$K377:$P377,,$AM$13)","v":0},7.2407045009784738,83.869634749735098,76.628930248756632,69.026190522729237,7.602739726027397,365,365,949,91.242622927124643,60,0,31.242622927124643,0,0,0,0,0,0,0,7.6027397260273979,0]
[null,null,null,null,null,null,null,null,null,null,null,null,null,null,null,null,null,null,null,null,null,null,null,0,0,{"$f":"MAX(MIN(Z$40*IF($Z$37=\"Solar\",$AM412,1),$AO412-SUM($Y412:Y412)),0)","v":60},{"$f":"MAX(MIN(AA$40,$AO412-SUM($Y412:Z412)),0)","v":0},{"$f":"MAX(MIN(AB$40,$AO412-SUM($Y412:AA412)),0)","v":23.884457608856167},{"$f":"MAX(MIN(AC$40,$AO412-SUM($Y412:AB412)),0)","v":0},{"$f":"MAX(MIN(AD$40,$AO412-SUM($Y412:AC412)),0)","v":0},{"$f":"MAX(MIN(AE$40,$AO412-SUM($Y412:AD412)),0)","v":0},{"$f":"MAX(MIN(AF$40,$AO412-SUM($Y412:AE412)),0)","v":0},{"$f":"MAX(MIN(AG$40,$AO412-SUM($Y412:AF412)),0)","v":0},{"$f":"MAX(MIN(AH$40,$AO412-SUM($Y412:AG412)),0)","v":0},{"$f":"MAX(MIN(AI$40,$AO412-SUM($Y412:AH412)),0)","v":0},83.884457608856167,0,{"$f":"INDEX(Demand!$C378:$H378,,$AM$13)","v":2.5916296314508372E-4},{"$f":"INDEX(Demand!$K378:$P378,,$AM$13)","v":0},7.2407045009784738,83.884457608856167,76.6437531078777,69.041013381850306,7.602739726027397,366,366,584,91.207406460553841,60,0,31.207406460553841,0,0,0,0,0,0,0,7.6027397260273979,0]
[null,null,null,null,null,null,null,null,null,null,null,null,null,null,null,null,null,null,null,null,null,null,null,0,0,{"$f":"MAX(MIN(Z$40*IF($Z$37=\"Solar\",$AM413,1),$AO413-SUM($Y413:Y413)),0)","v":60},{"$f":"MAX(MIN(AA$40,$AO413-SUM($Y413:Z413)),0)","v":0},{"$f":"MAX(MIN(AB$40,$AO413-SUM($Y413:AA413)),0)","v":23.927141192359556},{"$f":"MAX(MIN(AC$40,$AO413-SUM($Y413:AB413)),0)","v":0},{"$f":"MAX(MIN(AD$40,$AO413-SUM($Y413:AC413)),0)","v":0},{"$f":"MAX(MIN(AE$40,$AO413-SUM($Y413:AD413)),0)","v":0},{"$f":"MAX(MIN(AF$40,$AO413-SUM($Y413:AE413)),0)","v":0},{"$f":"MAX(MIN(AG$40,$AO413-SUM($Y413:AF413)),0)","v":0},{"$f":"MAX(MIN(AH$40,$AO413-SUM($Y413:AG413)),0)","v":0},{"$f":"MAX(MIN(AI$40,$AO413-SUM($Y413:AH413)),0)","v":0},83.927141192359556,0,{"$f":"INDEX(Demand!$C379:$H379,,$AM$13)","v":2.5932318680688316E-4},{"$f":"INDEX(Demand!$K379:$P379,,$AM$13)","v":0},7.2407045009784738,83.927141192359556,76.686436691381076,69.083696965353681,7.602739726027397,367,367,950,91.187813697866375,60,0,31.187813697866375,0,0,0,0,0,0,0,7.6027397260273979,0]
[null,null,null,null,null,null,null,null,null,null,null,null,null,null,null,null,null,null,null,null,null,null,null,0,0,{"$f":"MAX(MIN(Z$40*IF($Z$37=\"Solar\",$AM414,1),$AO414-SUM($Y414:Y414)),0)","v":60},{"$f":"MAX(MIN(AA$40,$AO414-SUM($Y414:Z414)),0)","v":0},{"$f":"MAX(MIN(AB$40,$AO414-SUM($Y414:AA414)),0)","v":23.957326813156044},{"$f":"MAX(MIN(AC$40,$AO414-SUM($Y414:AB414)),0)","v":0},{"$f":"MAX(MIN(AD$40,$AO414-SUM($Y414:AC414)),0)","v":0},{"$f":"MAX(MIN(AE$40,$AO414-SUM($Y414:AD414)),0)","v":0},{"$f":"MAX(MIN(AF$40,$AO414-SUM($Y414:AE414)),0)","v":0},{"$f":"MAX(MIN(AG$40,$AO414-SUM($Y414:AF414)),0)","v":0},{"$f":"MAX(MIN(AH$40,$AO414-SUM($Y414:AG414)),0)","v":0},{"$f":"MAX(MIN(AI$40,$AO414-SUM($Y414:AH414)),0)","v":0},83.957326813156044,0,{"$f":"INDEX(Demand!$C380:$H380,,$AM$13)","v":2.5943649619425733E-4},{"$f":"INDEX(Demand!$K380:$P380,,$AM$13)","v":0},7.2407045009784738,83.957326813156044,76.716622312177563,69.113882586150169,7.602739726027397,368,368,583,91.187473959191465,60,0,31.187473959191465,0,0,0,0,0,0,0,7.6027397260273979,0]
[null,null,null,null,null,null,null,null,null,null,null,null,null,null,null,null,null,null,null,null,null,null,null,0,0,{"$f":"MAX(MIN(Z$40*IF($Z$37=\"Solar\",$AM415,1),$AO415-SUM($Y415:Y415)),0)","v":60},{"$f":"MAX(MIN(AA$40,$AO415-SUM($Y415:Z415)),0)","v":0},{"$f":"MAX(MIN(AB$40,$AO415-SUM($Y415:AA415)),0)","v":23.98315317462388},{"$f":"MAX(MIN(AC$40,$AO415-SUM($Y415:AB415)),0)","v":0},{"$f":"MAX(MIN(AD$40,$AO415-SUM($Y415:AC415)),0)","v":0},{"$f":"MAX(MIN(AE$40,$AO415-SUM($Y415:AD415)),0)","v":0},{"$f":"MAX(MIN(AF$40,$AO415-SUM($Y415:AE415)),0)","v":0},{"$f":"MAX(MIN(AG$40,$AO415-SUM($Y415:AF415)),0)","v":0},{"$f":"MAX(MIN(AH$40,$AO415-SUM($Y415:AG415)),0)","v":0},{"$f":"MAX(MIN(AI$40,$AO415-SUM($Y415:AH415)),0)","v":0},83.98315317462388,0,{"$f":"INDEX(Demand!$C381:$H381,,$AM$13)","v":2.5953344199556303E-4},{"$f":"INDEX(Demand!$K381:$P381,,$AM$13)","v":0},7.2407045009784738,83.98315317462388,76.742448673645399,69.139708947618004,7.602739726027397,369,369,951,91.184265234504153,60,0,31.184265234504153,0,0,0,0,0,0,0,7.6027397260273979,0]
[null,null,null,null,null,null,null,null,null,null,null,null,null,null,null,null,null,null,null,null,null,null,null,0,0,{"$f":"MAX(MIN(Z$40*IF($Z$37=\"Solar\",$AM416,1),$AO416-SUM($Y416:Y416)),0)","v":60},{"$f":"MAX(MIN(AA$40,$AO416-SUM($Y416:Z416)),0)","v":0},{"$f":"MAX(MIN(AB$40,$AO416-SUM($Y416:AA416)),0)","v":24.001826619543579},{"$f":"MAX(MIN(AC$40,$AO416-SUM($Y416:AB416)),0)","v":0},{"$f":"MAX(MIN(AD$40,$AO416-SUM($Y416:AC416)),0)","v":0},{"$f":"MAX(MIN(AE$40,$AO416-SUM($Y416:AD416)),0)","v":0},{"$f":"MAX(MIN(AF$40,$AO416-SUM($Y416:AE416)),0)","v":0},{"$f":"MAX(MIN(AG$40,$AO416-SUM($Y416:AF416)),0)","v":0},{"$f":"MAX(MIN(AH$40,$AO416-SUM($Y416:AG416)),0)","v":0},{"$f":"MAX(MIN(AI$40,$AO416-SUM($Y416:AH416)),0)","v":0},84.001826619543579,0,{"$f":"INDEX(Demand!$C382:$H382,,$AM$13)","v":2.5960353750952594E-4},{"$f":"INDEX(Demand!$K382:$P382,,$AM$13)","v":0},7.2407045009784738,84.001826619543579,76.761122118565112,69.158382392537717,7.602739726027397,370,370,582,91.182671823050185,60,0,31.182671823050185,0,0,0,0,0,0,0,7.6027397260273979,0]
[null,null,null,null,null,null,null,null,null,null,null,null,null,null,null,null,null,null,null,null,null,null,null,0,0,{"$f":"MAX(MIN(Z$40*IF($Z$37=\"Solar\",$AM417,1),$AO417-SUM($Y417:Y417)),0)","v":60},{"$f":"MAX(MIN(AA$40,$AO417-SUM($Y417:Z417)),0)","v":0},{"$f":"MAX(MIN(AB$40,$AO417-SUM($Y417:AA417)),0)","v":24.037795112327927},{"$f":"MAX(MIN(AC$40,$AO417-SUM($Y417:AB417)),0)","v":0},{"$f":"MAX(MIN(AD$40,$AO417-SUM($Y417:AC417)),0)","v":0},{"$f":"MAX(MIN(AE$40,$AO417-SUM($Y417:AD417)),0)","v":0},{"$f":"MAX(MIN(AF$40,$AO417-SUM($Y417:AE417)),0)","v":0},{"$f":"MAX(MIN(AG$40,$AO417-SUM($Y417:AF417)),0)","v":0},{"$f":"MAX(MIN(AH$40,$AO417-SUM($Y417:AG417)),0)","v":0},{"$f":"MAX(MIN(AI$40,$AO417-SUM($Y417:AH417)),0)","v":0},84.037795112327927,0,{"$f":"INDEX(Demand!$C383:$H383,,$AM$13)","v":2.59738554374332E-4},{"$f":"INDEX(Demand!$K383:$P383,,$AM$13)","v":0},7.2407045009784738,84.037795112327927,76.797090611349446,69.194350885322052,7.602739726027397,371,371,952,91.136553595007143,60,0,31.136553595007143,0,0,0,0,0,0,0,7.6027397260273979,0]
[null,null,null,null,null,null,null,null,null,null,null,null,null,null,null,null,null,null,null,null,null,null,null,0,0,{"$f":"MAX(MIN(Z$40*IF($Z$37=\"Solar\",$AM418,1),$AO418-SUM($Y418:Y418)),0)","v":60},{"$f":"MAX(MIN(AA$40,$AO418-SUM($Y418:Z418)),0)","v":0},{"$f":"MAX(MIN(AB$40,$AO418-SUM($Y418:AA418)),0)","v":24.049125418870972},{"$f":"MAX(MIN(AC$40,$AO418-SUM($Y418:AB418)),0)","v":0},{"$f":"MAX(MIN(AD$40,$AO418-SUM($Y418:AC418)),0)","v":0},{"$f":"MAX(MIN(AE$40,$AO418-SUM($Y418:AD418)),0)","v":0},{"$f":"MAX(MIN(AF$40,$AO418-SUM($Y418:AE418)),0)","v":0},{"$f":"MAX(MIN(AG$40,$AO418-SUM($Y418:AF418)),0)","v":0},{"$f":"MAX(MIN(AH$40,$AO418-SUM($Y418:AG418)),0)","v":0},{"$f":"MAX(MIN(AI$40,$AO418-SUM($Y418:AH418)),0)","v":0},84.049125418870972,0,{"$f":"INDEX(Demand!$C384:$H384,,$AM$13)","v":2.5978108555504921E-4},{"$f":"INDEX(Demand!$K384:$P384,,$AM$13)","v":0},7.2407045009784738,84.049125418870972,76.808420917892505,69.205681191865111,7.602739726027397,372,372,581,91.106460203612642,60,0,31.106460203612642,0,0,0,0,0,0,0,7.6027397260273979,0]
[null,null,null,null,null,null,null,null,null,null,null,null,null,null,null,null,null,null,null,null,null,null,null,0,0,{"$f":"MAX(MIN(Z$40*IF($Z$37=\"Solar\",$AM419,1),$AO419-SUM($Y419:Y419)),0)","v":60},{"$f":"MAX(MIN(AA$40,$AO419-SUM($Y419:Z419)),0)","v":0},{"$f":"MAX(MIN(AB$40,$AO419-SUM($Y419:AA419)),0)","v":24.130378855575202},{"$f":"MAX(MIN(AC$40,$AO419-SUM($Y419:AB419)),0)","v":0},{"$f":"MAX(MIN(AD$40,$AO419-SUM($Y419:AC419)),0)","v":0},{"$f":"MAX(MIN(AE$40,$AO419-SUM($Y419:AD419)),0)","v":0},{"$f":"MAX(MIN(AF$40,$AO419-SUM($Y419:AE419)),0)","v":0},{"$f":"MAX(MIN(AG$40,$AO419-SUM($Y419:AF419)),0)","v":0},{"$f":"MAX(MIN(AH$40,$AO419-SUM($Y419:AG419)),0)","v":0},{"$f":"MAX(MIN(AI$40,$AO419-SUM($Y419:AH419)),0)","v":0},84.130378855575202,0,{"$f":"INDEX(Demand!$C385:$H385,,$AM$13)","v":2.6008609094808308E-4},{"$f":"INDEX(Demand!$K385:$P385,,$AM$13)","v":0},7.2407045009784738,84.130378855575202,76.889674354596735,69.286934628569341,7.602739726027397,373,373,953,91.081325483843898,60,0,31.081325483843898,0,0,0,0,0,0,0,7.6027397260273979,0]
[null,null,null,null,null,null,null,null,null,null,null,null,null,null,null,null,null,null,null,null,null,null,null,0,0,{"$f":"MAX(MIN(Z$40*IF($Z$37=\"Solar\",$AM420,1),$AO420-SUM($Y420:Y420)),0)","v":60},{"$f":"MAX(MIN(AA$40,$AO420-SUM($Y420:Z420)),0)","v":0},{"$f":"MAX(MIN(AB$40,$AO420-SUM($Y420:AA420)),0)","v":24.176150350115051},{"$f":"MAX(MIN(AC$40,$AO420-SUM($Y420:AB420)),0)","v":0},{"$f":"MAX(MIN(AD$40,$AO420-SUM($Y420:AC420)),0)","v":0},{"$f":"MAX(MIN(AE$40,$AO420-SUM($Y420:AD420)),0)","v":0},{"$f":"MAX(MIN(AF$40,$AO420-SUM($Y420:AE420)),0)","v":0},{"$f":"MAX(MIN(AG$40,$AO420-SUM($Y420:AF420)),0)","v":0},{"$f":"MAX(MIN(AH$40,$AO420-SUM($Y420:AG420)),0)","v":0},{"$f":"MAX(MIN(AI$40,$AO420-SUM($Y420:AH420)),0)","v":0},84.176150350115051,0,{"$f":"INDEX(Demand!$C386:$H386,,$AM$13)","v":2.6025790586752694E-4},{"$f":"INDEX(Demand!$K386:$P386,,$AM$13)","v":0},7.2407045009784738,84.176150350115051,76.935445849136585,69.33270612310919,7.602739726027397,374,374,580,91.070777074641143,60,0,31.070777074641143,0,0,0,0,0,0,0,7.6027397260273979,0]
[null,null,null,null,null,null,null,null,null,null,null,null,null,null,null,null,null,null,null,null,null,null,null,0,0,{"$f":"MAX(MIN(Z$40*IF($Z$37=\"Solar\",$AM421,1),$AO421-SUM($Y421:Y421)),0)","v":60},{"$f":"MAX(MIN(AA$40,$AO421-SUM($Y421:Z421)),0)","v":0},{"$f":"MAX(MIN(AB$40,$AO421-SUM($Y421:AA421)),0)","v":24.210484231006575},{"$f":"MAX(MIN(AC$40,$AO421-SUM($Y421:AB421)),0)","v":0},{"$f":"MAX(MIN(AD$40,$AO421-SUM($Y421:AC421)),0)","v":0},{"$f":"MAX(MIN(AE$40,$AO421-SUM($Y421:AD421)),0)","v":0},{"$f":"MAX(MIN(AF$40,$AO421-SUM($Y421:AE421)),0)","v":0},{"$f":"MAX(MIN(AG$40,$AO421-SUM($Y421:AF421)),0)","v":0},{"$f":"MAX(MIN(AH$40,$AO421-SUM($Y421:AG421)),0)","v":0},{"$f":"MAX(MIN(AI$40,$AO421-SUM($Y421:AH421)),0)","v":0},84.210484231006575,0,{"$f":"INDEX(Demand!$C387:$H387,,$AM$13)","v":2.6038678680180441E-4},{"$f":"INDEX(Demand!$K387:$P387,,$AM$13)","v":0},7.2407045009784738,84.210484231006575,76.969779730028094,69.3670400040007,7.602739726027397,375,375,954,91.003261694038656,60,0,31.003261694038656,0,0,0,0,0,0,0,7.6027397260273979,0]
[null,null,null,null,null,null,null,null,null,null,null,null,null,null,null,null,null,null,null,null,null,null,null,0,0,{"$f":"MAX(MIN(Z$40*IF($Z$37=\"Solar\",$AM422,1),$AO422-SUM($Y422:Y422)),0)","v":60},{"$f":"MAX(MIN(AA$40,$AO422-SUM($Y422:Z422)),0)","v":0},{"$f":"MAX(MIN(AB$40,$AO422-SUM($Y422:AA422)),0)","v":24.226060039296556},{"$f":"MAX(MIN(AC$40,$AO422-SUM($Y422:AB422)),0)","v":0},{"$f":"MAX(MIN(AD$40,$AO422-SUM($Y422:AC422)),0)","v":0},{"$f":"MAX(MIN(AE$40,$AO422-SUM($Y422:AD422)),0)","v":0},{"$f":"MAX(MIN(AF$40,$AO422-SUM($Y422:AE422)),0)","v":0},{"$f":"MAX(MIN(AG$40,$AO422-SUM($Y422:AF422)),0)","v":0},{"$f":"MAX(MIN(AH$40,$AO422-SUM($Y422:AG422)),0)","v":0},{"$f":"MAX(MIN(AI$40,$AO422-SUM($Y422:AH422)),0)","v":0},84.226060039296556,0,{"$f":"INDEX(Demand!$C388:$H388,,$AM$13)","v":2.6044525455064065E-4},{"$f":"INDEX(Demand!$K388:$P388,,$AM$13)","v":0},7.2407045009784738,84.226060039296556,76.985355538318075,69.38261581229068,7.602739726027397,376,376,579,90.972264358584226,60,0,30.972264358584226,0,0,0,0,0,0,0,7.6027397260273979,0]
[null,null,null,null,null,null,null,null,null,null,null,null,null,null,null,null,null,null,null,null,null,null,null,0,0,{"$f":"MAX(MIN(Z$40*IF($Z$37=\"Solar\",$AM423,1),$AO423-SUM($Y423:Y423)),0)","v":60},{"$f":"MAX(MIN(AA$40,$AO423-SUM($Y423:Z423)),0)","v":0},{"$f":"MAX(MIN(AB$40,$AO423-SUM($Y423:AA423)),0)","v":24.297360229404291},{"$f":"MAX(MIN(AC$40,$AO423-SUM($Y423:AB423)),0)","v":0},{"$f":"MAX(MIN(AD$40,$AO423-SUM($Y423:AC423)),0)","v":0},{"$f":"MAX(MIN(AE$40,$AO423-SUM($Y423:AD423)),0)","v":0},{"$f":"MAX(MIN(AF$40,$AO423-SUM($Y423:AE423)),0)","v":0},{"$f":"MAX(MIN(AG$40,$AO423-SUM($Y423:AF423)),0)","v":0},{"$f":"MAX(MIN(AH$40,$AO423-SUM($Y423:AG423)),0)","v":0},{"$f":"MAX(MIN(AI$40,$AO423-SUM($Y423:AH423)),0)","v":0},84.297360229404291,0,{"$f":"INDEX(Demand!$C389:$H389,,$AM$13)","v":2.6071289790690098E-4},{"$f":"INDEX(Demand!$K389:$P389,,$AM$13)","v":0},7.2407045009784738,84.297360229404291,77.056655728425824,69.453916002398429,7.602739726027397,377,377,955,90.962673650981429,60,0,30.962673650981429,0,0,0,0,0,0,0,7.6027397260273979,0]
[null,null,null,null,null,null,null,null,null,null,null,null,null,null,null,null,null,null,null,null,null,null,null,0,0,{"$f":"MAX(MIN(Z$40*IF($Z$37=\"Solar\",$AM424,1),$AO424-SUM($Y424:Y424)),0)","v":60},{"$f":"MAX(MIN(AA$40,$AO424-SUM($Y424:Z424)),0)","v":0},{"$f":"MAX(MIN(AB$40,$AO424-SUM($Y424:AA424)),0)","v":24.342441667021859},{"$f":"MAX(MIN(AC$40,$AO424-SUM($Y424:AB424)),0)","v":0},{"$f":"MAX(MIN(AD$40,$AO424-SUM($Y424:AC424)),0)","v":0},{"$f":"MAX(MIN(AE$40,$AO424-SUM($Y424:AD424)),0)","v":0},{"$f":"MAX(MIN(AF$40,$AO424-SUM($Y424:AE424)),0)","v":0},{"$f":"MAX(MIN(AG$40,$AO424-SUM($Y424:AF424)),0)","v":0},{"$f":"MAX(MIN(AH$40,$AO424-SUM($Y424:AG424)),0)","v":0},{"$f":"MAX(MIN(AI$40,$AO424-SUM($Y424:AH424)),0)","v":0},84.342441667021859,0,{"$f":"INDEX(Demand!$C390:$H390,,$AM$13)","v":2.6088212252258256E-4},{"$f":"INDEX(Demand!$K390:$P390,,$AM$13)","v":0},7.2407045009784738,84.342441667021859,77.101737166043392,69.498997440015998,7.602739726027397,378,378,578,90.957004157167603,60,0,30.957004157167603,0,0,0,0,0,0,0,7.6027397260273979,0]
[null,null,null,null,null,null,null,null,null,null,null,null,null,null,null,null,null,null,null,null,null,null,null,0,0,{"$f":"MAX(MIN(Z$40*IF($Z$37=\"Solar\",$AM425,1),$AO425-SUM($Y425:Y425)),0)","v":60},{"$f":"MAX(MIN(AA$40,$AO425-SUM($Y425:Z425)),0)","v":0},{"$f":"MAX(MIN(AB$40,$AO425-SUM($Y425:AA425)),0)","v":24.395263603120696},{"$f":"MAX(MIN(AC$40,$AO425-SUM($Y425:AB425)),0)","v":0},{"$f":"MAX(MIN(AD$40,$AO425-SUM($Y425:AC425)),0)","v":0},{"$f":"MAX(MIN(AE$40,$AO425-SUM($Y425:AD425)),0)","v":0},{"$f":"MAX(MIN(AF$40,$AO425-SUM($Y425:AE425)),0)","v":0},{"$f":"MAX(MIN(AG$40,$AO425-SUM($Y425:AF425)),0)","v":0},{"$f":"MAX(MIN(AH$40,$AO425-SUM($Y425:AG425)),0)","v":0},{"$f":"MAX(MIN(AI$40,$AO425-SUM($Y425:AH425)),0)","v":0},84.395263603120696,0,{"$f":"INDEX(Demand!$C391:$H391,,$AM$13)","v":2.6108040306349405E-4},{"$f":"INDEX(Demand!$K391:$P391,,$AM$13)","v":0},7.2407045009784738,84.395263603120696,77.154559102142215,69.551819376114821,7.602739726027397,379,379,956,90.902726514779658,60,0,30.902726514779658,0,0,0,0,0,0,0,7.6027397260273979,0]
[null,null,null,null,null,null,null,null,null,null,null,null,null,null,null,null,null,null,null,null,null,null,null,0,0,{"$f":"MAX(MIN(Z$40*IF($Z$37=\"Solar\",$AM426,1),$AO426-SUM($Y426:Y426)),0)","v":60},{"$f":"MAX(MIN(AA$40,$AO426-SUM($Y426:Z426)),0)","v":0},{"$f":"MAX(MIN(AB$40,$AO426-SUM($Y426:AA426)),0)","v":24.420766462305068},{"$f":"MAX(MIN(AC$40,$AO426-SUM($Y426:AB426)),0)","v":0},{"$f":"MAX(MIN(AD$40,$AO426-SUM($Y426:AC426)),0)","v":0},{"$f":"MAX(MIN(AE$40,$AO426-SUM($Y426:AD426)),0)","v":0},{"$f":"MAX(MIN(AF$40,$AO426-SUM($Y426:AE426)),0)","v":0},{"$f":"MAX(MIN(AG$40,$AO426-SUM($Y426:AF426)),0)","v":0},{"$f":"MAX(MIN(AH$40,$AO426-SUM($Y426:AG426)),0)","v":0},{"$f":"MAX(MIN(AI$40,$AO426-SUM($Y426:AH426)),0)","v":0},84.420766462305068,0,{"$f":"INDEX(Demand!$C392:$H392,,$AM$13)","v":2.6117613451688885E-4},{"$f":"INDEX(Demand!$K392:$P392,,$AM$13)","v":0},7.2407045009784738,84.420766462305068,77.180061961326587,69.577322235299192,7.602739726027397,380,380,577,90.896200088935871,60,0,30.896200088935871,0,0,0,0,0,0,0,7.6027397260273979,0]
[null,null,null,null,null,null,null,null,null,null,null,null,null,null,null,null,null,null,null,null,null,null,null,0,0,{"$f":"MAX(MIN(Z$40*IF($Z$37=\"Solar\",$AM427,1),$AO427-SUM($Y427:Y427)),0)","v":60},{"$f":"MAX(MIN(AA$40,$AO427-SUM($Y427:Z427)),0)","v":0},{"$f":"MAX(MIN(AB$40,$AO427-SUM($Y427:AA427)),0)","v":24.45948889507855},{"$f":"MAX(MIN(AC$40,$AO427-SUM($Y427:AB427)),0)","v":0},{"$f":"MAX(MIN(AD$40,$AO427-SUM($Y427:AC427)),0)","v":0},{"$f":"MAX(MIN(AE$40,$AO427-SUM($Y427:AD427)),0)","v":0},{"$f":"MAX(MIN(AF$40,$AO427-SUM($Y427:AE427)),0)","v":0},{"$f":"MAX(MIN(AG$40,$AO427-SUM($Y427:AF427)),0)","v":0},{"$f":"MAX(MIN(AH$40,$AO427-SUM($Y427:AG427)),0)","v":0},{"$f":"MAX(MIN(AI$40,$AO427-SUM($Y427:AH427)),0)","v":0},84.45948889507855,0,{"$f":"INDEX(Demand!$C393:$H393,,$AM$13)","v":2.613214889942668E-4},{"$f":"INDEX(Demand!$K393:$P393,,$AM$13)","v":0},7.2407045009784738,84.45948889507855,77.218784394100084,69.616044668072689,7.602739726027397,381,381,957,90.878569112425453,60,0,30.878569112425453,0,0,0,0,0,0,0,7.6027397260273979,0]
[null,null,null,null,null,null,null,null,null,null,null,null,null,null,null,null,null,null,null,null,null,null,null,0,0,{"$f":"MAX(MIN(Z$40*IF($Z$37=\"Solar\",$AM428,1),$AO428-SUM($Y428:Y428)),0)","v":60},{"$f":"MAX(MIN(AA$40,$AO428-SUM($Y428:Z428)),0)","v":0},{"$f":"MAX(MIN(AB$40,$AO428-SUM($Y428:AA428)),0)","v":24.49823829088001},{"$f":"MAX(MIN(AC$40,$AO428-SUM($Y428:AB428)),0)","v":0},{"$f":"MAX(MIN(AD$40,$AO428-SUM($Y428:AC428)),0)","v":0},{"$f":"MAX(MIN(AE$40,$AO428-SUM($Y428:AD428)),0)","v":0},{"$f":"MAX(MIN(AF$40,$AO428-SUM($Y428:AE428)),0)","v":0},{"$f":"MAX(MIN(AG$40,$AO428-SUM($Y428:AF428)),0)","v":0},{"$f":"MAX(MIN(AH$40,$AO428-SUM($Y428:AG428)),0)","v":0},{"$f":"MAX(MIN(AI$40,$AO428-SUM($Y428:AH428)),0)","v":0},84.49823829088001,0,{"$f":"INDEX(Demand!$C394:$H394,,$AM$13)","v":2.6146694468421217E-4},{"$f":"INDEX(Demand!$K394:$P394,,$AM$13)","v":0},7.2407045009784738,84.49823829088001,77.25753378990153,69.654794063874135,7.602739726027397,382,382,576,90.85805766333732,60,0,30.85805766333732,0,0,0,0,0,0,0,7.6027397260273979,0]
[null,null,null,null,null,null,null,null,null,null,null,null,null,null,null,null,null,null,null,null,null,null,null,0,0,{"$f":"MAX(MIN(Z$40*IF($Z$37=\"Solar\",$AM429,1),$AO429-SUM($Y429:Y429)),0)","v":60},{"$f":"MAX(MIN(AA$40,$AO429-SUM($Y429:Z429)),0)","v":0},{"$f":"MAX(MIN(AB$40,$AO429-SUM($Y429:AA429)),0)","v":24.521524454657452},{"$f":"MAX(MIN(AC$40,$AO429-SUM($Y429:AB429)),0)","v":0},{"$f":"MAX(MIN(AD$40,$AO429-SUM($Y429:AC429)),0)","v":0},{"$f":"MAX(MIN(AE$40,$AO429-SUM($Y429:AD429)),0)","v":0},{"$f":"MAX(MIN(AF$40,$AO429-SUM($Y429:AE429)),0)","v":0},{"$f":"MAX(MIN(AG$40,$AO429-SUM($Y429:AF429)),0)","v":0},{"$f":"MAX(MIN(AH$40,$AO429-SUM($Y429:AG429)),0)","v":0},{"$f":"MAX(MIN(AI$40,$AO429-SUM($Y429:AH429)),0)","v":0},84.521524454657452,0,{"$f":"INDEX(Demand!$C395:$H395,,$AM$13)","v":2.6155435520890233E-4},{"$f":"INDEX(Demand!$K395:$P395,,$AM$13)","v":0},7.2407045009784738,84.521524454657452,77.280819953678986,69.678080227651591,7.602739726027397,383,383,958,90.838504833904352,60,0,30.838504833904352,0,0,0,0,0,0,0,7.6027397260273979,0]
[null,null,null,null,null,null,null,null,null,null,null,null,null,null,null,null,null,null,null,null,null,null,null,0,0,{"$f":"MAX(MIN(Z$40*IF($Z$37=\"Solar\",$AM430,1),$AO430-SUM($Y430:Y430)),0)","v":60},{"$f":"MAX(MIN(AA$40,$AO430-SUM($Y430:Z430)),0)","v":0},{"$f":"MAX(MIN(AB$40,$AO430-SUM($Y430:AA430)),0)","v":24.616200050711569},{"$f":"MAX(MIN(AC$40,$AO430-SUM($Y430:AB430)),0)","v":0},{"$f":"MAX(MIN(AD$40,$AO430-SUM($Y430:AC430)),0)","v":0},{"$f":"MAX(MIN(AE$40,$AO430-SUM($Y430:AD430)),0)","v":0},{"$f":"MAX(MIN(AF$40,$AO430-SUM($Y430:AE430)),0)","v":0},{"$f":"MAX(MIN(AG$40,$AO430-SUM($Y430:AF430)),0)","v":0},{"$f":"MAX(MIN(AH$40,$AO430-SUM($Y430:AG430)),0)","v":0},{"$f":"MAX(MIN(AI$40,$AO430-SUM($Y430:AH430)),0)","v":0},84.616200050711569,0,{"$f":"INDEX(Demand!$C396:$H396,,$AM$13)","v":2.6190974408297932E-4},{"$f":"INDEX(Demand!$K396:$P396,,$AM$13)","v":0},7.2407045009784738,84.616200050711569,77.375495549733088,69.772755823705694,7.602739726027397,384,384,575,90.835016281452823,60,0,30.835016281452823,0,0,0,0,0,0,0,7.6027397260273979,0]
[null,null,null,null,null,null,null,null,null,null,null,null,null,null,null,null,null,null,null,null,null,null,null,{"$f":"IF(MOD(ROW(),1000)=ROW($Y$46),(ROW()-ROW($Y$46)),0)","v":0},0,{"$f":"MAX(MIN(Z$40*IF($Z$37=\"Solar\",$AM431,1),$AO431-SUM($Y431:Y431)),0)","v":60},{"$f":"MAX(MIN(AA$40,$AO431-SUM($Y431:Z431)),0)","v":0},{"$f":"MAX(MIN(AB$40,$AO431-SUM($Y431:AA431)),0)","v":24.667625075608129},{"$f":"MAX(MIN(AC$40,$AO431-SUM($Y431:AB431)),0)","v":0},{"$f":"MAX(MIN(AD$40,$AO431-SUM($Y431:AC431)),0)","v":0},{"$f":"MAX(MIN(AE$40,$AO431-SUM($Y431:AD431)),0)","v":0},{"$f":"MAX(MIN(AF$40,$AO431-SUM($Y431:AE431)),0)","v":0},{"$f":"MAX(MIN(AG$40,$AO431-SUM($Y431:AF431)),0)","v":0},{"$f":"MAX(MIN(AH$40,$AO431-SUM($Y431:AG431)),0)","v":0},{"$f":"MAX(MIN(AI$40,$AO431-SUM($Y431:AH431)),0)","v":0},84.667625075608129,0,{"$f":"INDEX(Demand!$C397:$H397,,$AM$13)","v":2.6210278096322161E-4},{"$f":"INDEX(Demand!$K397:$P397,,$AM$13)","v":0},{"$f":"IF(AP431>0,Centralised_GWh*Support_thousand/(1-Centralised_HeatLoss)*Centralised_HeatLoss/BaseLoadHours,0)","v":7.2407045009784738},84.667625075608129,{"$f":"Centralised_GWh*Support_thousand*((1-Centralised_WWDemand)*AL431+Centralised_WWDemand/8760)","v":77.426920574629648},69.824180848602253,{"$f":"Centralised_GWh*Support_thousand*Centralised_WWDemand/8760","v":7.602739726027397},385,{"$f":"_xlfn.RANK.EQ(AV431,$AV$47:$AV$8806)","v":385},959,90.818043843407054,60,0,30.818043843407054,0,0,0,0,0,0,0,{"$f":"Centralised_GWh*Support_thousand*(Centralised_WWDemand/8760)","v":7.6027397260273979},0]
[null,null,null,null,null,null,null,null,null,null,null,null,null,null,null,null,null,null,null,null,null,null,null,0,0,{"$f":"MAX(MIN(Z$40*IF($Z$37=\"Solar\",$AM432,1),$AO432-SUM($Y432:Y432)),0)","v":60},{"$f":"MAX(MIN(AA$40,$AO432-SUM($Y432:Z432)),0)","v":0},{"$f":"MAX(MIN(AB$40,$AO432-SUM($Y432:AA432)),0)","v":24.688066988989902},{"$f":"MAX(MIN(AC$40,$AO432-SUM($Y432:AB432)),0)","v":0},{"$f":"MAX(MIN(AD$40,$AO432-SUM($Y432:AC432)),0)","v":0},{"$f":"MAX(MIN(AE$40,$AO432-SUM($Y432:AD432)),0)","v":0},{"$f":"MAX(MIN(AF$40,$AO432-SUM($Y432:AE432)),0)","v":0},{"$f":"MAX(MIN(AG$40,$AO432-SUM($Y432:AF432)),0)","v":0},{"$f":"MAX(MIN(AH$40,$AO432-SUM($Y432:AG432)),0)","v":0},{"$f":"MAX(MIN(AI$40,$AO432-SUM($Y432:AH432)),0)","v":0},{"$f":"SUM(Z432:AI432)","v":84.688066988989902},{"$f":"SUM(Z432:AI432)-AJ432","v":0},{"$f":"INDEX(Demand!$C398:$H398,,$AM$13)","v":2.621795148723124E-4},{"$f":"INDEX(Demand!$K398:$P398,,$AM$13)","v":0},7.2407045009784738,84.688066988989902,77.447362488011422,{"$f":"AP432-AR432","v":69.844622761984027},7.602739726027397,386,386,574,90.796446018289942,60,0,30.796446018289942,0,0,0,0,0,0,0,7.6027397260273979,{"$f":"SUM(AW432:BC432)-AV432","v":0}]
[null,null,null,null,null,null,null,null,null,null,null,null,null,null,null,null,null,null,null,null,null,null,null,0,0,{"$f":"MAX(MIN(Z$40*IF($Z$37=\"Solar\",$AM433,1),$AO433-SUM($Y433:Y433)),0)","v":60},{"$f":"MAX(MIN(AA$40,$AO433-SUM($Y433:Z433)),0)","v":0},{"$f":"MAX(MIN(AB$40,$AO433-SUM($Y433:AA433)),0)","v":24.703144430697193},{"$f":"MAX(MIN(AC$40,$AO433-SUM($Y433:AB433)),0)","v":0},{"$f":"MAX(MIN(AD$40,$AO433-SUM($Y433:AC433)),0)","v":0},{"$f":"MAX(MIN(AE$40,$AO433-SUM($Y433:AD433)),0)","v":0},{"$f":"MAX(MIN(AF$40,$AO433-SUM($Y433:AE433)),0)","v":0},{"$f":"MAX(MIN(AG$40,$AO433-SUM($Y433:AF433)),0)","v":0},{"$f":"MAX(MIN(AH$40,$AO433-SUM($Y433:AG433)),0)","v":0},{"$f":"MAX(MIN(AI$40,$AO433-SUM($Y433:AH433)),0)","v":0},84.703144430697193,0,{"$f":"INDEX(Demand!$C399:$H399,,$AM$13)","v":2.6223611187571822E-4},{"$f":"INDEX(Demand!$K399:$P399,,$AM$13)","v":0},7.2407045009784738,{"$f":"AN433+AP433","v":84.703144430697193},77.462439929718727,69.859700203691332,7.602739726027397,387,387,960,90.790366636924063,60,0,30.790366636924063,0,0,0,0,0,0,0,7.6027397260273979,0]
[null,null,null,null,null,null,null,null,null,null,null,null,null,null,null,null,null,null,null,null,null,null,null,0,0,{"$f":"MAX(MIN(Z$40*IF($Z$37=\"Solar\",$AM434,1),$AO434-SUM($Y434:Y434)),0)","v":60},{"$f":"MAX(MIN(AA$40,$AO434-SUM($Y434:Z434)),0)","v":0},{"$f":"MAX(MIN(AB$40,$AO434-SUM($Y434:AA434)),0)","v":24.746165991422771},{"$f":"MAX(MIN(AC$40,$AO434-SUM($Y434:AB434)),0)","v":0},{"$f":"MAX(MIN(AD$40,$AO434-SUM($Y434:AC434)),0)","v":0},{"$f":"MAX(MIN(AE$40,$AO434-SUM($Y434:AD434)),0)","v":0},{"$f":"MAX(MIN(AF$40,$AO434-SUM($Y434:AE434)),0)","v":0},{"$f":"MAX(MIN(AG$40,$AO434-SUM($Y434:AF434)),0)","v":0},{"$f":"MAX(MIN(AH$40,$AO434-SUM($Y434:AG434)),0)","v":0},{"$f":"MAX(MIN(AI$40,$AO434-SUM($Y434:AH434)),0)","v":0},84.746165991422771,0,{"$f":"INDEX(Demand!$C400:$H400,,$AM$13)","v":2.6239760422078418E-4},{"$f":"INDEX(Demand!$K400:$P400,,$AM$13)","v":0},7.2407045009784738,84.746165991422771,77.505461490444304,69.90272176441691,7.602739726027397,388,388,573,90.785978197465738,60,0,30.785978197465738,0,0,0,0,0,0,0,7.6027397260273979,0]
[null,null,null,null,null,null,null,null,null,null,null,null,null,null,null,null,null,null,null,null,null,null,null,0,0,{"$f":"MAX(MIN(Z$40*IF($Z$37=\"Solar\",$AM435,1),$AO435-SUM($Y435:Y435)),0)","v":60},{"$f":"MAX(MIN(AA$40,$AO435-SUM($Y435:Z435)),0)","v":0},{"$f":"MAX(MIN(AB$40,$AO435-SUM($Y435:AA435)),0)","v":24.781344942562413},{"$f":"MAX(MIN(AC$40,$AO435-SUM($Y435:AB435)),0)","v":0},{"$f":"MAX(MIN(AD$40,$AO435-SUM($Y435:AC435)),0)","v":0},{"$f":"MAX(MIN(AE$40,$AO435-SUM($Y435:AD435)),0)","v":0},{"$f":"MAX(MIN(AF$40,$AO435-SUM($Y435:AE435)),0)","v":0},{"$f":"MAX(MIN(AG$40,$AO435-SUM($Y435:AF435)),0)","v":0},{"$f":"MAX(MIN(AH$40,$AO435-SUM($Y435:AG435)),0)","v":0},{"$f":"MAX(MIN(AI$40,$AO435-SUM($Y435:AH435)),0)","v":0},84.781344942562413,0,{"$f":"INDEX(Demand!$C401:$H401,,$AM$13)","v":2.6252965734067772E-4},{"$f":"INDEX(Demand!$K401:$P401,,$AM$13)","v":0},7.2407045009784738,84.781344942562413,77.540640441583946,69.937900715556552,7.602739726027397,389,389,961,90.748693440719762,60,0,30.748693440719762,0,0,0,0,0,0,0,7.6027397260273979,0]
[null,null,null,null,null,null,null,null,null,null,null,null,null,null,null,null,null,null,null,null,null,null,null,0,0,{"$f":"MAX(MIN(Z$40*IF($Z$37=\"Solar\",$AM436,1),$AO436-SUM($Y436:Y436)),0)","v":60},{"$f":"MAX(MIN(AA$40,$AO436-SUM($Y436:Z436)),0)","v":0},{"$f":"MAX(MIN(AB$40,$AO436-SUM($Y436:AA436)),0)","v":24.78755800155767},{"$f":"MAX(MIN(AC$40,$AO436-SUM($Y436:AB436)),0)","v":0},{"$f":"MAX(MIN(AD$40,$AO436-SUM($Y436:AC436)),0)","v":0},{"$f":"MAX(MIN(AE$40,$AO436-SUM($Y436:AD436)),0)","v":0},{"$f":"MAX(MIN(AF$40,$AO436-SUM($Y436:AE436)),0)","v":0},{"$f":"MAX(MIN(AG$40,$AO436-SUM($Y436:AF436)),0)","v":0},{"$f":"MAX(MIN(AH$40,$AO436-SUM($Y436:AG436)),0)","v":0},{"$f":"MAX(MIN(AI$40,$AO436-SUM($Y436:AH436)),0)","v":0},84.78755800155767,0,{"$f":"INDEX(Demand!$C402:$H402,,$AM$13)","v":2.6255297963420345E-4},{"$f":"INDEX(Demand!$K402:$P402,,$AM$13)","v":0},7.2407045009784738,84.78755800155767,77.546853500579203,69.944113774551809,7.602739726027397,390,390,572,90.735827769894513,60,0,30.735827769894513,0,0,0,0,0,0,0,7.6027397260273979,0]
[null,null,null,null,null,null,null,null,null,null,null,null,null,null,null,null,null,null,null,null,null,null,null,0,0,{"$f":"MAX(MIN(Z$40*IF($Z$37=\"Solar\",$AM437,1),$AO437-SUM($Y437:Y437)),0)","v":60},{"$f":"MAX(MIN(AA$40,$AO437-SUM($Y437:Z437)),0)","v":0},{"$f":"MAX(MIN(AB$40,$AO437-SUM($Y437:AA437)),0)","v":24.803086022157771},{"$f":"MAX(MIN(AC$40,$AO437-SUM($Y437:AB437)),0)","v":0},{"$f":"MAX(MIN(AD$40,$AO437-SUM($Y437:AC437)),0)","v":0},{"$f":"MAX(MIN(AE$40,$AO437-SUM($Y437:AD437)),0)","v":0},{"$f":"MAX(MIN(AF$40,$AO437-SUM($Y437:AE437)),0)","v":0},{"$f":"MAX(MIN(AG$40,$AO437-SUM($Y437:AF437)),0)","v":0},{"$f":"MAX(MIN(AH$40,$AO437-SUM($Y437:AG437)),0)","v":0},{"$f":"MAX(MIN(AI$40,$AO437-SUM($Y437:AH437)),0)","v":0},84.803086022157771,0,{"$f":"INDEX(Demand!$C403:$H403,,$AM$13)","v":2.6261126799981944E-4},{"$f":"INDEX(Demand!$K403:$P403,,$AM$13)","v":0},7.2407045009784738,84.803086022157771,77.562381521179304,69.95964179515191,7.602739726027397,391,391,962,90.717401905511565,60,0,30.717401905511565,0,0,0,0,0,0,0,7.6027397260273979,0]
[null,null,null,null,null,null,null,null,null,null,null,null,null,null,null,null,null,null,null,null,null,null,null,0,0,{"$f":"MAX(MIN(Z$40*IF($Z$37=\"Solar\",$AM438,1),$AO438-SUM($Y438:Y438)),0)","v":60},{"$f":"MAX(MIN(AA$40,$AO438-SUM($Y438:Z438)),0)","v":0},{"$f":"MAX(MIN(AB$40,$AO438-SUM($Y438:AA438)),0)","v":24.821128659880941},{"$f":"MAX(MIN(AC$40,$AO438-SUM($Y438:AB438)),0)","v":0},{"$f":"MAX(MIN(AD$40,$AO438-SUM($Y438:AC438)),0)","v":0},{"$f":"MAX(MIN(AE$40,$AO438-SUM($Y438:AD438)),0)","v":0},{"$f":"MAX(MIN(AF$40,$AO438-SUM($Y438:AE438)),0)","v":0},{"$f":"MAX(MIN(AG$40,$AO438-SUM($Y438:AF438)),0)","v":0},{"$f":"MAX(MIN(AH$40,$AO438-SUM($Y438:AG438)),0)","v":0},{"$f":"MAX(MIN(AI$40,$AO438-SUM($Y438:AH438)),0)","v":0},84.821128659880941,0,{"$f":"INDEX(Demand!$C404:$H404,,$AM$13)","v":2.6267899561890033E-4},{"$f":"INDEX(Demand!$K404:$P404,,$AM$13)","v":0},7.2407045009784738,84.821128659880941,77.58042415890246,69.977684432875066,7.602739726027397,392,392,571,90.653428023697472,60,0,30.653428023697472,0,0,0,0,0,0,0,7.6027397260273979,0]
[null,null,null,null,null,null,null,null,null,null,null,null,null,null,null,null,null,null,null,null,null,null,null,0,0,{"$f":"MAX(MIN(Z$40*IF($Z$37=\"Solar\",$AM439,1),$AO439-SUM($Y439:Y439)),0)","v":60},{"$f":"MAX(MIN(AA$40,$AO439-SUM($Y439:Z439)),0)","v":0},{"$f":"MAX(MIN(AB$40,$AO439-SUM($Y439:AA439)),0)","v":24.860051144562902},{"$f":"MAX(MIN(AC$40,$AO439-SUM($Y439:AB439)),0)","v":0},{"$f":"MAX(MIN(AD$40,$AO439-SUM($Y439:AC439)),0)","v":0},{"$f":"MAX(MIN(AE$40,$AO439-SUM($Y439:AD439)),0)","v":0},{"$f":"MAX(MIN(AF$40,$AO439-SUM($Y439:AE439)),0)","v":0},{"$f":"MAX(MIN(AG$40,$AO439-SUM($Y439:AF439)),0)","v":0},{"$f":"MAX(MIN(AH$40,$AO439-SUM($Y439:AG439)),0)","v":0},{"$f":"MAX(MIN(AI$40,$AO439-SUM($Y439:AH439)),0)","v":0},84.860051144562902,0,{"$f":"INDEX(Demand!$C405:$H405,,$AM$13)","v":2.6282510104188076E-4},{"$f":"INDEX(Demand!$K405:$P405,,$AM$13)","v":7.9963017668083586E-2},7.2407045009784738,84.860051144562902,77.619346643584436,70.016606917557041,7.602739726027397,393,393,963,90.622890447821476,60,0,30.622890447821476,0,0,0,0,0,0,0,7.6027397260273979,0]
[null,null,null,null,null,null,null,null,null,null,null,null,null,null,null,null,null,null,null,null,null,null,null,0,0,{"$f":"MAX(MIN(Z$40*IF($Z$37=\"Solar\",$AM440,1),$AO440-SUM($Y440:Y440)),0)","v":60},{"$f":"MAX(MIN(AA$40,$AO440-SUM($Y440:Z440)),0)","v":0},{"$f":"MAX(MIN(AB$40,$AO440-SUM($Y440:AA440)),0)","v":24.866769394054586},{"$f":"MAX(MIN(AC$40,$AO440-SUM($Y440:AB440)),0)","v":0},{"$f":"MAX(MIN(AD$40,$AO440-SUM($Y440:AC440)),0)","v":0},{"$f":"MAX(MIN(AE$40,$AO440-SUM($Y440:AD440)),0)","v":0},{"$f":"MAX(MIN(AF$40,$AO440-SUM($Y440:AE440)),0)","v":0},{"$f":"MAX(MIN(AG$40,$AO440-SUM($Y440:AF440)),0)","v":0},{"$f":"MAX(MIN(AH$40,$AO440-SUM($Y440:AG440)),0)","v":0},{"$f":"MAX(MIN(AI$40,$AO440-SUM($Y440:AH440)),0)","v":0},84.866769394054586,0,{"$f":"INDEX(Demand!$C406:$H406,,$AM$13)","v":2.628503196961288E-4},{"$f":"INDEX(Demand!$K406:$P406,,$AM$13)","v":2.3316909269260697E-2},7.2407045009784738,84.866769394054586,77.626064893076119,70.023325167048725,7.602739726027397,394,394,570,90.592521505113439,60,0,30.592521505113439,0,0,0,0,0,0,0,7.6027397260273979,0]
[null,null,null,null,null,null,null,null,null,null,null,null,null,null,null,null,null,null,null,null,null,null,null,0,0,{"$f":"MAX(MIN(Z$40*IF($Z$37=\"Solar\",$AM441,1),$AO441-SUM($Y441:Y441)),0)","v":60},{"$f":"MAX(MIN(AA$40,$AO441-SUM($Y441:Z441)),0)","v":0},{"$f":"MAX(MIN(AB$40,$AO441-SUM($Y441:AA441)),0)","v":24.887472367598235},{"$f":"MAX(MIN(AC$40,$AO441-SUM($Y441:AB441)),0)","v":0},{"$f":"MAX(MIN(AD$40,$AO441-SUM($Y441:AC441)),0)","v":0},{"$f":"MAX(MIN(AE$40,$AO441-SUM($Y441:AD441)),0)","v":0},{"$f":"MAX(MIN(AF$40,$AO441-SUM($Y441:AE441)),0)","v":0},{"$f":"MAX(MIN(AG$40,$AO441-SUM($Y441:AF441)),0)","v":0},{"$f":"MAX(MIN(AH$40,$AO441-SUM($Y441:AG441)),0)","v":0},{"$f":"MAX(MIN(AI$40,$AO441-SUM($Y441:AH441)),0)","v":0},84.887472367598235,0,{"$f":"INDEX(Demand!$C407:$H407,,$AM$13)","v":2.6292803356078214E-4},{"$f":"INDEX(Demand!$K407:$P407,,$AM$13)","v":0.19813735328274579},7.2407045009784738,84.887472367598235,77.646767866619768,70.044028140592374,7.602739726027397,395,395,964,90.581965288598695,60,0,30.581965288598695,0,0,0,0,0,0,0,7.6027397260273979,0]
[null,null,null,null,null,null,null,null,null,null,null,null,null,null,null,null,null,null,null,null,null,null,null,0,0,{"$f":"MAX(MIN(Z$40*IF($Z$37=\"Solar\",$AM442,1),$AO442-SUM($Y442:Y442)),0)","v":60},{"$f":"MAX(MIN(AA$40,$AO442-SUM($Y442:Z442)),0)","v":0},{"$f":"MAX(MIN(AB$40,$AO442-SUM($Y442:AA442)),0)","v":24.943245230053975},{"$f":"MAX(MIN(AC$40,$AO442-SUM($Y442:AB442)),0)","v":0},{"$f":"MAX(MIN(AD$40,$AO442-SUM($Y442:AC442)),0)","v":0},{"$f":"MAX(MIN(AE$40,$AO442-SUM($Y442:AD442)),0)","v":0},{"$f":"MAX(MIN(AF$40,$AO442-SUM($Y442:AE442)),0)","v":0},{"$f":"MAX(MIN(AG$40,$AO442-SUM($Y442:AF442)),0)","v":0},{"$f":"MAX(MIN(AH$40,$AO442-SUM($Y442:AG442)),0)","v":0},{"$f":"MAX(MIN(AI$40,$AO442-SUM($Y442:AH442)),0)","v":0},84.943245230053975,0,{"$f":"INDEX(Demand!$C408:$H408,,$AM$13)","v":2.6313739115258296E-4},{"$f":"INDEX(Demand!$K408:$P408,,$AM$13)","v":0.2533064234251502},7.2407045009784738,84.943245230053975,77.702540729075508,70.099801003048114,7.602739726027397,396,396,569,90.579450565421098,60,0,30.579450565421098,0,0,0,0,0,0,0,7.6027397260273979,0]
[null,null,null,null,null,null,null,null,null,null,null,null,null,null,null,null,null,null,null,null,null,null,null,0,0,{"$f":"MAX(MIN(Z$40*IF($Z$37=\"Solar\",$AM443,1),$AO443-SUM($Y443:Y443)),0)","v":60},{"$f":"MAX(MIN(AA$40,$AO443-SUM($Y443:Z443)),0)","v":0},{"$f":"MAX(MIN(AB$40,$AO443-SUM($Y443:AA443)),0)","v":24.966490837416984},{"$f":"MAX(MIN(AC$40,$AO443-SUM($Y443:AB443)),0)","v":0},{"$f":"MAX(MIN(AD$40,$AO443-SUM($Y443:AC443)),0)","v":0},{"$f":"MAX(MIN(AE$40,$AO443-SUM($Y443:AD443)),0)","v":0},{"$f":"MAX(MIN(AF$40,$AO443-SUM($Y443:AE443)),0)","v":0},{"$f":"MAX(MIN(AG$40,$AO443-SUM($Y443:AF443)),0)","v":0},{"$f":"MAX(MIN(AH$40,$AO443-SUM($Y443:AG443)),0)","v":0},{"$f":"MAX(MIN(AI$40,$AO443-SUM($Y443:AH443)),0)","v":0},84.966490837416984,0,{"$f":"INDEX(Demand!$C409:$H409,,$AM$13)","v":2.632246494384801E-4},{"$f":"INDEX(Demand!$K409:$P409,,$AM$13)","v":0.22640403197618708},7.2407045009784738,84.966490837416984,77.725786336438503,70.123046610411109,7.602739726027397,397,397,965,90.563731194470677,60,0,30.563731194470677,0,0,0,0,0,0,0,7.6027397260273979,0]
[null,null,null,null,null,null,null,null,null,null,null,null,null,null,null,null,null,null,null,null,null,null,null,0,0,{"$f":"MAX(MIN(Z$40*IF($Z$37=\"Solar\",$AM444,1),$AO444-SUM($Y444:Y444)),0)","v":60},{"$f":"MAX(MIN(AA$40,$AO444-SUM($Y444:Z444)),0)","v":0},{"$f":"MAX(MIN(AB$40,$AO444-SUM($Y444:AA444)),0)","v":25.005789203809854},{"$f":"MAX(MIN(AC$40,$AO444-SUM($Y444:AB444)),0)","v":0},{"$f":"MAX(MIN(AD$40,$AO444-SUM($Y444:AC444)),0)","v":0},{"$f":"MAX(MIN(AE$40,$AO444-SUM($Y444:AD444)),0)","v":0},{"$f":"MAX(MIN(AF$40,$AO444-SUM($Y444:AE444)),0)","v":0},{"$f":"MAX(MIN(AG$40,$AO444-SUM($Y444:AF444)),0)","v":0},{"$f":"MAX(MIN(AH$40,$AO444-SUM($Y444:AG444)),0)","v":0},{"$f":"MAX(MIN(AI$40,$AO444-SUM($Y444:AH444)),0)","v":0},85.005789203809854,0,{"$f":"INDEX(Demand!$C410:$H410,,$AM$13)","v":2.6337216582884371E-4},{"$f":"INDEX(Demand!$K410:$P410,,$AM$13)","v":0},7.2407045009784738,85.005789203809854,77.765084702831373,70.162344976803979,7.602739726027397,398,398,568,90.56054438052854,60,0,30.56054438052854,0,0,0,0,0,0,0,7.6027397260273979,0]
[null,null,null,null,null,null,null,null,null,null,null,null,null,null,null,null,null,null,null,null,null,null,null,0,0,{"$f":"MAX(MIN(Z$40*IF($Z$37=\"Solar\",$AM445,1),$AO445-SUM($Y445:Y445)),0)","v":60},{"$f":"MAX(MIN(AA$40,$AO445-SUM($Y445:Z445)),0)","v":0},{"$f":"MAX(MIN(AB$40,$AO445-SUM($Y445:AA445)),0)","v":25.026273641467441},{"$f":"MAX(MIN(AC$40,$AO445-SUM($Y445:AB445)),0)","v":0},{"$f":"MAX(MIN(AD$40,$AO445-SUM($Y445:AC445)),0)","v":0},{"$f":"MAX(MIN(AE$40,$AO445-SUM($Y445:AD445)),0)","v":0},{"$f":"MAX(MIN(AF$40,$AO445-SUM($Y445:AE445)),0)","v":0},{"$f":"MAX(MIN(AG$40,$AO445-SUM($Y445:AF445)),0)","v":0},{"$f":"MAX(MIN(AH$40,$AO445-SUM($Y445:AG445)),0)","v":0},{"$f":"MAX(MIN(AI$40,$AO445-SUM($Y445:AH445)),0)","v":0},85.026273641467441,0,{"$f":"INDEX(Demand!$C411:$H411,,$AM$13)","v":2.6344905936359441E-4},{"$f":"INDEX(Demand!$K411:$P411,,$AM$13)","v":0},7.2407045009784738,85.026273641467441,77.78556914048896,70.182829414461565,7.602739726027397,399,399,966,90.533431857024965,60,0,30.533431857024965,0,0,0,0,0,0,0,7.6027397260273979,0]
[null,null,null,null,null,null,null,null,null,null,null,null,null,null,null,null,null,null,null,null,null,null,null,0,0,{"$f":"MAX(MIN(Z$40*IF($Z$37=\"Solar\",$AM446,1),$AO446-SUM($Y446:Y446)),0)","v":60},{"$f":"MAX(MIN(AA$40,$AO446-SUM($Y446:Z446)),0)","v":0},{"$f":"MAX(MIN(AB$40,$AO446-SUM($Y446:AA446)),0)","v":25.085633467250716},{"$f":"MAX(MIN(AC$40,$AO446-SUM($Y446:AB446)),0)","v":0},{"$f":"MAX(MIN(AD$40,$AO446-SUM($Y446:AC446)),0)","v":0},{"$f":"MAX(MIN(AE$40,$AO446-SUM($Y446:AD446)),0)","v":0},{"$f":"MAX(MIN(AF$40,$AO446-SUM($Y446:AE446)),0)","v":0},{"$f":"MAX(MIN(AG$40,$AO446-SUM($Y446:AF446)),0)","v":0},{"$f":"MAX(MIN(AH$40,$AO446-SUM($Y446:AG446)),0)","v":0},{"$f":"MAX(MIN(AI$40,$AO446-SUM($Y446:AH446)),0)","v":0},85.085633467250716,0,{"$f":"INDEX(Demand!$C412:$H412,,$AM$13)","v":2.636718815324506E-4},{"$f":"INDEX(Demand!$K412:$P412,,$AM$13)","v":0},7.2407045009784738,85.085633467250716,77.844928966272235,70.242189240244841,7.602739726027397,400,400,567,90.528001289780207,60,0,30.528001289780207,0,0,0,0,0,0,0,7.6027397260273979,0]
[null,null,null,null,null,null,null,null,null,null,null,null,null,null,null,null,null,null,null,null,null,null,null,0,0,{"$f":"MAX(MIN(Z$40*IF($Z$37=\"Solar\",$AM447,1),$AO447-SUM($Y447:Y447)),0)","v":60},{"$f":"MAX(MIN(AA$40,$AO447-SUM($Y447:Z447)),0)","v":0},{"$f":"MAX(MIN(AB$40,$AO447-SUM($Y447:AA447)),0)","v":25.101523765034813},{"$f":"MAX(MIN(AC$40,$AO447-SUM($Y447:AB447)),0)","v":0},{"$f":"MAX(MIN(AD$40,$AO447-SUM($Y447:AC447)),0)","v":0},{"$f":"MAX(MIN(AE$40,$AO447-SUM($Y447:AD447)),0)","v":0},{"$f":"MAX(MIN(AF$40,$AO447-SUM($Y447:AE447)),0)","v":0},{"$f":"MAX(MIN(AG$40,$AO447-SUM($Y447:AF447)),0)","v":0},{"$f":"MAX(MIN(AH$40,$AO447-SUM($Y447:AG447)),0)","v":0},{"$f":"MAX(MIN(AI$40,$AO447-SUM($Y447:AH447)),0)","v":0},85.101523765034813,0,{"$f":"INDEX(Demand!$C413:$H413,,$AM$13)","v":2.6373152979740594E-4},{"$f":"INDEX(Demand!$K413:$P413,,$AM$13)","v":0},7.2407045009784738,85.101523765034813,77.860819264056346,70.258079538028952,7.602739726027397,401,401,967,90.524348885845882,60,0,30.524348885845882,0,0,0,0,0,0,0,7.6027397260273979,0]
[null,null,null,null,null,null,null,null,null,null,null,null,null,null,null,null,null,null,null,null,null,null,null,0,0,{"$f":"MAX(MIN(Z$40*IF($Z$37=\"Solar\",$AM448,1),$AO448-SUM($Y448:Y448)),0)","v":60},{"$f":"MAX(MIN(AA$40,$AO448-SUM($Y448:Z448)),0)","v":0},{"$f":"MAX(MIN(AB$40,$AO448-SUM($Y448:AA448)),0)","v":25.135710093303032},{"$f":"MAX(MIN(AC$40,$AO448-SUM($Y448:AB448)),0)","v":0},{"$f":"MAX(MIN(AD$40,$AO448-SUM($Y448:AC448)),0)","v":0},{"$f":"MAX(MIN(AE$40,$AO448-SUM($Y448:AD448)),0)","v":0},{"$f":"MAX(MIN(AF$40,$AO448-SUM($Y448:AE448)),0)","v":0},{"$f":"MAX(MIN(AG$40,$AO448-SUM($Y448:AF448)),0)","v":0},{"$f":"MAX(MIN(AH$40,$AO448-SUM($Y448:AG448)),0)","v":0},{"$f":"MAX(MIN(AI$40,$AO448-SUM($Y448:AH448)),0)","v":0},85.135710093303032,0,{"$f":"INDEX(Demand!$C414:$H414,,$AM$13)","v":2.6385985685546974E-4},{"$f":"INDEX(Demand!$K414:$P414,,$AM$13)","v":0},7.2407045009784738,85.135710093303032,77.895005592324551,70.292265866297157,7.602739726027397,402,402,566,90.480819524457075,60,0,30.480819524457075,0,0,0,0,0,0,0,7.6027397260273979,0]
[null,null,null,null,null,null,null,null,null,null,null,null,null,null,null,null,null,null,null,null,null,null,null,0,0,{"$f":"MAX(MIN(Z$40*IF($Z$37=\"Solar\",$AM449,1),$AO449-SUM($Y449:Y449)),0)","v":60},{"$f":"MAX(MIN(AA$40,$AO449-SUM($Y449:Z449)),0)","v":0},{"$f":"MAX(MIN(AB$40,$AO449-SUM($Y449:AA449)),0)","v":25.142730082124984},{"$f":"MAX(MIN(AC$40,$AO449-SUM($Y449:AB449)),0)","v":0},{"$f":"MAX(MIN(AD$40,$AO449-SUM($Y449:AC449)),0)","v":0},{"$f":"MAX(MIN(AE$40,$AO449-SUM($Y449:AD449)),0)","v":0},{"$f":"MAX(MIN(AF$40,$AO449-SUM($Y449:AE449)),0)","v":0},{"$f":"MAX(MIN(AG$40,$AO449-SUM($Y449:AF449)),0)","v":0},{"$f":"MAX(MIN(AH$40,$AO449-SUM($Y449:AG449)),0)","v":0},{"$f":"MAX(MIN(AI$40,$AO449-SUM($Y449:AH449)),0)","v":0},85.142730082124984,0,{"$f":"INDEX(Demand!$C415:$H415,,$AM$13)","v":2.638862081648615E-4},{"$f":"INDEX(Demand!$K415:$P415,,$AM$13)","v":0},7.2407045009784738,85.142730082124984,77.902025581146503,70.299285855119109,7.602739726027397,403,403,968,90.471906890831292,60,0,30.471906890831292,0,0,0,0,0,0,0,7.6027397260273979,0]
[null,null,null,null,null,null,null,null,null,null,null,null,null,null,null,null,null,null,null,null,null,null,null,0,0,{"$f":"MAX(MIN(Z$40*IF($Z$37=\"Solar\",$AM450,1),$AO450-SUM($Y450:Y450)),0)","v":60},{"$f":"MAX(MIN(AA$40,$AO450-SUM($Y450:Z450)),0)","v":0},{"$f":"MAX(MIN(AB$40,$AO450-SUM($Y450:AA450)),0)","v":25.162598015936055},{"$f":"MAX(MIN(AC$40,$AO450-SUM($Y450:AB450)),0)","v":0},{"$f":"MAX(MIN(AD$40,$AO450-SUM($Y450:AC450)),0)","v":0},{"$f":"MAX(MIN(AE$40,$AO450-SUM($Y450:AD450)),0)","v":0},{"$f":"MAX(MIN(AF$40,$AO450-SUM($Y450:AE450)),0)","v":0},{"$f":"MAX(MIN(AG$40,$AO450-SUM($Y450:AF450)),0)","v":0},{"$f":"MAX(MIN(AH$40,$AO450-SUM($Y450:AG450)),0)","v":0},{"$f":"MAX(MIN(AI$40,$AO450-SUM($Y450:AH450)),0)","v":0},85.162598015936055,0,{"$f":"INDEX(Demand!$C416:$H416,,$AM$13)","v":2.6396078749598415E-4},{"$f":"INDEX(Demand!$K416:$P416,,$AM$13)","v":0},7.2407045009784738,85.162598015936055,77.921893514957588,70.319153788930194,7.602739726027397,404,404,565,90.433813937087109,60,0,30.433813937087109,0,0,0,0,0,0,0,7.6027397260273979,0]
[null,null,null,null,null,null,null,null,null,null,null,null,null,null,null,null,null,null,null,null,null,null,null,0,0,{"$f":"MAX(MIN(Z$40*IF($Z$37=\"Solar\",$AM451,1),$AO451-SUM($Y451:Y451)),0)","v":60},{"$f":"MAX(MIN(AA$40,$AO451-SUM($Y451:Z451)),0)","v":0},{"$f":"MAX(MIN(AB$40,$AO451-SUM($Y451:AA451)),0)","v":25.189164155235886},{"$f":"MAX(MIN(AC$40,$AO451-SUM($Y451:AB451)),0)","v":0},{"$f":"MAX(MIN(AD$40,$AO451-SUM($Y451:AC451)),0)","v":0},{"$f":"MAX(MIN(AE$40,$AO451-SUM($Y451:AD451)),0)","v":0},{"$f":"MAX(MIN(AF$40,$AO451-SUM($Y451:AE451)),0)","v":0},{"$f":"MAX(MIN(AG$40,$AO451-SUM($Y451:AF451)),0)","v":0},{"$f":"MAX(MIN(AH$40,$AO451-SUM($Y451:AG451)),0)","v":0},{"$f":"MAX(MIN(AI$40,$AO451-SUM($Y451:AH451)),0)","v":0},85.189164155235886,0,{"$f":"INDEX(Demand!$C417:$H417,,$AM$13)","v":2.640605102411037E-4},{"$f":"INDEX(Demand!$K417:$P417,,$AM$13)","v":0},7.2407045009784738,85.189164155235886,77.94845965425742,70.345719928230025,7.602739726027397,405,405,969,90.37634658347784,60,0,30.37634658347784,0,0,0,0,0,0,0,7.6027397260273979,0]
[null,null,null,null,null,null,null,null,null,null,null,null,null,null,null,null,null,null,null,null,null,null,null,0,0,{"$f":"MAX(MIN(Z$40*IF($Z$37=\"Solar\",$AM452,1),$AO452-SUM($Y452:Y452)),0)","v":60},{"$f":"MAX(MIN(AA$40,$AO452-SUM($Y452:Z452)),0)","v":0},{"$f":"MAX(MIN(AB$40,$AO452-SUM($Y452:AA452)),0)","v":25.194481584203771},{"$f":"MAX(MIN(AC$40,$AO452-SUM($Y452:AB452)),0)","v":0},{"$f":"MAX(MIN(AD$40,$AO452-SUM($Y452:AC452)),0)","v":0},{"$f":"MAX(MIN(AE$40,$AO452-SUM($Y452:AD452)),0)","v":0},{"$f":"MAX(MIN(AF$40,$AO452-SUM($Y452:AE452)),0)","v":0},{"$f":"MAX(MIN(AG$40,$AO452-SUM($Y452:AF452)),0)","v":0},{"$f":"MAX(MIN(AH$40,$AO452-SUM($Y452:AG452)),0)","v":0},{"$f":"MAX(MIN(AI$40,$AO452-SUM($Y452:AH452)),0)","v":0},85.194481584203771,0,{"$f":"INDEX(Demand!$C418:$H418,,$AM$13)","v":2.6408047056005217E-4},{"$f":"INDEX(Demand!$K418:$P418,,$AM$13)","v":0},7.2407045009784738,85.194481584203771,77.953777083225305,70.35103735719791,7.602739726027397,406,406,564,90.372509297752487,60,0,30.372509297752487,0,0,0,0,0,0,0,7.6027397260273979,0]
[null,null,null,null,null,null,null,null,null,null,null,null,null,null,null,null,null,null,null,null,null,null,null,0,0,{"$f":"MAX(MIN(Z$40*IF($Z$37=\"Solar\",$AM453,1),$AO453-SUM($Y453:Y453)),0)","v":60},{"$f":"MAX(MIN(AA$40,$AO453-SUM($Y453:Z453)),0)","v":0},{"$f":"MAX(MIN(AB$40,$AO453-SUM($Y453:AA453)),0)","v":25.227769258288873},{"$f":"MAX(MIN(AC$40,$AO453-SUM($Y453:AB453)),0)","v":0},{"$f":"MAX(MIN(AD$40,$AO453-SUM($Y453:AC453)),0)","v":0},{"$f":"MAX(MIN(AE$40,$AO453-SUM($Y453:AD453)),0)","v":0},{"$f":"MAX(MIN(AF$40,$AO453-SUM($Y453:AE453)),0)","v":0},{"$f":"MAX(MIN(AG$40,$AO453-SUM($Y453:AF453)),0)","v":0},{"$f":"MAX(MIN(AH$40,$AO453-SUM($Y453:AG453)),0)","v":0},{"$f":"MAX(MIN(AI$40,$AO453-SUM($Y453:AH453)),0)","v":0},85.227769258288873,0,{"$f":"INDEX(Demand!$C419:$H419,,$AM$13)","v":2.6420542429160282E-4},{"$f":"INDEX(Demand!$K419:$P419,,$AM$13)","v":0},7.2407045009784738,85.227769258288873,77.987064757310392,70.384325031282998,7.602739726027397,407,407,970,90.319286643454234,60,0,30.319286643454234,0,0,0,0,0,0,0,7.6027397260273979,0]
[null,null,null,null,null,null,null,null,null,null,null,null,null,null,null,null,null,null,null,null,null,null,null,0,0,{"$f":"MAX(MIN(Z$40*IF($Z$37=\"Solar\",$AM454,1),$AO454-SUM($Y454:Y454)),0)","v":60},{"$f":"MAX(MIN(AA$40,$AO454-SUM($Y454:Z454)),0)","v":0},{"$f":"MAX(MIN(AB$40,$AO454-SUM($Y454:AA454)),0)","v":25.240806047588592},{"$f":"MAX(MIN(AC$40,$AO454-SUM($Y454:AB454)),0)","v":0},{"$f":"MAX(MIN(AD$40,$AO454-SUM($Y454:AC454)),0)","v":0},{"$f":"MAX(MIN(AE$40,$AO454-SUM($Y454:AD454)),0)","v":0},{"$f":"MAX(MIN(AF$40,$AO454-SUM($Y454:AE454)),0)","v":0},{"$f":"MAX(MIN(AG$40,$AO454-SUM($Y454:AF454)),0)","v":0},{"$f":"MAX(MIN(AH$40,$AO454-SUM($Y454:AG454)),0)","v":0},{"$f":"MAX(MIN(AI$40,$AO454-SUM($Y454:AH454)),0)","v":0},85.240806047588592,0,{"$f":"INDEX(Demand!$C420:$H420,,$AM$13)","v":2.642543611883736E-4},{"$f":"INDEX(Demand!$K420:$P420,,$AM$13)","v":0},7.2407045009784738,85.240806047588592,78.000101546610125,70.397361820582731,7.602739726027397,408,408,563,90.314070570090394,60,0,30.314070570090394,0,0,0,0,0,0,0,7.6027397260273979,0]
[null,null,null,null,null,null,null,null,null,null,null,null,null,null,null,null,null,null,null,null,null,null,null,0,0,{"$f":"MAX(MIN(Z$40*IF($Z$37=\"Solar\",$AM455,1),$AO455-SUM($Y455:Y455)),0)","v":60},{"$f":"MAX(MIN(AA$40,$AO455-SUM($Y455:Z455)),0)","v":0},{"$f":"MAX(MIN(AB$40,$AO455-SUM($Y455:AA455)),0)","v":25.263712414018812},{"$f":"MAX(MIN(AC$40,$AO455-SUM($Y455:AB455)),0)","v":0},{"$f":"MAX(MIN(AD$40,$AO455-SUM($Y455:AC455)),0)","v":0},{"$f":"MAX(MIN(AE$40,$AO455-SUM($Y455:AD455)),0)","v":0},{"$f":"MAX(MIN(AF$40,$AO455-SUM($Y455:AE455)),0)","v":0},{"$f":"MAX(MIN(AG$40,$AO455-SUM($Y455:AF455)),0)","v":0},{"$f":"MAX(MIN(AH$40,$AO455-SUM($Y455:AG455)),0)","v":0},{"$f":"MAX(MIN(AI$40,$AO455-SUM($Y455:AH455)),0)","v":0},85.263712414018812,0,{"$f":"INDEX(Demand!$C421:$H421,,$AM$13)","v":2.643403460473459E-4},{"$f":"INDEX(Demand!$K421:$P421,,$AM$13)","v":0},7.2407045009784738,85.263712414018812,78.023007913040345,70.420268187012951,7.602739726027397,409,409,971,90.310429248767434,60,0,30.310429248767434,0,0,0,0,0,0,0,7.6027397260273979,0]
[null,null,null,null,null,null,null,null,null,null,null,null,null,null,null,null,null,null,null,null,null,null,null,0,0,{"$f":"MAX(MIN(Z$40*IF($Z$37=\"Solar\",$AM456,1),$AO456-SUM($Y456:Y456)),0)","v":60},{"$f":"MAX(MIN(AA$40,$AO456-SUM($Y456:Z456)),0)","v":0},{"$f":"MAX(MIN(AB$40,$AO456-SUM($Y456:AA456)),0)","v":25.288067340672171},{"$f":"MAX(MIN(AC$40,$AO456-SUM($Y456:AB456)),0)","v":0},{"$f":"MAX(MIN(AD$40,$AO456-SUM($Y456:AC456)),0)","v":0},{"$f":"MAX(MIN(AE$40,$AO456-SUM($Y456:AD456)),0)","v":0},{"$f":"MAX(MIN(AF$40,$AO456-SUM($Y456:AE456)),0)","v":0},{"$f":"MAX(MIN(AG$40,$AO456-SUM($Y456:AF456)),0)","v":0},{"$f":"MAX(MIN(AH$40,$AO456-SUM($Y456:AG456)),0)","v":0},{"$f":"MAX(MIN(AI$40,$AO456-SUM($Y456:AH456)),0)","v":0},85.288067340672171,0,{"$f":"INDEX(Demand!$C422:$H422,,$AM$13)","v":2.6443176844469327E-4},{"$f":"INDEX(Demand!$K422:$P422,,$AM$13)","v":0},7.2407045009784738,85.288067340672171,78.04736283969369,70.444623113666296,7.602739726027397,410,410,562,90.297460286107793,60,0,30.297460286107793,0,0,0,0,0,0,0,7.6027397260273979,0]
[null,null,null,null,null,null,null,null,null,null,null,null,null,null,null,null,null,null,null,null,null,null,null,0,0,{"$f":"MAX(MIN(Z$40*IF($Z$37=\"Solar\",$AM457,1),$AO457-SUM($Y457:Y457)),0)","v":60},{"$f":"MAX(MIN(AA$40,$AO457-SUM($Y457:Z457)),0)","v":0},{"$f":"MAX(MIN(AB$40,$AO457-SUM($Y457:AA457)),0)","v":25.338596944716215},{"$f":"MAX(MIN(AC$40,$AO457-SUM($Y457:AB457)),0)","v":0},{"$f":"MAX(MIN(AD$40,$AO457-SUM($Y457:AC457)),0)","v":0},{"$f":"MAX(MIN(AE$40,$AO457-SUM($Y457:AD457)),0)","v":0},{"$f":"MAX(MIN(AF$40,$AO457-SUM($Y457:AE457)),0)","v":0},{"$f":"MAX(MIN(AG$40,$AO457-SUM($Y457:AF457)),0)","v":0},{"$f":"MAX(MIN(AH$40,$AO457-SUM($Y457:AG457)),0)","v":0},{"$f":"MAX(MIN(AI$40,$AO457-SUM($Y457:AH457)),0)","v":0},85.338596944716215,0,{"$f":"INDEX(Demand!$C423:$H423,,$AM$13)","v":2.6462144413554929E-4},{"$f":"INDEX(Demand!$K423:$P423,,$AM$13)","v":0},7.2407045009784738,85.338596944716215,78.097892443737734,70.49515271771034,7.602739726027397,411,411,972,90.264453915061779,60,0,30.264453915061779,0,0,0,0,0,0,0,7.6027397260273979,0]
[null,null,null,null,null,null,null,null,null,null,null,null,null,null,null,null,null,null,null,null,null,null,null,0,0,{"$f":"MAX(MIN(Z$40*IF($Z$37=\"Solar\",$AM458,1),$AO458-SUM($Y458:Y458)),0)","v":60},{"$f":"MAX(MIN(AA$40,$AO458-SUM($Y458:Z458)),0)","v":0},{"$f":"MAX(MIN(AB$40,$AO458-SUM($Y458:AA458)),0)","v":25.373750061396407},{"$f":"MAX(MIN(AC$40,$AO458-SUM($Y458:AB458)),0)","v":0},{"$f":"MAX(MIN(AD$40,$AO458-SUM($Y458:AC458)),0)","v":0},{"$f":"MAX(MIN(AE$40,$AO458-SUM($Y458:AD458)),0)","v":0},{"$f":"MAX(MIN(AF$40,$AO458-SUM($Y458:AE458)),0)","v":0},{"$f":"MAX(MIN(AG$40,$AO458-SUM($Y458:AF458)),0)","v":0},{"$f":"MAX(MIN(AH$40,$AO458-SUM($Y458:AG458)),0)","v":0},{"$f":"MAX(MIN(AI$40,$AO458-SUM($Y458:AH458)),0)","v":0},85.373750061396407,0,{"$f":"INDEX(Demand!$C424:$H424,,$AM$13)","v":2.6475340027924378E-4},{"$f":"INDEX(Demand!$K424:$P424,,$AM$13)","v":0},7.2407045009784738,85.373750061396407,78.133045560417941,70.530305834390546,7.602739726027397,412,412,561,90.262787988410622,60,0,30.262787988410622,0,0,0,0,0,0,0,7.6027397260273979,0]
[null,null,null,null,null,null,null,null,null,null,null,null,null,null,null,null,null,null,null,null,null,null,null,0,0,{"$f":"MAX(MIN(Z$40*IF($Z$37=\"Solar\",$AM459,1),$AO459-SUM($Y459:Y459)),0)","v":60},{"$f":"MAX(MIN(AA$40,$AO459-SUM($Y459:Z459)),0)","v":0},{"$f":"MAX(MIN(AB$40,$AO459-SUM($Y459:AA459)),0)","v":25.413049825551354},{"$f":"MAX(MIN(AC$40,$AO459-SUM($Y459:AB459)),0)","v":0},{"$f":"MAX(MIN(AD$40,$AO459-SUM($Y459:AC459)),0)","v":0},{"$f":"MAX(MIN(AE$40,$AO459-SUM($Y459:AD459)),0)","v":0},{"$f":"MAX(MIN(AF$40,$AO459-SUM($Y459:AE459)),0)","v":0},{"$f":"MAX(MIN(AG$40,$AO459-SUM($Y459:AF459)),0)","v":0},{"$f":"MAX(MIN(AH$40,$AO459-SUM($Y459:AG459)),0)","v":0},{"$f":"MAX(MIN(AI$40,$AO459-SUM($Y459:AH459)),0)","v":0},85.413049825551354,0,{"$f":"INDEX(Demand!$C425:$H425,,$AM$13)","v":2.6490092191646205E-4},{"$f":"INDEX(Demand!$K425:$P425,,$AM$13)","v":0},7.2407045009784738,85.413049825551354,78.172345324572888,70.569605598545493,7.602739726027397,413,413,973,90.261847642531364,60,0,30.261847642531364,0,0,0,0,0,0,0,7.6027397260273979,0]
[null,null,null,null,null,null,null,null,null,null,null,null,null,null,null,null,null,null,null,null,null,null,null,0,0,{"$f":"MAX(MIN(Z$40*IF($Z$37=\"Solar\",$AM460,1),$AO460-SUM($Y460:Y460)),0)","v":60},{"$f":"MAX(MIN(AA$40,$AO460-SUM($Y460:Z460)),0)","v":0},{"$f":"MAX(MIN(AB$40,$AO460-SUM($Y460:AA460)),0)","v":25.451336848640295},{"$f":"MAX(MIN(AC$40,$AO460-SUM($Y460:AB460)),0)","v":0},{"$f":"MAX(MIN(AD$40,$AO460-SUM($Y460:AC460)),0)","v":0},{"$f":"MAX(MIN(AE$40,$AO460-SUM($Y460:AD460)),0)","v":0},{"$f":"MAX(MIN(AF$40,$AO460-SUM($Y460:AE460)),0)","v":0},{"$f":"MAX(MIN(AG$40,$AO460-SUM($Y460:AF460)),0)","v":0},{"$f":"MAX(MIN(AH$40,$AO460-SUM($Y460:AG460)),0)","v":0},{"$f":"MAX(MIN(AI$40,$AO460-SUM($Y460:AH460)),0)","v":0},85.451336848640295,0,{"$f":"INDEX(Demand!$C426:$H426,,$AM$13)","v":2.6504464197310221E-4},{"$f":"INDEX(Demand!$K426:$P426,,$AM$13)","v":0},7.2407045009784738,85.451336848640295,78.210632347661829,70.607892621634434,7.602739726027397,414,414,560,90.219308593533469,60,0,30.219308593533469,0,0,0,0,0,0,0,7.6027397260273979,0]
[null,null,null,null,null,null,null,null,null,null,null,null,null,null,null,null,null,null,null,null,null,null,null,0,0,{"$f":"MAX(MIN(Z$40*IF($Z$37=\"Solar\",$AM461,1),$AO461-SUM($Y461:Y461)),0)","v":60},{"$f":"MAX(MIN(AA$40,$AO461-SUM($Y461:Z461)),0)","v":0},{"$f":"MAX(MIN(AB$40,$AO461-SUM($Y461:AA461)),0)","v":25.495793226018208},{"$f":"MAX(MIN(AC$40,$AO461-SUM($Y461:AB461)),0)","v":0},{"$f":"MAX(MIN(AD$40,$AO461-SUM($Y461:AC461)),0)","v":0},{"$f":"MAX(MIN(AE$40,$AO461-SUM($Y461:AD461)),0)","v":0},{"$f":"MAX(MIN(AF$40,$AO461-SUM($Y461:AE461)),0)","v":0},{"$f":"MAX(MIN(AG$40,$AO461-SUM($Y461:AF461)),0)","v":0},{"$f":"MAX(MIN(AH$40,$AO461-SUM($Y461:AG461)),0)","v":0},{"$f":"MAX(MIN(AI$40,$AO461-SUM($Y461:AH461)),0)","v":0},85.495793226018208,0,{"$f":"INDEX(Demand!$C427:$H427,,$AM$13)","v":2.652115202665628E-4},{"$f":"INDEX(Demand!$K427:$P427,,$AM$13)","v":0},7.2407045009784738,85.495793226018208,78.255088725039727,70.652348999012332,7.602739726027397,415,415,974,90.212795614131238,60,0,30.212795614131238,0,0,0,0,0,0,0,7.6027397260273979,0]
[null,null,null,null,null,null,null,null,null,null,null,null,null,null,null,null,null,null,null,null,null,null,null,0,0,{"$f":"MAX(MIN(Z$40*IF($Z$37=\"Solar\",$AM462,1),$AO462-SUM($Y462:Y462)),0)","v":60},{"$f":"MAX(MIN(AA$40,$AO462-SUM($Y462:Z462)),0)","v":0},{"$f":"MAX(MIN(AB$40,$AO462-SUM($Y462:AA462)),0)","v":25.535179558315122},{"$f":"MAX(MIN(AC$40,$AO462-SUM($Y462:AB462)),0)","v":0},{"$f":"MAX(MIN(AD$40,$AO462-SUM($Y462:AC462)),0)","v":0},{"$f":"MAX(MIN(AE$40,$AO462-SUM($Y462:AD462)),0)","v":0},{"$f":"MAX(MIN(AF$40,$AO462-SUM($Y462:AE462)),0)","v":0},{"$f":"MAX(MIN(AG$40,$AO462-SUM($Y462:AF462)),0)","v":0},{"$f":"MAX(MIN(AH$40,$AO462-SUM($Y462:AG462)),0)","v":0},{"$f":"MAX(MIN(AI$40,$AO462-SUM($Y462:AH462)),0)","v":0},85.535179558315122,0,{"$f":"INDEX(Demand!$C428:$H428,,$AM$13)","v":2.6535936685926893E-4},{"$f":"INDEX(Demand!$K428:$P428,,$AM$13)","v":0.271853964889335},7.2407045009784738,85.535179558315122,78.294475057336641,70.691735331309246,7.602739726027397,416,416,559,90.211891452821931,60,0,30.211891452821931,0,0,0,0,0,0,0,7.6027397260273979,0]
[null,null,null,null,null,null,null,null,null,null,null,null,null,null,null,null,null,null,null,null,null,null,null,0,0,{"$f":"MAX(MIN(Z$40*IF($Z$37=\"Solar\",$AM463,1),$AO463-SUM($Y463:Y463)),0)","v":60},{"$f":"MAX(MIN(AA$40,$AO463-SUM($Y463:Z463)),0)","v":0},{"$f":"MAX(MIN(AB$40,$AO463-SUM($Y463:AA463)),0)","v":25.549378918712364},{"$f":"MAX(MIN(AC$40,$AO463-SUM($Y463:AB463)),0)","v":0},{"$f":"MAX(MIN(AD$40,$AO463-SUM($Y463:AC463)),0)","v":0},{"$f":"MAX(MIN(AE$40,$AO463-SUM($Y463:AD463)),0)","v":0},{"$f":"MAX(MIN(AF$40,$AO463-SUM($Y463:AE463)),0)","v":0},{"$f":"MAX(MIN(AG$40,$AO463-SUM($Y463:AF463)),0)","v":0},{"$f":"MAX(MIN(AH$40,$AO463-SUM($Y463:AG463)),0)","v":0},{"$f":"MAX(MIN(AI$40,$AO463-SUM($Y463:AH463)),0)","v":0},85.549378918712364,0,{"$f":"INDEX(Demand!$C429:$H429,,$AM$13)","v":2.6541266776166093E-4},{"$f":"INDEX(Demand!$K429:$P429,,$AM$13)","v":0.40111172497773173},7.2407045009784738,85.549378918712364,78.308674417733883,70.705934691706489,7.602739726027397,417,417,975,90.199449153390816,60,0,30.199449153390816,0,0,0,0,0,0,0,7.6027397260273979,0]
[null,null,null,null,null,null,null,null,null,null,null,null,null,null,null,null,null,null,null,null,null,null,null,0,0,{"$f":"MAX(MIN(Z$40*IF($Z$37=\"Solar\",$AM464,1),$AO464-SUM($Y464:Y464)),0)","v":60},{"$f":"MAX(MIN(AA$40,$AO464-SUM($Y464:Z464)),0)","v":0},{"$f":"MAX(MIN(AB$40,$AO464-SUM($Y464:AA464)),0)","v":25.583213935976914},{"$f":"MAX(MIN(AC$40,$AO464-SUM($Y464:AB464)),0)","v":0},{"$f":"MAX(MIN(AD$40,$AO464-SUM($Y464:AC464)),0)","v":0},{"$f":"MAX(MIN(AE$40,$AO464-SUM($Y464:AD464)),0)","v":0},{"$f":"MAX(MIN(AF$40,$AO464-SUM($Y464:AE464)),0)","v":0},{"$f":"MAX(MIN(AG$40,$AO464-SUM($Y464:AF464)),0)","v":0},{"$f":"MAX(MIN(AH$40,$AO464-SUM($Y464:AG464)),0)","v":0},{"$f":"MAX(MIN(AI$40,$AO464-SUM($Y464:AH464)),0)","v":0},85.583213935976914,0,{"$f":"INDEX(Demand!$C430:$H430,,$AM$13)","v":2.6553967608472615E-4},{"$f":"INDEX(Demand!$K430:$P430,,$AM$13)","v":0.45610039350103171},7.2407045009784738,85.583213935976914,78.342509434998448,70.739769708971053,7.602739726027397,418,418,558,90.151523951122414,60,0,30.151523951122414,0,0,0,0,0,0,0,7.6027397260273979,0]
[null,null,null,null,null,null,null,null,null,null,null,null,null,null,null,null,null,null,null,null,null,null,null,0,0,{"$f":"MAX(MIN(Z$40*IF($Z$37=\"Solar\",$AM465,1),$AO465-SUM($Y465:Y465)),0)","v":60},{"$f":"MAX(MIN(AA$40,$AO465-SUM($Y465:Z465)),0)","v":0},{"$f":"MAX(MIN(AB$40,$AO465-SUM($Y465:AA465)),0)","v":25.589042591048241},{"$f":"MAX(MIN(AC$40,$AO465-SUM($Y465:AB465)),0)","v":0},{"$f":"MAX(MIN(AD$40,$AO465-SUM($Y465:AC465)),0)","v":0},{"$f":"MAX(MIN(AE$40,$AO465-SUM($Y465:AD465)),0)","v":0},{"$f":"MAX(MIN(AF$40,$AO465-SUM($Y465:AE465)),0)","v":0},{"$f":"MAX(MIN(AG$40,$AO465-SUM($Y465:AF465)),0)","v":0},{"$f":"MAX(MIN(AH$40,$AO465-SUM($Y465:AG465)),0)","v":0},{"$f":"MAX(MIN(AI$40,$AO465-SUM($Y465:AH465)),0)","v":0},85.589042591048241,0,{"$f":"INDEX(Demand!$C431:$H431,,$AM$13)","v":2.6556155542057947E-4},{"$f":"INDEX(Demand!$K431:$P431,,$AM$13)","v":0.3456607773054764},7.2407045009784738,85.589042591048241,78.348338090069774,70.74559836404238,7.602739726027397,419,419,976,90.113647424120472,60,0,30.113647424120472,0,0,0,0,0,0,0,7.6027397260273979,0]
[null,null,null,null,null,null,null,null,null,null,null,null,null,null,null,null,null,null,null,null,null,null,null,0,0,{"$f":"MAX(MIN(Z$40*IF($Z$37=\"Solar\",$AM466,1),$AO466-SUM($Y466:Y466)),0)","v":60},{"$f":"MAX(MIN(AA$40,$AO466-SUM($Y466:Z466)),0)","v":0},{"$f":"MAX(MIN(AB$40,$AO466-SUM($Y466:AA466)),0)","v":25.656556193662141},{"$f":"MAX(MIN(AC$40,$AO466-SUM($Y466:AB466)),0)","v":0},{"$f":"MAX(MIN(AD$40,$AO466-SUM($Y466:AC466)),0)","v":0},{"$f":"MAX(MIN(AE$40,$AO466-SUM($Y466:AD466)),0)","v":0},{"$f":"MAX(MIN(AF$40,$AO466-SUM($Y466:AE466)),0)","v":0},{"$f":"MAX(MIN(AG$40,$AO466-SUM($Y466:AF466)),0)","v":0},{"$f":"MAX(MIN(AH$40,$AO466-SUM($Y466:AG466)),0)","v":0},{"$f":"MAX(MIN(AI$40,$AO466-SUM($Y466:AH466)),0)","v":0},85.656556193662141,0,{"$f":"INDEX(Demand!$C432:$H432,,$AM$13)","v":2.6581498485982083E-4},{"$f":"INDEX(Demand!$K432:$P432,,$AM$13)","v":0.30205996098814991},7.2407045009784738,85.656556193662141,78.415851692683674,70.81311196665628,7.602739726027397,420,420,557,90.091500107750306,60,0,30.091500107750306,0,0,0,0,0,0,0,7.6027397260273979,0]
[null,null,null,null,null,null,null,null,null,null,null,null,null,null,null,null,null,null,null,null,null,null,null,0,0,{"$f":"MAX(MIN(Z$40*IF($Z$37=\"Solar\",$AM467,1),$AO467-SUM($Y467:Y467)),0)","v":60},{"$f":"MAX(MIN(AA$40,$AO467-SUM($Y467:Z467)),0)","v":0},{"$f":"MAX(MIN(AB$40,$AO467-SUM($Y467:AA467)),0)","v":25.752995699144265},{"$f":"MAX(MIN(AC$40,$AO467-SUM($Y467:AB467)),0)","v":0},{"$f":"MAX(MIN(AD$40,$AO467-SUM($Y467:AC467)),0)","v":0},{"$f":"MAX(MIN(AE$40,$AO467-SUM($Y467:AD467)),0)","v":0},{"$f":"MAX(MIN(AF$40,$AO467-SUM($Y467:AE467)),0)","v":0},{"$f":"MAX(MIN(AG$40,$AO467-SUM($Y467:AF467)),0)","v":0},{"$f":"MAX(MIN(AH$40,$AO467-SUM($Y467:AG467)),0)","v":0},{"$f":"MAX(MIN(AI$40,$AO467-SUM($Y467:AH467)),0)","v":0},85.752995699144265,0,{"$f":"INDEX(Demand!$C433:$H433,,$AM$13)","v":2.6617699501553451E-4},{"$f":"INDEX(Demand!$K433:$P433,,$AM$13)","v":9.9604243948089449E-2},7.2407045009784738,85.752995699144265,78.512291198165798,70.909551472138403,7.602739726027397,421,421,977,90.071951916038785,60,0,30.071951916038785,0,0,0,0,0,0,0,7.6027397260273979,0]
[null,null,null,null,null,null,null,null,null,null,null,null,null,null,null,null,null,null,null,null,null,null,null,0,0,{"$f":"MAX(MIN(Z$40*IF($Z$37=\"Solar\",$AM468,1),$AO468-SUM($Y468:Y468)),0)","v":60},{"$f":"MAX(MIN(AA$40,$AO468-SUM($Y468:Z468)),0)","v":0},{"$f":"MAX(MIN(AB$40,$AO468-SUM($Y468:AA468)),0)","v":25.775099241700218},{"$f":"MAX(MIN(AC$40,$AO468-SUM($Y468:AB468)),0)","v":0},{"$f":"MAX(MIN(AD$40,$AO468-SUM($Y468:AC468)),0)","v":0},{"$f":"MAX(MIN(AE$40,$AO468-SUM($Y468:AD468)),0)","v":0},{"$f":"MAX(MIN(AF$40,$AO468-SUM($Y468:AE468)),0)","v":0},{"$f":"MAX(MIN(AG$40,$AO468-SUM($Y468:AF468)),0)","v":0},{"$f":"MAX(MIN(AH$40,$AO468-SUM($Y468:AG468)),0)","v":0},{"$f":"MAX(MIN(AI$40,$AO468-SUM($Y468:AH468)),0)","v":0},85.775099241700218,0,{"$f":"INDEX(Demand!$C434:$H434,,$AM$13)","v":2.6625996627137511E-4},{"$f":"INDEX(Demand!$K434:$P434,,$AM$13)","v":0},7.2407045009784738,85.775099241700218,78.534394740721737,70.931655014694343,7.602739726027397,422,422,556,90.06869864920148,60,0,30.06869864920148,0,0,0,0,0,0,0,7.6027397260273979,0]
[null,null,null,null,null,null,null,null,null,null,null,null,null,null,null,null,null,null,null,null,null,null,null,0,0,{"$f":"MAX(MIN(Z$40*IF($Z$37=\"Solar\",$AM469,1),$AO469-SUM($Y469:Y469)),0)","v":60},{"$f":"MAX(MIN(AA$40,$AO469-SUM($Y469:Z469)),0)","v":0},{"$f":"MAX(MIN(AB$40,$AO469-SUM($Y469:AA469)),0)","v":25.80135387625819},{"$f":"MAX(MIN(AC$40,$AO469-SUM($Y469:AB469)),0)","v":0},{"$f":"MAX(MIN(AD$40,$AO469-SUM($Y469:AC469)),0)","v":0},{"$f":"MAX(MIN(AE$40,$AO469-SUM($Y469:AD469)),0)","v":0},{"$f":"MAX(MIN(AF$40,$AO469-SUM($Y469:AE469)),0)","v":0},{"$f":"MAX(MIN(AG$40,$AO469-SUM($Y469:AF469)),0)","v":0},{"$f":"MAX(MIN(AH$40,$AO469-SUM($Y469:AG469)),0)","v":0},{"$f":"MAX(MIN(AI$40,$AO469-SUM($Y469:AH469)),0)","v":0},85.80135387625819,0,{"$f":"INDEX(Demand!$C435:$H435,,$AM$13)","v":2.6635851970440057E-4},{"$f":"INDEX(Demand!$K435:$P435,,$AM$13)","v":0},7.2407045009784738,85.80135387625819,78.560649375279709,70.957909649252315,7.602739726027397,423,423,978,90.05919052746043,60,0,30.05919052746043,0,0,0,0,0,0,0,7.6027397260273979,0]
[null,null,null,null,null,null,null,null,null,null,null,null,null,null,null,null,null,null,null,null,null,null,null,0,0,{"$f":"MAX(MIN(Z$40*IF($Z$37=\"Solar\",$AM470,1),$AO470-SUM($Y470:Y470)),0)","v":60},{"$f":"MAX(MIN(AA$40,$AO470-SUM($Y470:Z470)),0)","v":0},{"$f":"MAX(MIN(AB$40,$AO470-SUM($Y470:AA470)),0)","v":25.819872636511661},{"$f":"MAX(MIN(AC$40,$AO470-SUM($Y470:AB470)),0)","v":0},{"$f":"MAX(MIN(AD$40,$AO470-SUM($Y470:AC470)),0)","v":0},{"$f":"MAX(MIN(AE$40,$AO470-SUM($Y470:AD470)),0)","v":0},{"$f":"MAX(MIN(AF$40,$AO470-SUM($Y470:AE470)),0)","v":0},{"$f":"MAX(MIN(AG$40,$AO470-SUM($Y470:AF470)),0)","v":0},{"$f":"MAX(MIN(AH$40,$AO470-SUM($Y470:AG470)),0)","v":0},{"$f":"MAX(MIN(AI$40,$AO470-SUM($Y470:AH470)),0)","v":0},85.819872636511661,0,{"$f":"INDEX(Demand!$C436:$H436,,$AM$13)","v":2.6642803457021695E-4},{"$f":"INDEX(Demand!$K436:$P436,,$AM$13)","v":0},7.2407045009784738,85.819872636511661,78.579168135533195,70.9764284095058,7.602739726027397,424,424,555,90.05484094043797,60,0,30.05484094043797,0,0,0,0,0,0,0,7.6027397260273979,0]
[null,null,null,null,null,null,null,null,null,null,null,null,null,null,null,null,null,null,null,null,null,null,null,0,0,{"$f":"MAX(MIN(Z$40*IF($Z$37=\"Solar\",$AM471,1),$AO471-SUM($Y471:Y471)),0)","v":60},{"$f":"MAX(MIN(AA$40,$AO471-SUM($Y471:Z471)),0)","v":0},{"$f":"MAX(MIN(AB$40,$AO471-SUM($Y471:AA471)),0)","v":25.841812552671399},{"$f":"MAX(MIN(AC$40,$AO471-SUM($Y471:AB471)),0)","v":0},{"$f":"MAX(MIN(AD$40,$AO471-SUM($Y471:AC471)),0)","v":0},{"$f":"MAX(MIN(AE$40,$AO471-SUM($Y471:AD471)),0)","v":0},{"$f":"MAX(MIN(AF$40,$AO471-SUM($Y471:AE471)),0)","v":0},{"$f":"MAX(MIN(AG$40,$AO471-SUM($Y471:AF471)),0)","v":0},{"$f":"MAX(MIN(AH$40,$AO471-SUM($Y471:AG471)),0)","v":0},{"$f":"MAX(MIN(AI$40,$AO471-SUM($Y471:AH471)),0)","v":0},85.841812552671399,0,{"$f":"INDEX(Demand!$C437:$H437,,$AM$13)","v":2.6651039161285859E-4},{"$f":"INDEX(Demand!$K437:$P437,,$AM$13)","v":0},7.2407045009784738,85.841812552671399,78.601108051692933,70.998368325665538,7.602739726027397,425,425,979,90.035478154863995,60,0,30.035478154863995,0,0,0,0,0,0,0,7.6027397260273979,0]
[null,null,null,null,null,null,null,null,null,null,null,null,null,null,null,null,null,null,null,null,null,null,null,0,0,{"$f":"MAX(MIN(Z$40*IF($Z$37=\"Solar\",$AM472,1),$AO472-SUM($Y472:Y472)),0)","v":60},{"$f":"MAX(MIN(AA$40,$AO472-SUM($Y472:Z472)),0)","v":0},{"$f":"MAX(MIN(AB$40,$AO472-SUM($Y472:AA472)),0)","v":25.85452441667411},{"$f":"MAX(MIN(AC$40,$AO472-SUM($Y472:AB472)),0)","v":0},{"$f":"MAX(MIN(AD$40,$AO472-SUM($Y472:AC472)),0)","v":0},{"$f":"MAX(MIN(AE$40,$AO472-SUM($Y472:AD472)),0)","v":0},{"$f":"MAX(MIN(AF$40,$AO472-SUM($Y472:AE472)),0)","v":0},{"$f":"MAX(MIN(AG$40,$AO472-SUM($Y472:AF472)),0)","v":0},{"$f":"MAX(MIN(AH$40,$AO472-SUM($Y472:AG472)),0)","v":0},{"$f":"MAX(MIN(AI$40,$AO472-SUM($Y472:AH472)),0)","v":0},85.85452441667411,0,{"$f":"INDEX(Demand!$C438:$H438,,$AM$13)","v":2.6655810882007591E-4},{"$f":"INDEX(Demand!$K438:$P438,,$AM$13)","v":0},7.2407045009784738,85.85452441667411,78.613819915695629,71.011080189668235,7.602739726027397,426,426,554,89.99042686293464,60,0,29.99042686293464,0,0,0,0,0,0,0,7.6027397260273979,0]
[null,null,null,null,null,null,null,null,null,null,null,null,null,null,null,null,null,null,null,null,null,null,null,0,0,{"$f":"MAX(MIN(Z$40*IF($Z$37=\"Solar\",$AM473,1),$AO473-SUM($Y473:Y473)),0)","v":60},{"$f":"MAX(MIN(AA$40,$AO473-SUM($Y473:Z473)),0)","v":0},{"$f":"MAX(MIN(AB$40,$AO473-SUM($Y473:AA473)),0)","v":25.879980361282321},{"$f":"MAX(MIN(AC$40,$AO473-SUM($Y473:AB473)),0)","v":0},{"$f":"MAX(MIN(AD$40,$AO473-SUM($Y473:AC473)),0)","v":0},{"$f":"MAX(MIN(AE$40,$AO473-SUM($Y473:AD473)),0)","v":0},{"$f":"MAX(MIN(AF$40,$AO473-SUM($Y473:AE473)),0)","v":0},{"$f":"MAX(MIN(AG$40,$AO473-SUM($Y473:AF473)),0)","v":0},{"$f":"MAX(MIN(AH$40,$AO473-SUM($Y473:AG473)),0)","v":0},{"$f":"MAX(MIN(AI$40,$AO473-SUM($Y473:AH473)),0)","v":0},85.879980361282321,0,{"$f":"INDEX(Demand!$C439:$H439,,$AM$13)","v":2.6665366416770439E-4},{"$f":"INDEX(Demand!$K439:$P439,,$AM$13)","v":0},7.2407045009784738,85.879980361282321,78.639275860303854,71.03653613427646,7.602739726027397,427,427,980,89.950822491329944,60,0,29.950822491329944,0,0,0,0,0,0,0,7.6027397260273979,0]
[null,null,null,null,null,null,null,null,null,null,null,null,null,null,null,null,null,null,null,null,null,null,null,0,0,{"$f":"MAX(MIN(Z$40*IF($Z$37=\"Solar\",$AM474,1),$AO474-SUM($Y474:Y474)),0)","v":60},{"$f":"MAX(MIN(AA$40,$AO474-SUM($Y474:Z474)),0)","v":0},{"$f":"MAX(MIN(AB$40,$AO474-SUM($Y474:AA474)),0)","v":25.8857103386772},{"$f":"MAX(MIN(AC$40,$AO474-SUM($Y474:AB474)),0)","v":0},{"$f":"MAX(MIN(AD$40,$AO474-SUM($Y474:AC474)),0)","v":0},{"$f":"MAX(MIN(AE$40,$AO474-SUM($Y474:AD474)),0)","v":0},{"$f":"MAX(MIN(AF$40,$AO474-SUM($Y474:AE474)),0)","v":0},{"$f":"MAX(MIN(AG$40,$AO474-SUM($Y474:AF474)),0)","v":0},{"$f":"MAX(MIN(AH$40,$AO474-SUM($Y474:AG474)),0)","v":0},{"$f":"MAX(MIN(AI$40,$AO474-SUM($Y474:AH474)),0)","v":0},85.8857103386772,0,{"$f":"INDEX(Demand!$C440:$H440,,$AM$13)","v":2.6667517309185933E-4},{"$f":"INDEX(Demand!$K440:$P440,,$AM$13)","v":0},7.2407045009784738,85.8857103386772,78.645005837698719,71.042266111671324,7.602739726027397,428,428,553,89.912312778891675,60,0,29.912312778891675,0,0,0,0,0,0,0,7.6027397260273979,0]
[null,null,null,null,null,null,null,null,null,null,null,null,null,null,null,null,null,null,null,null,null,null,null,0,0,{"$f":"MAX(MIN(Z$40*IF($Z$37=\"Solar\",$AM475,1),$AO475-SUM($Y475:Y475)),0)","v":60},{"$f":"MAX(MIN(AA$40,$AO475-SUM($Y475:Z475)),0)","v":0},{"$f":"MAX(MIN(AB$40,$AO475-SUM($Y475:AA475)),0)","v":25.910469243938365},{"$f":"MAX(MIN(AC$40,$AO475-SUM($Y475:AB475)),0)","v":0},{"$f":"MAX(MIN(AD$40,$AO475-SUM($Y475:AC475)),0)","v":0},{"$f":"MAX(MIN(AE$40,$AO475-SUM($Y475:AD475)),0)","v":0},{"$f":"MAX(MIN(AF$40,$AO475-SUM($Y475:AE475)),0)","v":0},{"$f":"MAX(MIN(AG$40,$AO475-SUM($Y475:AF475)),0)","v":0},{"$f":"MAX(MIN(AH$40,$AO475-SUM($Y475:AG475)),0)","v":0},{"$f":"MAX(MIN(AI$40,$AO475-SUM($Y475:AH475)),0)","v":0},85.910469243938365,0,{"$f":"INDEX(Demand!$C441:$H441,,$AM$13)","v":2.6676811192542224E-4},{"$f":"INDEX(Demand!$K441:$P441,,$AM$13)","v":0},7.2407045009784738,85.910469243938365,78.669764742959885,71.06702501693249,7.602739726027397,429,429,981,89.845736388908165,60,0,29.845736388908165,0,0,0,0,0,0,0,7.6027397260273979,0]
[null,null,null,null,null,null,null,null,null,null,null,null,null,null,null,null,null,null,null,null,null,null,null,0,0,{"$f":"MAX(MIN(Z$40*IF($Z$37=\"Solar\",$AM476,1),$AO476-SUM($Y476:Y476)),0)","v":60},{"$f":"MAX(MIN(AA$40,$AO476-SUM($Y476:Z476)),0)","v":0},{"$f":"MAX(MIN(AB$40,$AO476-SUM($Y476:AA476)),0)","v":25.917429540701562},{"$f":"MAX(MIN(AC$40,$AO476-SUM($Y476:AB476)),0)","v":0},{"$f":"MAX(MIN(AD$40,$AO476-SUM($Y476:AC476)),0)","v":0},{"$f":"MAX(MIN(AE$40,$AO476-SUM($Y476:AD476)),0)","v":0},{"$f":"MAX(MIN(AF$40,$AO476-SUM($Y476:AE476)),0)","v":0},{"$f":"MAX(MIN(AG$40,$AO476-SUM($Y476:AF476)),0)","v":0},{"$f":"MAX(MIN(AH$40,$AO476-SUM($Y476:AG476)),0)","v":0},{"$f":"MAX(MIN(AI$40,$AO476-SUM($Y476:AH476)),0)","v":0},85.917429540701562,0,{"$f":"INDEX(Demand!$C442:$H442,,$AM$13)","v":2.6679423916552429E-4},{"$f":"INDEX(Demand!$K442:$P442,,$AM$13)","v":0},7.2407045009784738,85.917429540701562,78.676725039723081,71.073985313695687,7.602739726027397,430,430,552,89.811260754880578,60,0,29.811260754880578,0,0,0,0,0,0,0,7.6027397260273979,0]
[null,null,null,null,null,null,null,null,null,null,null,null,null,null,null,null,null,null,null,null,null,null,null,0,0,{"$f":"MAX(MIN(Z$40*IF($Z$37=\"Solar\",$AM477,1),$AO477-SUM($Y477:Y477)),0)","v":60},{"$f":"MAX(MIN(AA$40,$AO477-SUM($Y477:Z477)),0)","v":0},{"$f":"MAX(MIN(AB$40,$AO477-SUM($Y477:AA477)),0)","v":25.982770391736921},{"$f":"MAX(MIN(AC$40,$AO477-SUM($Y477:AB477)),0)","v":0},{"$f":"MAX(MIN(AD$40,$AO477-SUM($Y477:AC477)),0)","v":0},{"$f":"MAX(MIN(AE$40,$AO477-SUM($Y477:AD477)),0)","v":0},{"$f":"MAX(MIN(AF$40,$AO477-SUM($Y477:AE477)),0)","v":0},{"$f":"MAX(MIN(AG$40,$AO477-SUM($Y477:AF477)),0)","v":0},{"$f":"MAX(MIN(AH$40,$AO477-SUM($Y477:AG477)),0)","v":0},{"$f":"MAX(MIN(AI$40,$AO477-SUM($Y477:AH477)),0)","v":0},85.982770391736921,0,{"$f":"INDEX(Demand!$C443:$H443,,$AM$13)","v":2.670395126303718E-4},{"$f":"INDEX(Demand!$K443:$P443,,$AM$13)","v":0},7.2407045009784738,85.982770391736921,78.742065890758454,71.13932616473106,7.602739726027397,431,431,982,89.786734957027903,60,0,29.786734957027903,0,0,0,0,0,0,0,7.6027397260273979,0]
[null,null,null,null,null,null,null,null,null,null,null,null,null,null,null,null,null,null,null,null,null,null,null,0,0,{"$f":"MAX(MIN(Z$40*IF($Z$37=\"Solar\",$AM478,1),$AO478-SUM($Y478:Y478)),0)","v":60},{"$f":"MAX(MIN(AA$40,$AO478-SUM($Y478:Z478)),0)","v":0},{"$f":"MAX(MIN(AB$40,$AO478-SUM($Y478:AA478)),0)","v":26.023431655310048},{"$f":"MAX(MIN(AC$40,$AO478-SUM($Y478:AB478)),0)","v":0},{"$f":"MAX(MIN(AD$40,$AO478-SUM($Y478:AC478)),0)","v":0},{"$f":"MAX(MIN(AE$40,$AO478-SUM($Y478:AD478)),0)","v":0},{"$f":"MAX(MIN(AF$40,$AO478-SUM($Y478:AE478)),0)","v":0},{"$f":"MAX(MIN(AG$40,$AO478-SUM($Y478:AF478)),0)","v":0},{"$f":"MAX(MIN(AH$40,$AO478-SUM($Y478:AG478)),0)","v":0},{"$f":"MAX(MIN(AI$40,$AO478-SUM($Y478:AH478)),0)","v":0},86.023431655310048,0,{"$f":"INDEX(Demand!$C444:$H444,,$AM$13)","v":2.6719214500114182E-4},{"$f":"INDEX(Demand!$K444:$P444,,$AM$13)","v":0},7.2407045009784738,86.023431655310048,78.782727154331582,71.179987428304187,7.602739726027397,432,432,551,89.786352753077949,60,0,29.786352753077949,0,0,0,0,0,0,0,7.6027397260273979,0]
[null,null,null,null,null,null,null,null,null,null,null,null,null,null,null,null,null,null,null,null,null,null,null,0,0,{"$f":"MAX(MIN(Z$40*IF($Z$37=\"Solar\",$AM479,1),$AO479-SUM($Y479:Y479)),0)","v":60},{"$f":"MAX(MIN(AA$40,$AO479-SUM($Y479:Z479)),0)","v":0},{"$f":"MAX(MIN(AB$40,$AO479-SUM($Y479:AA479)),0)","v":26.079504525364428},{"$f":"MAX(MIN(AC$40,$AO479-SUM($Y479:AB479)),0)","v":0},{"$f":"MAX(MIN(AD$40,$AO479-SUM($Y479:AC479)),0)","v":0},{"$f":"MAX(MIN(AE$40,$AO479-SUM($Y479:AD479)),0)","v":0},{"$f":"MAX(MIN(AF$40,$AO479-SUM($Y479:AE479)),0)","v":0},{"$f":"MAX(MIN(AG$40,$AO479-SUM($Y479:AF479)),0)","v":0},{"$f":"MAX(MIN(AH$40,$AO479-SUM($Y479:AG479)),0)","v":0},{"$f":"MAX(MIN(AI$40,$AO479-SUM($Y479:AH479)),0)","v":0},86.079504525364428,0,{"$f":"INDEX(Demand!$C445:$H445,,$AM$13)","v":2.6740262874759216E-4},{"$f":"INDEX(Demand!$K445:$P445,,$AM$13)","v":0},7.2407045009784738,86.079504525364428,78.838800024385961,71.236060298358566,7.602739726027397,433,433,983,89.780730728916723,60,0,29.780730728916723,0,0,0,0,0,0,0,7.6027397260273979,0]
[null,null,null,null,null,null,null,null,null,null,null,null,null,null,null,null,null,null,null,null,null,null,null,0,0,{"$f":"MAX(MIN(Z$40*IF($Z$37=\"Solar\",$AM480,1),$AO480-SUM($Y480:Y480)),0)","v":60},{"$f":"MAX(MIN(AA$40,$AO480-SUM($Y480:Z480)),0)","v":0},{"$f":"MAX(MIN(AB$40,$AO480-SUM($Y480:AA480)),0)","v":26.108338792805142},{"$f":"MAX(MIN(AC$40,$AO480-SUM($Y480:AB480)),0)","v":0},{"$f":"MAX(MIN(AD$40,$AO480-SUM($Y480:AC480)),0)","v":0},{"$f":"MAX(MIN(AE$40,$AO480-SUM($Y480:AD480)),0)","v":0},{"$f":"MAX(MIN(AF$40,$AO480-SUM($Y480:AE480)),0)","v":0},{"$f":"MAX(MIN(AG$40,$AO480-SUM($Y480:AF480)),0)","v":0},{"$f":"MAX(MIN(AH$40,$AO480-SUM($Y480:AG480)),0)","v":0},{"$f":"MAX(MIN(AI$40,$AO480-SUM($Y480:AH480)),0)","v":0},86.108338792805142,0,{"$f":"INDEX(Demand!$C446:$H446,,$AM$13)","v":2.6751086548723444E-4},{"$f":"INDEX(Demand!$K446:$P446,,$AM$13)","v":0},7.2407045009784738,86.108338792805142,78.867634291826661,71.264894565799267,7.602739726027397,434,434,550,89.754248581576888,60,0,29.754248581576888,0,0,0,0,0,0,0,7.6027397260273979,0]
[null,null,null,null,null,null,null,null,null,null,null,null,null,null,null,null,null,null,null,null,null,null,null,0,0,{"$f":"MAX(MIN(Z$40*IF($Z$37=\"Solar\",$AM481,1),$AO481-SUM($Y481:Y481)),0)","v":60},{"$f":"MAX(MIN(AA$40,$AO481-SUM($Y481:Z481)),0)","v":0},{"$f":"MAX(MIN(AB$40,$AO481-SUM($Y481:AA481)),0)","v":26.133061064857714},{"$f":"MAX(MIN(AC$40,$AO481-SUM($Y481:AB481)),0)","v":0},{"$f":"MAX(MIN(AD$40,$AO481-SUM($Y481:AC481)),0)","v":0},{"$f":"MAX(MIN(AE$40,$AO481-SUM($Y481:AD481)),0)","v":0},{"$f":"MAX(MIN(AF$40,$AO481-SUM($Y481:AE481)),0)","v":0},{"$f":"MAX(MIN(AG$40,$AO481-SUM($Y481:AF481)),0)","v":0},{"$f":"MAX(MIN(AH$40,$AO481-SUM($Y481:AG481)),0)","v":0},{"$f":"MAX(MIN(AI$40,$AO481-SUM($Y481:AH481)),0)","v":0},86.133061064857714,0,{"$f":"INDEX(Demand!$C447:$H447,,$AM$13)","v":2.6760366680875312E-4},{"$f":"INDEX(Demand!$K447:$P447,,$AM$13)","v":0},7.2407045009784738,86.133061064857714,78.892356563879233,71.289616837851838,7.602739726027397,435,435,984,89.719983992674798,60,0,29.719983992674798,0,0,0,0,0,0,0,7.6027397260273979,0]
[null,null,null,null,null,null,null,null,null,null,null,null,null,null,null,null,null,null,null,null,null,null,null,0,0,{"$f":"MAX(MIN(Z$40*IF($Z$37=\"Solar\",$AM482,1),$AO482-SUM($Y482:Y482)),0)","v":60},{"$f":"MAX(MIN(AA$40,$AO482-SUM($Y482:Z482)),0)","v":0},{"$f":"MAX(MIN(AB$40,$AO482-SUM($Y482:AA482)),0)","v":26.157040055268169},{"$f":"MAX(MIN(AC$40,$AO482-SUM($Y482:AB482)),0)","v":0},{"$f":"MAX(MIN(AD$40,$AO482-SUM($Y482:AC482)),0)","v":0},{"$f":"MAX(MIN(AE$40,$AO482-SUM($Y482:AD482)),0)","v":0},{"$f":"MAX(MIN(AF$40,$AO482-SUM($Y482:AE482)),0)","v":0},{"$f":"MAX(MIN(AG$40,$AO482-SUM($Y482:AF482)),0)","v":0},{"$f":"MAX(MIN(AH$40,$AO482-SUM($Y482:AG482)),0)","v":0},{"$f":"MAX(MIN(AI$40,$AO482-SUM($Y482:AH482)),0)","v":0},86.157040055268169,0,{"$f":"INDEX(Demand!$C448:$H448,,$AM$13)","v":2.6769367803401766E-4},{"$f":"INDEX(Demand!$K448:$P448,,$AM$13)","v":0},7.2407045009784738,86.157040055268169,78.916335554289702,71.313595828262308,7.602739726027397,436,436,549,89.708594838628755,60,0,29.708594838628755,0,0,0,0,0,0,0,7.6027397260273979,0]
[null,null,null,null,null,null,null,null,null,null,null,null,null,null,null,null,null,null,null,null,null,null,null,0,0,{"$f":"MAX(MIN(Z$40*IF($Z$37=\"Solar\",$AM483,1),$AO483-SUM($Y483:Y483)),0)","v":60},{"$f":"MAX(MIN(AA$40,$AO483-SUM($Y483:Z483)),0)","v":0},{"$f":"MAX(MIN(AB$40,$AO483-SUM($Y483:AA483)),0)","v":26.162149307335511},{"$f":"MAX(MIN(AC$40,$AO483-SUM($Y483:AB483)),0)","v":0},{"$f":"MAX(MIN(AD$40,$AO483-SUM($Y483:AC483)),0)","v":0},{"$f":"MAX(MIN(AE$40,$AO483-SUM($Y483:AD483)),0)","v":0},{"$f":"MAX(MIN(AF$40,$AO483-SUM($Y483:AE483)),0)","v":0},{"$f":"MAX(MIN(AG$40,$AO483-SUM($Y483:AF483)),0)","v":0},{"$f":"MAX(MIN(AH$40,$AO483-SUM($Y483:AG483)),0)","v":0},{"$f":"MAX(MIN(AI$40,$AO483-SUM($Y483:AH483)),0)","v":0},86.162149307335511,0,{"$f":"INDEX(Demand!$C449:$H449,,$AM$13)","v":2.6771285690814424E-4},{"$f":"INDEX(Demand!$K449:$P449,,$AM$13)","v":0},7.2407045009784738,86.162149307335511,78.92144480635703,71.318705080329636,7.602739726027397,437,437,985,89.704129869241115,60,0,29.704129869241115,0,0,0,0,0,0,0,7.6027397260273979,0]
[null,null,null,null,null,null,null,null,null,null,null,null,null,null,null,null,null,null,null,null,null,null,null,0,0,{"$f":"MAX(MIN(Z$40*IF($Z$37=\"Solar\",$AM484,1),$AO484-SUM($Y484:Y484)),0)","v":60},{"$f":"MAX(MIN(AA$40,$AO484-SUM($Y484:Z484)),0)","v":0},{"$f":"MAX(MIN(AB$40,$AO484-SUM($Y484:AA484)),0)","v":26.197506856329539},{"$f":"MAX(MIN(AC$40,$AO484-SUM($Y484:AB484)),0)","v":0},{"$f":"MAX(MIN(AD$40,$AO484-SUM($Y484:AC484)),0)","v":0},{"$f":"MAX(MIN(AE$40,$AO484-SUM($Y484:AD484)),0)","v":0},{"$f":"MAX(MIN(AF$40,$AO484-SUM($Y484:AE484)),0)","v":0},{"$f":"MAX(MIN(AG$40,$AO484-SUM($Y484:AF484)),0)","v":0},{"$f":"MAX(MIN(AH$40,$AO484-SUM($Y484:AG484)),0)","v":0},{"$f":"MAX(MIN(AI$40,$AO484-SUM($Y484:AH484)),0)","v":0},86.197506856329539,0,{"$f":"INDEX(Demand!$C450:$H450,,$AM$13)","v":2.6784558044040408E-4},{"$f":"INDEX(Demand!$K450:$P450,,$AM$13)","v":0},7.2407045009784738,86.197506856329539,78.956802355351059,71.354062629323664,7.602739726027397,438,438,548,89.695680079279668,60,0,29.695680079279668,0,0,0,0,0,0,0,7.6027397260273979,0]
[null,null,null,null,null,null,null,null,null,null,null,null,null,null,null,null,null,null,null,null,null,null,null,0,0,{"$f":"MAX(MIN(Z$40*IF($Z$37=\"Solar\",$AM485,1),$AO485-SUM($Y485:Y485)),0)","v":60},{"$f":"MAX(MIN(AA$40,$AO485-SUM($Y485:Z485)),0)","v":0},{"$f":"MAX(MIN(AB$40,$AO485-SUM($Y485:AA485)),0)","v":26.209932872598074},{"$f":"MAX(MIN(AC$40,$AO485-SUM($Y485:AB485)),0)","v":0},{"$f":"MAX(MIN(AD$40,$AO485-SUM($Y485:AC485)),0)","v":0},{"$f":"MAX(MIN(AE$40,$AO485-SUM($Y485:AD485)),0)","v":0},{"$f":"MAX(MIN(AF$40,$AO485-SUM($Y485:AE485)),0)","v":0},{"$f":"MAX(MIN(AG$40,$AO485-SUM($Y485:AF485)),0)","v":0},{"$f":"MAX(MIN(AH$40,$AO485-SUM($Y485:AG485)),0)","v":0},{"$f":"MAX(MIN(AI$40,$AO485-SUM($Y485:AH485)),0)","v":0},86.209932872598074,0,{"$f":"INDEX(Demand!$C451:$H451,,$AM$13)","v":2.6789222464561639E-4},{"$f":"INDEX(Demand!$K451:$P451,,$AM$13)","v":0},7.2407045009784738,86.209932872598074,78.969228371619607,71.366488645592213,7.602739726027397,439,439,986,89.678516539699558,60,0,29.678516539699558,0,0,0,0,0,0,0,7.6027397260273979,0]
[null,null,null,null,null,null,null,null,null,null,null,null,null,null,null,null,null,null,null,null,null,null,null,0,0,{"$f":"MAX(MIN(Z$40*IF($Z$37=\"Solar\",$AM486,1),$AO486-SUM($Y486:Y486)),0)","v":60},{"$f":"MAX(MIN(AA$40,$AO486-SUM($Y486:Z486)),0)","v":0},{"$f":"MAX(MIN(AB$40,$AO486-SUM($Y486:AA486)),0)","v":26.25101548443601},{"$f":"MAX(MIN(AC$40,$AO486-SUM($Y486:AB486)),0)","v":0},{"$f":"MAX(MIN(AD$40,$AO486-SUM($Y486:AC486)),0)","v":0},{"$f":"MAX(MIN(AE$40,$AO486-SUM($Y486:AD486)),0)","v":0},{"$f":"MAX(MIN(AF$40,$AO486-SUM($Y486:AE486)),0)","v":0},{"$f":"MAX(MIN(AG$40,$AO486-SUM($Y486:AF486)),0)","v":0},{"$f":"MAX(MIN(AH$40,$AO486-SUM($Y486:AG486)),0)","v":0},{"$f":"MAX(MIN(AI$40,$AO486-SUM($Y486:AH486)),0)","v":0},86.25101548443601,0,{"$f":"INDEX(Demand!$C452:$H452,,$AM$13)","v":2.68046438654017E-4},{"$f":"INDEX(Demand!$K452:$P452,,$AM$13)","v":0.13401585279227882},7.2407045009784738,86.25101548443601,79.010310983457529,71.407571257430135,7.602739726027397,440,440,547,89.640604323755355,60,0,29.640604323755355,0,0,0,0,0,0,0,7.6027397260273979,0]
[null,null,null,null,null,null,null,null,null,null,null,null,null,null,null,null,null,null,null,null,null,null,null,0,0,{"$f":"MAX(MIN(Z$40*IF($Z$37=\"Solar\",$AM487,1),$AO487-SUM($Y487:Y487)),0)","v":60},{"$f":"MAX(MIN(AA$40,$AO487-SUM($Y487:Z487)),0)","v":0},{"$f":"MAX(MIN(AB$40,$AO487-SUM($Y487:AA487)),0)","v":26.255236412149543},{"$f":"MAX(MIN(AC$40,$AO487-SUM($Y487:AB487)),0)","v":0},{"$f":"MAX(MIN(AD$40,$AO487-SUM($Y487:AC487)),0)","v":0},{"$f":"MAX(MIN(AE$40,$AO487-SUM($Y487:AD487)),0)","v":0},{"$f":"MAX(MIN(AF$40,$AO487-SUM($Y487:AE487)),0)","v":0},{"$f":"MAX(MIN(AG$40,$AO487-SUM($Y487:AF487)),0)","v":0},{"$f":"MAX(MIN(AH$40,$AO487-SUM($Y487:AG487)),0)","v":0},{"$f":"MAX(MIN(AI$40,$AO487-SUM($Y487:AH487)),0)","v":0},86.255236412149543,0,{"$f":"INDEX(Demand!$C453:$H453,,$AM$13)","v":2.6806228297726603E-4},{"$f":"INDEX(Demand!$K453:$P453,,$AM$13)","v":0.22824187347081445},7.2407045009784738,86.255236412149543,79.014531911171076,71.411792185143682,7.602739726027397,441,441,987,89.636141035527743,60,0,29.636141035527743,0,0,0,0,0,0,0,7.6027397260273979,0]
[null,null,null,null,null,null,null,null,null,null,null,null,null,null,null,null,null,null,null,null,null,null,null,0,0,{"$f":"MAX(MIN(Z$40*IF($Z$37=\"Solar\",$AM488,1),$AO488-SUM($Y488:Y488)),0)","v":60},{"$f":"MAX(MIN(AA$40,$AO488-SUM($Y488:Z488)),0)","v":0},{"$f":"MAX(MIN(AB$40,$AO488-SUM($Y488:AA488)),0)","v":26.300674678172442},{"$f":"MAX(MIN(AC$40,$AO488-SUM($Y488:AB488)),0)","v":0},{"$f":"MAX(MIN(AD$40,$AO488-SUM($Y488:AC488)),0)","v":0},{"$f":"MAX(MIN(AE$40,$AO488-SUM($Y488:AD488)),0)","v":0},{"$f":"MAX(MIN(AF$40,$AO488-SUM($Y488:AE488)),0)","v":0},{"$f":"MAX(MIN(AG$40,$AO488-SUM($Y488:AF488)),0)","v":0},{"$f":"MAX(MIN(AH$40,$AO488-SUM($Y488:AG488)),0)","v":0},{"$f":"MAX(MIN(AI$40,$AO488-SUM($Y488:AH488)),0)","v":0},86.300674678172442,0,{"$f":"INDEX(Demand!$C454:$H454,,$AM$13)","v":2.6823284703891359E-4},{"$f":"INDEX(Demand!$K454:$P454,,$AM$13)","v":0.32224239212546935},7.2407045009784738,86.300674678172442,79.059970177193975,71.457230451166581,7.602739726027397,442,442,546,89.633249951929912,60,0,29.633249951929912,0,0,0,0,0,0,0,7.6027397260273979,0]
[null,null,null,null,null,null,null,null,null,null,null,null,null,null,null,null,null,null,null,null,null,null,null,0,0,{"$f":"MAX(MIN(Z$40*IF($Z$37=\"Solar\",$AM489,1),$AO489-SUM($Y489:Y489)),0)","v":60},{"$f":"MAX(MIN(AA$40,$AO489-SUM($Y489:Z489)),0)","v":0},{"$f":"MAX(MIN(AB$40,$AO489-SUM($Y489:AA489)),0)","v":26.352264852742508},{"$f":"MAX(MIN(AC$40,$AO489-SUM($Y489:AB489)),0)","v":0},{"$f":"MAX(MIN(AD$40,$AO489-SUM($Y489:AC489)),0)","v":0},{"$f":"MAX(MIN(AE$40,$AO489-SUM($Y489:AD489)),0)","v":0},{"$f":"MAX(MIN(AF$40,$AO489-SUM($Y489:AE489)),0)","v":0},{"$f":"MAX(MIN(AG$40,$AO489-SUM($Y489:AF489)),0)","v":0},{"$f":"MAX(MIN(AH$40,$AO489-SUM($Y489:AG489)),0)","v":0},{"$f":"MAX(MIN(AI$40,$AO489-SUM($Y489:AH489)),0)","v":0},86.352264852742508,0,{"$f":"INDEX(Demand!$C455:$H455,,$AM$13)","v":2.6842650385036269E-4},{"$f":"INDEX(Demand!$K455:$P455,,$AM$13)","v":0.3844020250081745},7.2407045009784738,86.352264852742508,79.111560351764027,71.508820625736632,7.602739726027397,443,443,988,89.605563643005894,60,0,29.605563643005894,0,0,0,0,0,0,0,7.6027397260273979,0]
[null,null,null,null,null,null,null,null,null,null,null,null,null,null,null,null,null,null,null,null,null,null,null,0,0,{"$f":"MAX(MIN(Z$40*IF($Z$37=\"Solar\",$AM490,1),$AO490-SUM($Y490:Y490)),0)","v":60},{"$f":"MAX(MIN(AA$40,$AO490-SUM($Y490:Z490)),0)","v":0},{"$f":"MAX(MIN(AB$40,$AO490-SUM($Y490:AA490)),0)","v":26.380171787337332},{"$f":"MAX(MIN(AC$40,$AO490-SUM($Y490:AB490)),0)","v":0},{"$f":"MAX(MIN(AD$40,$AO490-SUM($Y490:AC490)),0)","v":0},{"$f":"MAX(MIN(AE$40,$AO490-SUM($Y490:AD490)),0)","v":0},{"$f":"MAX(MIN(AF$40,$AO490-SUM($Y490:AE490)),0)","v":0},{"$f":"MAX(MIN(AG$40,$AO490-SUM($Y490:AF490)),0)","v":0},{"$f":"MAX(MIN(AH$40,$AO490-SUM($Y490:AG490)),0)","v":0},{"$f":"MAX(MIN(AI$40,$AO490-SUM($Y490:AH490)),0)","v":0},86.380171787337332,0,{"$f":"INDEX(Demand!$C456:$H456,,$AM$13)","v":2.6853125961085378E-4},{"$f":"INDEX(Demand!$K456:$P456,,$AM$13)","v":0.35100517527144809},7.2407045009784738,86.380171787337332,79.139467286358851,71.536727560331457,7.602739726027397,444,444,545,89.585248506524607,60,0,29.585248506524607,0,0,0,0,0,0,0,7.6027397260273979,0]
[null,null,null,null,null,null,null,null,null,null,null,null,null,null,null,null,null,null,null,null,null,null,null,0,0,{"$f":"MAX(MIN(Z$40*IF($Z$37=\"Solar\",$AM491,1),$AO491-SUM($Y491:Y491)),0)","v":60},{"$f":"MAX(MIN(AA$40,$AO491-SUM($Y491:Z491)),0)","v":0},{"$f":"MAX(MIN(AB$40,$AO491-SUM($Y491:AA491)),0)","v":26.392154760434806},{"$f":"MAX(MIN(AC$40,$AO491-SUM($Y491:AB491)),0)","v":0},{"$f":"MAX(MIN(AD$40,$AO491-SUM($Y491:AC491)),0)","v":0},{"$f":"MAX(MIN(AE$40,$AO491-SUM($Y491:AD491)),0)","v":0},{"$f":"MAX(MIN(AF$40,$AO491-SUM($Y491:AE491)),0)","v":0},{"$f":"MAX(MIN(AG$40,$AO491-SUM($Y491:AF491)),0)","v":0},{"$f":"MAX(MIN(AH$40,$AO491-SUM($Y491:AG491)),0)","v":0},{"$f":"MAX(MIN(AI$40,$AO491-SUM($Y491:AH491)),0)","v":0},86.392154760434806,0,{"$f":"INDEX(Demand!$C457:$H457,,$AM$13)","v":2.6857624074109961E-4},{"$f":"INDEX(Demand!$K457:$P457,,$AM$13)","v":0.25857189568276379},7.2407045009784738,86.392154760434806,79.15145025945634,71.548710533428945,7.602739726027397,445,445,989,89.574994694259146,60,0,29.574994694259146,0,0,0,0,0,0,0,7.6027397260273979,0]
[null,null,null,null,null,null,null,null,null,null,null,null,null,null,null,null,null,null,null,null,null,null,null,0,0,{"$f":"MAX(MIN(Z$40*IF($Z$37=\"Solar\",$AM492,1),$AO492-SUM($Y492:Y492)),0)","v":60},{"$f":"MAX(MIN(AA$40,$AO492-SUM($Y492:Z492)),0)","v":0},{"$f":"MAX(MIN(AB$40,$AO492-SUM($Y492:AA492)),0)","v":26.428645144063239},{"$f":"MAX(MIN(AC$40,$AO492-SUM($Y492:AB492)),0)","v":0},{"$f":"MAX(MIN(AD$40,$AO492-SUM($Y492:AC492)),0)","v":0},{"$f":"MAX(MIN(AE$40,$AO492-SUM($Y492:AD492)),0)","v":0},{"$f":"MAX(MIN(AF$40,$AO492-SUM($Y492:AE492)),0)","v":0},{"$f":"MAX(MIN(AG$40,$AO492-SUM($Y492:AF492)),0)","v":0},{"$f":"MAX(MIN(AH$40,$AO492-SUM($Y492:AG492)),0)","v":0},{"$f":"MAX(MIN(AI$40,$AO492-SUM($Y492:AH492)),0)","v":0},86.428645144063239,0,{"$f":"INDEX(Demand!$C458:$H458,,$AM$13)","v":2.687132166556207E-4},{"$f":"INDEX(Demand!$K458:$P458,,$AM$13)","v":9.6334464601819825E-2},7.2407045009784738,86.428645144063239,79.187940643084758,71.585200917057364,7.602739726027397,446,446,544,89.574516315296393,60,0,29.574516315296393,0,0,0,0,0,0,0,7.6027397260273979,0]
[null,null,null,null,null,null,null,null,null,null,null,null,null,null,null,null,null,null,null,null,null,null,null,0,0,{"$f":"MAX(MIN(Z$40*IF($Z$37=\"Solar\",$AM493,1),$AO493-SUM($Y493:Y493)),0)","v":60},{"$f":"MAX(MIN(AA$40,$AO493-SUM($Y493:Z493)),0)","v":0},{"$f":"MAX(MIN(AB$40,$AO493-SUM($Y493:AA493)),0)","v":26.450717379179906},{"$f":"MAX(MIN(AC$40,$AO493-SUM($Y493:AB493)),0)","v":0},{"$f":"MAX(MIN(AD$40,$AO493-SUM($Y493:AC493)),0)","v":0},{"$f":"MAX(MIN(AE$40,$AO493-SUM($Y493:AD493)),0)","v":0},{"$f":"MAX(MIN(AF$40,$AO493-SUM($Y493:AE493)),0)","v":0},{"$f":"MAX(MIN(AG$40,$AO493-SUM($Y493:AF493)),0)","v":0},{"$f":"MAX(MIN(AH$40,$AO493-SUM($Y493:AG493)),0)","v":0},{"$f":"MAX(MIN(AI$40,$AO493-SUM($Y493:AH493)),0)","v":0},86.450717379179906,0,{"$f":"INDEX(Demand!$C459:$H459,,$AM$13)","v":2.6879607039104365E-4},{"$f":"INDEX(Demand!$K459:$P459,,$AM$13)","v":0},7.2407045009784738,86.450717379179906,79.210012878201425,71.607273152174031,7.602739726027397,447,447,990,89.567979962274052,60,0,29.567979962274052,0,0,0,0,0,0,0,7.6027397260273979,0]
[null,null,null,null,null,null,null,null,null,null,null,null,null,null,null,null,null,null,null,null,null,null,null,0,0,{"$f":"MAX(MIN(Z$40*IF($Z$37=\"Solar\",$AM494,1),$AO494-SUM($Y494:Y494)),0)","v":60},{"$f":"MAX(MIN(AA$40,$AO494-SUM($Y494:Z494)),0)","v":0},{"$f":"MAX(MIN(AB$40,$AO494-SUM($Y494:AA494)),0)","v":26.464461793173768},{"$f":"MAX(MIN(AC$40,$AO494-SUM($Y494:AB494)),0)","v":0},{"$f":"MAX(MIN(AD$40,$AO494-SUM($Y494:AC494)),0)","v":0},{"$f":"MAX(MIN(AE$40,$AO494-SUM($Y494:AD494)),0)","v":0},{"$f":"MAX(MIN(AF$40,$AO494-SUM($Y494:AE494)),0)","v":0},{"$f":"MAX(MIN(AG$40,$AO494-SUM($Y494:AF494)),0)","v":0},{"$f":"MAX(MIN(AH$40,$AO494-SUM($Y494:AG494)),0)","v":0},{"$f":"MAX(MIN(AI$40,$AO494-SUM($Y494:AH494)),0)","v":0},86.464461793173768,0,{"$f":"INDEX(Demand!$C460:$H460,,$AM$13)","v":2.6884766353666627E-4},{"$f":"INDEX(Demand!$K460:$P460,,$AM$13)","v":0},7.2407045009784738,86.464461793173768,79.223757292195302,71.621017566167907,7.602739726027397,448,448,543,89.546315614187591,60,0,29.546315614187591,0,0,0,0,0,0,0,7.6027397260273979,0]
[null,null,null,null,null,null,null,null,null,null,null,null,null,null,null,null,null,null,null,null,null,null,null,{"$f":"IF(MOD(ROW(),1000)=ROW($Y$46),(ROW()-ROW($Y$46)),0)","v":0},0,{"$f":"MAX(MIN(Z$40*IF($Z$37=\"Solar\",$AM495,1),$AO495-SUM($Y495:Y495)),0)","v":60},{"$f":"MAX(MIN(AA$40,$AO495-SUM($Y495:Z495)),0)","v":0},{"$f":"MAX(MIN(AB$40,$AO495-SUM($Y495:AA495)),0)","v":26.470036079260922},{"$f":"MAX(MIN(AC$40,$AO495-SUM($Y495:AB495)),0)","v":0},{"$f":"MAX(MIN(AD$40,$AO495-SUM($Y495:AC495)),0)","v":0},{"$f":"MAX(MIN(AE$40,$AO495-SUM($Y495:AD495)),0)","v":0},{"$f":"MAX(MIN(AF$40,$AO495-SUM($Y495:AE495)),0)","v":0},{"$f":"MAX(MIN(AG$40,$AO495-SUM($Y495:AF495)),0)","v":0},{"$f":"MAX(MIN(AH$40,$AO495-SUM($Y495:AG495)),0)","v":0},{"$f":"MAX(MIN(AI$40,$AO495-SUM($Y495:AH495)),0)","v":0},86.470036079260922,0,{"$f":"INDEX(Demand!$C461:$H461,,$AM$13)","v":2.6886858803399044E-4},{"$f":"INDEX(Demand!$K461:$P461,,$AM$13)","v":0},{"$f":"IF(AP495>0,Centralised_GWh*Support_thousand/(1-Centralised_HeatLoss)*Centralised_HeatLoss/BaseLoadHours,0)","v":7.2407045009784738},86.470036079260922,{"$f":"Centralised_GWh*Support_thousand*((1-Centralised_WWDemand)*AL495+Centralised_WWDemand/8760)","v":79.229331578282455},71.626591852255061,{"$f":"Centralised_GWh*Support_thousand*Centralised_WWDemand/8760","v":7.602739726027397},449,{"$f":"_xlfn.RANK.EQ(AV495,$AV$47:$AV$8806)","v":449},991,89.515926732375476,60,0,29.515926732375476,0,0,0,0,0,0,0,{"$f":"Centralised_GWh*Support_thousand*(Centralised_WWDemand/8760)","v":7.6027397260273979},0]
[null,null,null,null,null,null,null,null,null,null,null,null,null,null,null,null,null,null,null,null,null,null,null,0,0,{"$f":"MAX(MIN(Z$40*IF($Z$37=\"Solar\",$AM496,1),$AO496-SUM($Y496:Y496)),0)","v":60},{"$f":"MAX(MIN(AA$40,$AO496-SUM($Y496:Z496)),0)","v":0},{"$f":"MAX(MIN(AB$40,$AO496-SUM($Y496:AA496)),0)","v":26.480489302594918},{"$f":"MAX(MIN(AC$40,$AO496-SUM($Y496:AB496)),0)","v":0},{"$f":"MAX(MIN(AD$40,$AO496-SUM($Y496:AC496)),0)","v":0},{"$f":"MAX(MIN(AE$40,$AO496-SUM($Y496:AD496)),0)","v":0},{"$f":"MAX(MIN(AF$40,$AO496-SUM($Y496:AE496)),0)","v":0},{"$f":"MAX(MIN(AG$40,$AO496-SUM($Y496:AF496)),0)","v":0},{"$f":"MAX(MIN(AH$40,$AO496-SUM($Y496:AG496)),0)","v":0},{"$f":"MAX(MIN(AI$40,$AO496-SUM($Y496:AH496)),0)","v":0},{"$f":"SUM(Z496:AI496)","v":86.480489302594918},{"$f":"SUM(Z496:AI496)-AJ496","v":0},{"$f":"INDEX(Demand!$C462:$H462,,$AM$13)","v":2.6890782686031923E-4},{"$f":"INDEX(Demand!$K462:$P462,,$AM$13)","v":0},7.2407045009784738,86.480489302594918,79.239784801616452,{"$f":"AP496-AR496","v":71.637045075589057},7.602739726027397,450,450,542,89.51491625486841,60,0,29.51491625486841,0,0,0,0,0,0,0,7.6027397260273979,{"$f":"SUM(AW496:BC496)-AV496","v":0}]
[null,null,null,null,null,null,null,null,null,null,null,null,null,null,null,null,null,null,null,null,null,null,null,0,0,{"$f":"MAX(MIN(Z$40*IF($Z$37=\"Solar\",$AM497,1),$AO497-SUM($Y497:Y497)),0)","v":60},{"$f":"MAX(MIN(AA$40,$AO497-SUM($Y497:Z497)),0)","v":0},{"$f":"MAX(MIN(AB$40,$AO497-SUM($Y497:AA497)),0)","v":26.491744178180795},{"$f":"MAX(MIN(AC$40,$AO497-SUM($Y497:AB497)),0)","v":0},{"$f":"MAX(MIN(AD$40,$AO497-SUM($Y497:AC497)),0)","v":0},{"$f":"MAX(MIN(AE$40,$AO497-SUM($Y497:AD497)),0)","v":0},{"$f":"MAX(MIN(AF$40,$AO497-SUM($Y497:AE497)),0)","v":0},{"$f":"MAX(MIN(AG$40,$AO497-SUM($Y497:AF497)),0)","v":0},{"$f":"MAX(MIN(AH$40,$AO497-SUM($Y497:AG497)),0)","v":0},{"$f":"MAX(MIN(AI$40,$AO497-SUM($Y497:AH497)),0)","v":0},86.491744178180795,0,{"$f":"INDEX(Demand!$C463:$H463,,$AM$13)","v":2.6895007489179779E-4},{"$f":"INDEX(Demand!$K463:$P463,,$AM$13)","v":0},7.2407045009784738,{"$f":"AN497+AP497","v":86.491744178180795},79.251039677202328,71.648299951174934,7.602739726027397,451,451,992,89.502921126198231,60,0,29.502921126198231,0,0,0,0,0,0,0,7.6027397260273979,0]
[null,null,null,null,null,null,null,null,null,null,null,null,null,null,null,null,null,null,null,null,null,null,null,0,0,{"$f":"MAX(MIN(Z$40*IF($Z$37=\"Solar\",$AM498,1),$AO498-SUM($Y498:Y498)),0)","v":60},{"$f":"MAX(MIN(AA$40,$AO498-SUM($Y498:Z498)),0)","v":0},{"$f":"MAX(MIN(AB$40,$AO498-SUM($Y498:AA498)),0)","v":26.531089185643083},{"$f":"MAX(MIN(AC$40,$AO498-SUM($Y498:AB498)),0)","v":0},{"$f":"MAX(MIN(AD$40,$AO498-SUM($Y498:AC498)),0)","v":0},{"$f":"MAX(MIN(AE$40,$AO498-SUM($Y498:AD498)),0)","v":0},{"$f":"MAX(MIN(AF$40,$AO498-SUM($Y498:AE498)),0)","v":0},{"$f":"MAX(MIN(AG$40,$AO498-SUM($Y498:AF498)),0)","v":0},{"$f":"MAX(MIN(AH$40,$AO498-SUM($Y498:AG498)),0)","v":0},{"$f":"MAX(MIN(AI$40,$AO498-SUM($Y498:AH498)),0)","v":0},86.531089185643083,0,{"$f":"INDEX(Demand!$C464:$H464,,$AM$13)","v":2.6909776636125076E-4},{"$f":"INDEX(Demand!$K464:$P464,,$AM$13)","v":0},7.2407045009784738,86.531089185643083,79.290384684664602,71.687644958637208,7.602739726027397,452,452,541,89.489380539803506,60,0,29.489380539803506,0,0,0,0,0,0,0,7.6027397260273979,0]
[null,null,null,null,null,null,null,null,null,null,null,null,null,null,null,null,null,null,null,null,null,null,null,0,0,{"$f":"MAX(MIN(Z$40*IF($Z$37=\"Solar\",$AM499,1),$AO499-SUM($Y499:Y499)),0)","v":60},{"$f":"MAX(MIN(AA$40,$AO499-SUM($Y499:Z499)),0)","v":0},{"$f":"MAX(MIN(AB$40,$AO499-SUM($Y499:AA499)),0)","v":26.561934691629659},{"$f":"MAX(MIN(AC$40,$AO499-SUM($Y499:AB499)),0)","v":0},{"$f":"MAX(MIN(AD$40,$AO499-SUM($Y499:AC499)),0)","v":0},{"$f":"MAX(MIN(AE$40,$AO499-SUM($Y499:AD499)),0)","v":0},{"$f":"MAX(MIN(AF$40,$AO499-SUM($Y499:AE499)),0)","v":0},{"$f":"MAX(MIN(AG$40,$AO499-SUM($Y499:AF499)),0)","v":0},{"$f":"MAX(MIN(AH$40,$AO499-SUM($Y499:AG499)),0)","v":0},{"$f":"MAX(MIN(AI$40,$AO499-SUM($Y499:AH499)),0)","v":0},86.561934691629659,0,{"$f":"INDEX(Demand!$C465:$H465,,$AM$13)","v":2.6921355279513435E-4},{"$f":"INDEX(Demand!$K465:$P465,,$AM$13)","v":0},7.2407045009784738,86.561934691629659,79.321230190651193,71.718490464623798,7.602739726027397,453,453,993,89.472013364385077,60,0,29.472013364385077,0,0,0,0,0,0,0,7.6027397260273979,0]
[null,null,null,null,null,null,null,null,null,null,null,null,null,null,null,null,null,null,null,null,null,null,null,0,0,{"$f":"MAX(MIN(Z$40*IF($Z$37=\"Solar\",$AM500,1),$AO500-SUM($Y500:Y500)),0)","v":60},{"$f":"MAX(MIN(AA$40,$AO500-SUM($Y500:Z500)),0)","v":0},{"$f":"MAX(MIN(AB$40,$AO500-SUM($Y500:AA500)),0)","v":26.604479342748959},{"$f":"MAX(MIN(AC$40,$AO500-SUM($Y500:AB500)),0)","v":0},{"$f":"MAX(MIN(AD$40,$AO500-SUM($Y500:AC500)),0)","v":0},{"$f":"MAX(MIN(AE$40,$AO500-SUM($Y500:AD500)),0)","v":0},{"$f":"MAX(MIN(AF$40,$AO500-SUM($Y500:AE500)),0)","v":0},{"$f":"MAX(MIN(AG$40,$AO500-SUM($Y500:AF500)),0)","v":0},{"$f":"MAX(MIN(AH$40,$AO500-SUM($Y500:AG500)),0)","v":0},{"$f":"MAX(MIN(AI$40,$AO500-SUM($Y500:AH500)),0)","v":0},86.604479342748959,0,{"$f":"INDEX(Demand!$C466:$H466,,$AM$13)","v":2.6937325493897558E-4},{"$f":"INDEX(Demand!$K466:$P466,,$AM$13)","v":0},7.2407045009784738,86.604479342748959,79.363774841770493,71.761035115743098,7.602739726027397,454,454,540,89.463359791465507,60,0,29.463359791465507,0,0,0,0,0,0,0,7.6027397260273979,0]
[null,null,null,null,null,null,null,null,null,null,null,null,null,null,null,null,null,null,null,null,null,null,null,0,0,{"$f":"MAX(MIN(Z$40*IF($Z$37=\"Solar\",$AM510,1),$AO510-SUM($Y510:Y510)),0)","v":60},{"$f":"MAX(MIN(AA$40,$AO510-SUM($Y510:Z510)),0)","v":0},{"$f":"MAX(MIN(AB$40,$AO510-SUM($Y510:AA510)),0)","v":26.95477916752111},{"$f":"MAX(MIN(AC$40,$AO510-SUM($Y510:AB510)),0)","v":0},{"$f":"MAX(MIN(AD$40,$AO510-SUM($Y510:AC510)),0)","v":0},{"$f":"MAX(MIN(AE$40,$AO510-SUM($Y510:AD510)),0)","v":0},{"$f":"MAX(MIN(AF$40,$AO510-SUM($Y510:AE510)),0)","v":0},{"$f":"MAX(MIN(AG$40,$AO510-SUM($Y510:AF510)),0)","v":0},{"$f":"MAX(MIN(AH$40,$AO510-SUM($Y510:AG510)),0)","v":0},{"$f":"MAX(MIN(AI$40,$AO510-SUM($Y510:AH510)),0)","v":0},86.95477916752111,0,{"$f":"INDEX(Demand!$C476:$H476,,$AM$13)","v":2.7068819422115331E-4},{"$f":"INDEX(Demand!$K476:$P476,,$AM$13)","v":0.13027251919585983},7.2407045009784738,86.95477916752111,79.714074666542643,72.111334940515249,7.602739726027397,464,464,535,89.382778406176783,60,0,29.382778406176783,0,0,0,0,0,0,0,7.6027397260273979,0]
[null,null,null,null,null,null,null,null,null,null,null,null,null,null,null,null,null,null,null,null,null,null,null,0,0,{"$f":"MAX(MIN(Z$40*IF($Z$37=\"Solar\",$AM527,1),$AO527-SUM($Y527:Y527)),0)","v":60},{"$f":"MAX(MIN(AA$40,$AO527-SUM($Y527:Z527)),0)","v":0},{"$f":"MAX(MIN(AB$40,$AO527-SUM($Y527:AA527)),0)","v":27.50907197182994},{"$f":"MAX(MIN(AC$40,$AO527-SUM($Y527:AB527)),0)","v":0},{"$f":"MAX(MIN(AD$40,$AO527-SUM($Y527:AC527)),0)","v":0},{"$f":"MAX(MIN(AE$40,$AO527-SUM($Y527:AD527)),0)","v":0},{"$f":"MAX(MIN(AF$40,$AO527-SUM($Y527:AE527)),0)","v":0},{"$f":"MAX(MIN(AG$40,$AO527-SUM($Y527:AF527)),0)","v":0},{"$f":"MAX(MIN(AH$40,$AO527-SUM($Y527:AG527)),0)","v":0},{"$f":"MAX(MIN(AI$40,$AO527-SUM($Y527:AH527)),0)","v":0},87.50907197182994,0,{"$f":"INDEX(Demand!$C493:$H493,,$AM$13)","v":2.727688729160063E-4},{"$f":"INDEX(Demand!$K493:$P493,,$AM$13)","v":0},7.2407045009784738,87.50907197182994,80.268367470851473,72.665627744824079,7.602739726027397,481,481,1007,89.056393034165467,60,0,29.056393034165467,0,0,0,0,0,0,0,7.6027397260273979,0]
[null,null,null,null,null,null,null,null,null,null,null,null,null,null,null,null,null,null,null,null,null,null,null,0,0,{"$f":"MAX(MIN(Z$40*IF($Z$37=\"Solar\",$AM537,1),$AO537-SUM($Y537:Y537)),0)","v":60},{"$f":"MAX(MIN(AA$40,$AO537-SUM($Y537:Z537)),0)","v":0},{"$f":"MAX(MIN(AB$40,$AO537-SUM($Y537:AA537)),0)","v":27.93047235641717},{"$f":"MAX(MIN(AC$40,$AO537-SUM($Y537:AB537)),0)","v":0},{"$f":"MAX(MIN(AD$40,$AO537-SUM($Y537:AC537)),0)","v":0},{"$f":"MAX(MIN(AE$40,$AO537-SUM($Y537:AD537)),0)","v":0},{"$f":"MAX(MIN(AF$40,$AO537-SUM($Y537:AE537)),0)","v":0},{"$f":"MAX(MIN(AG$40,$AO537-SUM($Y537:AF537)),0)","v":0},{"$f":"MAX(MIN(AH$40,$AO537-SUM($Y537:AG537)),0)","v":0},{"$f":"MAX(MIN(AI$40,$AO537-SUM($Y537:AH537)),0)","v":0},87.93047235641717,0,{"$f":"INDEX(Demand!$C503:$H503,,$AM$13)","v":2.7435070619148379E-4},{"$f":"INDEX(Demand!$K503:$P503,,$AM$13)","v":0.60181980133271706},7.2407045009784738,87.93047235641717,80.689767855438689,73.087028129411294,7.602739726027397,491,491,1012,88.73322207304787,60,0,28.73322207304787,0,0,0,0,0,0,0,7.6027397260273979,0]
[null,null,null,null,null,null,null,null,null,null,null,null,null,null,null,null,null,null,null,null,null,null,null,0,0,{"$f":"MAX(MIN(Z$40*IF($Z$37=\"Solar\",$AM562,1),$AO562-SUM($Y562:Y562)),0)","v":60},{"$f":"MAX(MIN(AA$40,$AO562-SUM($Y562:Z562)),0)","v":0},{"$f":"MAX(MIN(AB$40,$AO562-SUM($Y562:AA562)),0)","v":28.590990871779496},{"$f":"MAX(MIN(AC$40,$AO562-SUM($Y562:AB562)),0)","v":0},{"$f":"MAX(MIN(AD$40,$AO562-SUM($Y562:AC562)),0)","v":0},{"$f":"MAX(MIN(AE$40,$AO562-SUM($Y562:AD562)),0)","v":0},{"$f":"MAX(MIN(AF$40,$AO562-SUM($Y562:AE562)),0)","v":0},{"$f":"MAX(MIN(AG$40,$AO562-SUM($Y562:AF562)),0)","v":0},{"$f":"MAX(MIN(AH$40,$AO562-SUM($Y562:AG562)),0)","v":0},{"$f":"MAX(MIN(AI$40,$AO562-SUM($Y562:AH562)),0)","v":0},88.590990871779496,0,{"$f":"INDEX(Demand!$C528:$H528,,$AM$13)","v":2.7683013004794902E-4},{"$f":"INDEX(Demand!$K528:$P528,,$AM$13)","v":0.54865769920285068},7.2407045009784738,88.590990871779496,81.350286370801015,73.747546644773621,7.602739726027397,516,516,509,88.384680107596409,60,0,28.384680107596409,0,0,0,0,0,0,0,7.6027397260273979,0]
[null,null,null,null,null,null,null,null,null,null,null,null,null,null,null,null,null,null,null,null,null,null,null,0,0,{"$f":"MAX(MIN(Z$40*IF($Z$37=\"Solar\",$AM579,1),$AO579-SUM($Y579:Y579)),0)","v":60},{"$f":"MAX(MIN(AA$40,$AO579-SUM($Y579:Z579)),0)","v":0},{"$f":"MAX(MIN(AB$40,$AO579-SUM($Y579:AA579)),0)","v":29.287526985859387},{"$f":"MAX(MIN(AC$40,$AO579-SUM($Y579:AB579)),0)","v":0},{"$f":"MAX(MIN(AD$40,$AO579-SUM($Y579:AC579)),0)","v":0},{"$f":"MAX(MIN(AE$40,$AO579-SUM($Y579:AD579)),0)","v":0},{"$f":"MAX(MIN(AF$40,$AO579-SUM($Y579:AE579)),0)","v":0},{"$f":"MAX(MIN(AG$40,$AO579-SUM($Y579:AF579)),0)","v":0},{"$f":"MAX(MIN(AH$40,$AO579-SUM($Y579:AG579)),0)","v":0},{"$f":"MAX(MIN(AI$40,$AO579-SUM($Y579:AH579)),0)","v":0},89.287526985859387,0,{"$f":"INDEX(Demand!$C545:$H545,,$AM$13)","v":2.7944475510080155E-4},{"$f":"INDEX(Demand!$K545:$P545,,$AM$13)","v":0},7.2407045009784738,89.287526985859387,82.04682248488092,74.444082758853526,7.602739726027397,533,533,1033,88.124067837818188,60,0,28.124067837818188,0,0,0,0,0,0,0,7.6027397260273979,0]
[null,null,null,null,null,null,null,null,null,null,null,null,null,null,null,null,null,null,null,null,null,null,null,0,0,{"$f":"MAX(MIN(Z$40*IF($Z$37=\"Solar\",$AM587,1),$AO587-SUM($Y587:Y587)),0)","v":60},{"$f":"MAX(MIN(AA$40,$AO587-SUM($Y587:Z587)),0)","v":0},{"$f":"MAX(MIN(AB$40,$AO587-SUM($Y587:AA587)),0)","v":29.489380539803506},{"$f":"MAX(MIN(AC$40,$AO587-SUM($Y587:AB587)),0)","v":0},{"$f":"MAX(MIN(AD$40,$AO587-SUM($Y587:AC587)),0)","v":0},{"$f":"MAX(MIN(AE$40,$AO587-SUM($Y587:AD587)),0)","v":0},{"$f":"MAX(MIN(AF$40,$AO587-SUM($Y587:AE587)),0)","v":0},{"$f":"MAX(MIN(AG$40,$AO587-SUM($Y587:AF587)),0)","v":0},{"$f":"MAX(MIN(AH$40,$AO587-SUM($Y587:AG587)),0)","v":0},{"$f":"MAX(MIN(AI$40,$AO587-SUM($Y587:AH587)),0)","v":0},89.489380539803506,0,{"$f":"INDEX(Demand!$C553:$H553,,$AM$13)","v":2.8020246363662775E-4},{"$f":"INDEX(Demand!$K553:$P553,,$AM$13)","v":0.4149124488392284},7.2407045009784738,89.489380539803506,82.248676038825025,74.64593631279763,7.602739726027397,541,541,1037,88.024278018967237,60,0,28.024278018967237,0,0,0,0,0,0,0,7.6027397260273979,0]
[null,null,null,null,null,null,null,null,null,null,null,null,null,null,null,null,null,null,null,null,null,null,null,0,0,{"$f":"MAX(MIN(Z$40*IF($Z$37=\"Solar\",$AM614,1),$AO614-SUM($Y614:Y614)),0)","v":60},{"$f":"MAX(MIN(AA$40,$AO614-SUM($Y614:Z614)),0)","v":0},{"$f":"MAX(MIN(AB$40,$AO614-SUM($Y614:AA614)),0)","v":30.56054438052854},{"$f":"MAX(MIN(AC$40,$AO614-SUM($Y614:AB614)),0)","v":0},{"$f":"MAX(MIN(AD$40,$AO614-SUM($Y614:AC614)),0)","v":0},{"$f":"MAX(MIN(AE$40,$AO614-SUM($Y614:AD614)),0)","v":0},{"$f":"MAX(MIN(AF$40,$AO614-SUM($Y614:AE614)),0)","v":0},{"$f":"MAX(MIN(AG$40,$AO614-SUM($Y614:AF614)),0)","v":0},{"$f":"MAX(MIN(AH$40,$AO614-SUM($Y614:AG614)),0)","v":0},{"$f":"MAX(MIN(AI$40,$AO614-SUM($Y614:AH614)),0)","v":0},90.56054438052854,0,{"$f":"INDEX(Demand!$C580:$H580,,$AM$13)","v":2.8422334892463463E-4},{"$f":"INDEX(Demand!$K580:$P580,,$AM$13)","v":0},7.2407045009784738,90.56054438052854,83.319839879550074,75.717100153522679,7.602739726027397,568,568,483,87.620598214656809,60,0,27.620598214656809,0,0,0,0,0,0,0,7.6027397260273979,0]
[null,null,null,null,null,null,null,null,null,null,null,null,null,null,null,null,null,null,null,null,null,null,null,0,0,{"$f":"MAX(MIN(Z$40*IF($Z$37=\"Solar\",$AM615,1),$AO615-SUM($Y615:Y615)),0)","v":60},{"$f":"MAX(MIN(AA$40,$AO615-SUM($Y615:Z615)),0)","v":0},{"$f":"MAX(MIN(AB$40,$AO615-SUM($Y615:AA615)),0)","v":30.579450565421098},{"$f":"MAX(MIN(AC$40,$AO615-SUM($Y615:AB615)),0)","v":0},{"$f":"MAX(MIN(AD$40,$AO615-SUM($Y615:AC615)),0)","v":0},{"$f":"MAX(MIN(AE$40,$AO615-SUM($Y615:AD615)),0)","v":0},{"$f":"MAX(MIN(AF$40,$AO615-SUM($Y615:AE615)),0)","v":0},{"$f":"MAX(MIN(AG$40,$AO615-SUM($Y615:AF615)),0)","v":0},{"$f":"MAX(MIN(AH$40,$AO615-SUM($Y615:AG615)),0)","v":0},{"$f":"MAX(MIN(AI$40,$AO615-SUM($Y615:AH615)),0)","v":0},90.579450565421098,0,{"$f":"INDEX(Demand!$C581:$H581,,$AM$13)","v":2.8429431808714423E-4},{"$f":"INDEX(Demand!$K581:$P581,,$AM$13)","v":0},7.2407045009784738,90.579450565421098,83.338746064442631,75.736006338415237,7.602739726027397,569,569,1051,87.615463721946412,60,0,27.615463721946412,0,0,0,0,0,0,0,7.6027397260273979,0]
[null,null,null,null,null,null,null,null,null,null,null,null,null,null,null,null,null,null,null,null,null,null,null,0,0,{"$f":"MAX(MIN(Z$40*IF($Z$37=\"Solar\",$AM638,1),$AO638-SUM($Y638:Y638)),0)","v":60},{"$f":"MAX(MIN(AA$40,$AO638-SUM($Y638:Z638)),0)","v":0},{"$f":"MAX(MIN(AB$40,$AO638-SUM($Y638:AA638)),0)","v":31.630973163501181},{"$f":"MAX(MIN(AC$40,$AO638-SUM($Y638:AB638)),0)","v":0},{"$f":"MAX(MIN(AD$40,$AO638-SUM($Y638:AC638)),0)","v":0},{"$f":"MAX(MIN(AE$40,$AO638-SUM($Y638:AD638)),0)","v":0},{"$f":"MAX(MIN(AF$40,$AO638-SUM($Y638:AE638)),0)","v":0},{"$f":"MAX(MIN(AG$40,$AO638-SUM($Y638:AF638)),0)","v":0},{"$f":"MAX(MIN(AH$40,$AO638-SUM($Y638:AG638)),0)","v":0},{"$f":"MAX(MIN(AI$40,$AO638-SUM($Y638:AH638)),0)","v":0},91.630973163501181,0,{"$f":"INDEX(Demand!$C604:$H604,,$AM$13)","v":2.882414749868443E-4},{"$f":"INDEX(Demand!$K604:$P604,,$AM$13)","v":0},7.2407045009784738,91.630973163501181,84.390268662522715,76.78752893649532,7.602739726027397,592,592,471,87.18843511203562,60,0,27.18843511203562,0,0,0,0,0,0,0,7.6027397260273979,0]
[null,null,null,null,null,null,null,null,null,null,null,null,null,null,null,null,null,null,null,null,null,null,null,0,0,{"$f":"MAX(MIN(Z$40*IF($Z$37=\"Solar\",$AM650,1),$AO650-SUM($Y650:Y650)),0)","v":60},{"$f":"MAX(MIN(AA$40,$AO650-SUM($Y650:Z650)),0)","v":0},{"$f":"MAX(MIN(AB$40,$AO650-SUM($Y650:AA650)),0)","v":32.022258307648855},{"$f":"MAX(MIN(AC$40,$AO650-SUM($Y650:AB650)),0)","v":0},{"$f":"MAX(MIN(AD$40,$AO650-SUM($Y650:AC650)),0)","v":0},{"$f":"MAX(MIN(AE$40,$AO650-SUM($Y650:AD650)),0)","v":0},{"$f":"MAX(MIN(AF$40,$AO650-SUM($Y650:AE650)),0)","v":0},{"$f":"MAX(MIN(AG$40,$AO650-SUM($Y650:AF650)),0)","v":0},{"$f":"MAX(MIN(AH$40,$AO650-SUM($Y650:AG650)),0)","v":0},{"$f":"MAX(MIN(AI$40,$AO650-SUM($Y650:AH650)),0)","v":0},92.022258307648855,0,{"$f":"INDEX(Demand!$C616:$H616,,$AM$13)","v":2.8971026306547667E-4},{"$f":"INDEX(Demand!$K616:$P616,,$AM$13)","v":0},7.2407045009784738,92.022258307648855,84.781553806670388,77.178814080642994,7.602739726027397,604,604,465,87.033450266903344,60,0,27.033450266903344,0,0,0,0,0,0,0,7.6027397260273979,0]
[null,null,null,null,null,null,null,null,null,null,null,null,null,null,null,null,null,null,null,null,null,null,null,0,0,{"$f":"MAX(MIN(Z$40*IF($Z$37=\"Solar\",$AM671,1),$AO671-SUM($Y671:Y671)),0)","v":60},{"$f":"MAX(MIN(AA$40,$AO671-SUM($Y671:Z671)),0)","v":0},{"$f":"MAX(MIN(AB$40,$AO671-SUM($Y671:AA671)),0)","v":32.749908592631471},{"$f":"MAX(MIN(AC$40,$AO671-SUM($Y671:AB671)),0)","v":0},{"$f":"MAX(MIN(AD$40,$AO671-SUM($Y671:AC671)),0)","v":0},{"$f":"MAX(MIN(AE$40,$AO671-SUM($Y671:AD671)),0)","v":0},{"$f":"MAX(MIN(AF$40,$AO671-SUM($Y671:AE671)),0)","v":0},{"$f":"MAX(MIN(AG$40,$AO671-SUM($Y671:AF671)),0)","v":0},{"$f":"MAX(MIN(AH$40,$AO671-SUM($Y671:AG671)),0)","v":0},{"$f":"MAX(MIN(AI$40,$AO671-SUM($Y671:AH671)),0)","v":0},92.749908592631471,0,{"$f":"INDEX(Demand!$C637:$H637,,$AM$13)","v":2.9244168305415013E-4},{"$f":"INDEX(Demand!$K637:$P637,,$AM$13)","v":0},7.2407045009784738,92.749908592631471,85.509204091653004,77.90646436562561,7.602739726027397,625,625,1079,86.621314003023514,60,0,26.621314003023514,0,0,0,0,0,0,0,7.6027397260273979,0]
[null,null,null,null,null,null,null,null,null,null,null,null,null,null,null,null,null,null,null,null,null,null,null,0,0,{"$f":"MAX(MIN(Z$40*IF($Z$37=\"Solar\",$AM685,1),$AO685-SUM($Y685:Y685)),0)","v":60},{"$f":"MAX(MIN(AA$40,$AO685-SUM($Y685:Z685)),0)","v":0},{"$f":"MAX(MIN(AB$40,$AO685-SUM($Y685:AA685)),0)","v":33.388988386067666},{"$f":"MAX(MIN(AC$40,$AO685-SUM($Y685:AB685)),0)","v":0},{"$f":"MAX(MIN(AD$40,$AO685-SUM($Y685:AC685)),0)","v":0},{"$f":"MAX(MIN(AE$40,$AO685-SUM($Y685:AD685)),0)","v":0},{"$f":"MAX(MIN(AF$40,$AO685-SUM($Y685:AE685)),0)","v":0},{"$f":"MAX(MIN(AG$40,$AO685-SUM($Y685:AF685)),0)","v":0},{"$f":"MAX(MIN(AH$40,$AO685-SUM($Y685:AG685)),0)","v":0},{"$f":"MAX(MIN(AI$40,$AO685-SUM($Y685:AH685)),0)","v":0},93.388988386067666,0,{"$f":"INDEX(Demand!$C651:$H651,,$AM$13)","v":2.9484063122770941E-4},{"$f":"INDEX(Demand!$K651:$P651,,$AM$13)","v":0},7.2407045009784738,93.388988386067666,86.148283885089199,78.545544159061805,7.602739726027397,639,639,1086,86.451217260534264,60,0,26.451217260534264,0,0,0,0,0,0,0,7.6027397260273979,0]
[null,null,null,null,null,null,null,null,null,null,null,null,null,null,null,null,null,null,null,null,null,null,null,0,0,{"$f":"MAX(MIN(Z$40*IF($Z$37=\"Solar\",$AM702,1),$AO702-SUM($Y702:Y702)),0)","v":60},{"$f":"MAX(MIN(AA$40,$AO702-SUM($Y702:Z702)),0)","v":0},{"$f":"MAX(MIN(AB$40,$AO702-SUM($Y702:AA702)),0)","v":34.03848019409881},{"$f":"MAX(MIN(AC$40,$AO702-SUM($Y702:AB702)),0)","v":0},{"$f":"MAX(MIN(AD$40,$AO702-SUM($Y702:AC702)),0)","v":0},{"$f":"MAX(MIN(AE$40,$AO702-SUM($Y702:AD702)),0)","v":0},{"$f":"MAX(MIN(AF$40,$AO702-SUM($Y702:AE702)),0)","v":0},{"$f":"MAX(MIN(AG$40,$AO702-SUM($Y702:AF702)),0)","v":0},{"$f":"MAX(MIN(AH$40,$AO702-SUM($Y702:AG702)),0)","v":0},{"$f":"MAX(MIN(AI$40,$AO702-SUM($Y702:AH702)),0)","v":0},94.03848019409881,0,{"$f":"INDEX(Demand!$C668:$H668,,$AM$13)","v":2.9727866354013857E-4},{"$f":"INDEX(Demand!$K668:$P668,,$AM$13)","v":0},7.2407045009784738,94.03848019409881,86.797775693120329,79.195035967092934,7.602739726027397,656,656,439,86.209932872598074,60,0,26.209932872598074,0,0,0,0,0,0,0,7.6027397260273979,0]
[null,null,null,null,null,null,null,null,null,null,null,null,null,null,null,null,null,null,null,null,null,null,null,0,0,{"$f":"MAX(MIN(Z$40*IF($Z$37=\"Solar\",$AM721,1),$AO721-SUM($Y721:Y721)),0)","v":60},{"$f":"MAX(MIN(AA$40,$AO721-SUM($Y721:Z721)),0)","v":0},{"$f":"MAX(MIN(AB$40,$AO721-SUM($Y721:AA721)),0)","v":35.096464093559376},{"$f":"MAX(MIN(AC$40,$AO721-SUM($Y721:AB721)),0)","v":0},{"$f":"MAX(MIN(AD$40,$AO721-SUM($Y721:AC721)),0)","v":0},{"$f":"MAX(MIN(AE$40,$AO721-SUM($Y721:AD721)),0)","v":0},{"$f":"MAX(MIN(AF$40,$AO721-SUM($Y721:AE721)),0)","v":0},{"$f":"MAX(MIN(AG$40,$AO721-SUM($Y721:AF721)),0)","v":0},{"$f":"MAX(MIN(AH$40,$AO721-SUM($Y721:AG721)),0)","v":0},{"$f":"MAX(MIN(AI$40,$AO721-SUM($Y721:AH721)),0)","v":0},95.096464093559376,0,{"$f":"INDEX(Demand!$C687:$H687,,$AM$13)","v":3.0125007457414984E-4},{"$f":"INDEX(Demand!$K687:$P687,,$AM$13)","v":0},7.2407045009784738,95.096464093559376,87.85575959258091,80.253019866553515,7.602739726027397,675,675,1104,85.913072460676176,60,0,25.913072460676176,0,0,0,0,0,0,0,7.6027397260273979,0]
[null,null,null,null,null,null,null,null,null,null,null,null,null,null,null,null,null,null,null,null,null,null,null,0,0,{"$f":"MAX(MIN(Z$40*IF($Z$37=\"Solar\",$AM737,1),$AO737-SUM($Y737:Y737)),0)","v":60},{"$f":"MAX(MIN(AA$40,$AO737-SUM($Y737:Z737)),0)","v":0},{"$f":"MAX(MIN(AB$40,$AO737-SUM($Y737:AA737)),0)","v":36.093708114864512},{"$f":"MAX(MIN(AC$40,$AO737-SUM($Y737:AB737)),0)","v":0},{"$f":"MAX(MIN(AD$40,$AO737-SUM($Y737:AC737)),0)","v":0},{"$f":"MAX(MIN(AE$40,$AO737-SUM($Y737:AD737)),0)","v":0},{"$f":"MAX(MIN(AF$40,$AO737-SUM($Y737:AE737)),0)","v":0},{"$f":"MAX(MIN(AG$40,$AO737-SUM($Y737:AF737)),0)","v":0},{"$f":"MAX(MIN(AH$40,$AO737-SUM($Y737:AG737)),0)","v":0},{"$f":"MAX(MIN(AI$40,$AO737-SUM($Y737:AH737)),0)","v":0},96.093708114864512,0,{"$f":"INDEX(Demand!$C703:$H703,,$AM$13)","v":3.049934830625324E-4},{"$f":"INDEX(Demand!$K703:$P703,,$AM$13)","v":0},7.2407045009784738,96.093708114864512,88.853003613886031,81.250263887858637,7.602739726027397,691,691,1112,85.754310946867292,60,0,25.754310946867292,0,0,0,0,0,0,0,7.6027397260273979,0]
[null,null,null,null,null,null,null,null,null,null,null,null,null,null,null,null,null,null,null,null,null,null,null,0,0,{"$f":"MAX(MIN(Z$40*IF($Z$37=\"Solar\",$AM754,1),$AO754-SUM($Y754:Y754)),0)","v":60},{"$f":"MAX(MIN(AA$40,$AO754-SUM($Y754:Z754)),0)","v":0},{"$f":"MAX(MIN(AB$40,$AO754-SUM($Y754:AA754)),0)","v":37.183830288693912},{"$f":"MAX(MIN(AC$40,$AO754-SUM($Y754:AB754)),0)","v":0},{"$f":"MAX(MIN(AD$40,$AO754-SUM($Y754:AC754)),0)","v":0},{"$f":"MAX(MIN(AE$40,$AO754-SUM($Y754:AD754)),0)","v":0},{"$f":"MAX(MIN(AF$40,$AO754-SUM($Y754:AE754)),0)","v":0},{"$f":"MAX(MIN(AG$40,$AO754-SUM($Y754:AF754)),0)","v":0},{"$f":"MAX(MIN(AH$40,$AO754-SUM($Y754:AG754)),0)","v":0},{"$f":"MAX(MIN(AI$40,$AO754-SUM($Y754:AH754)),0)","v":0},97.183830288693912,0,{"$f":"INDEX(Demand!$C720:$H720,,$AM$13)","v":3.0908553326459471E-4},{"$f":"INDEX(Demand!$K720:$P720,,$AM$13)","v":0.43436199839893574},7.2407045009784738,97.183830288693912,89.943125787715431,82.340386061688037,7.602739726027397,708,708,413,85.413049825551354,60,0,25.413049825551354,0,0,0,0,0,0,0,7.6027397260273979,0]
[null,null,null,null,null,null,null,null,null,null,null,null,null,null,null,null,null,null,null,null,null,null,null,0,0,{"$f":"MAX(MIN(Z$40*IF($Z$37=\"Solar\",$AM772,1),$AO772-SUM($Y772:Y772)),0)","v":60},{"$f":"MAX(MIN(AA$40,$AO772-SUM($Y772:Z772)),0)","v":0},{"$f":"MAX(MIN(AB$40,$AO772-SUM($Y772:AA772)),0)","v":38.82349340989046},{"$f":"MAX(MIN(AC$40,$AO772-SUM($Y772:AB772)),0)","v":0},{"$f":"MAX(MIN(AD$40,$AO772-SUM($Y772:AC772)),0)","v":0},{"$f":"MAX(MIN(AE$40,$AO772-SUM($Y772:AD772)),0)","v":0},{"$f":"MAX(MIN(AF$40,$AO772-SUM($Y772:AE772)),0)","v":0},{"$f":"MAX(MIN(AG$40,$AO772-SUM($Y772:AF772)),0)","v":0},{"$f":"MAX(MIN(AH$40,$AO772-SUM($Y772:AG772)),0)","v":0},{"$f":"MAX(MIN(AI$40,$AO772-SUM($Y772:AH772)),0)","v":0},98.82349340989046,0,{"$f":"INDEX(Demand!$C738:$H738,,$AM$13)","v":3.1524042486067789E-4},{"$f":"INDEX(Demand!$K738:$P738,,$AM$13)","v":0},7.2407045009784738,98.82349340989046,91.582788908911994,83.980049182884599,7.602739726027397,726,726,404,85.162598015936055,60,0,25.162598015936055,0,0,0,0,0,0,0,7.6027397260273979,0]
[null,null,null,null,null,null,null,null,null,null,null,null,null,null,null,null,null,null,null,null,null,null,null,0,0,{"$f":"MAX(MIN(Z$40*IF($Z$37=\"Solar\",$AM789,1),$AO789-SUM($Y789:Y789)),0)","v":60},{"$f":"MAX(MIN(AA$40,$AO789-SUM($Y789:Z789)),0)","v":0},{"$f":"MAX(MIN(AB$40,$AO789-SUM($Y789:AA789)),0)","v":40.846780172931659},{"$f":"MAX(MIN(AC$40,$AO789-SUM($Y789:AB789)),0)","v":0},{"$f":"MAX(MIN(AD$40,$AO789-SUM($Y789:AC789)),0)","v":0},{"$f":"MAX(MIN(AE$40,$AO789-SUM($Y789:AD789)),0)","v":0},{"$f":"MAX(MIN(AF$40,$AO789-SUM($Y789:AE789)),0)","v":0},{"$f":"MAX(MIN(AG$40,$AO789-SUM($Y789:AF789)),0)","v":0},{"$f":"MAX(MIN(AH$40,$AO789-SUM($Y789:AG789)),0)","v":0},{"$f":"MAX(MIN(AI$40,$AO789-SUM($Y789:AH789)),0)","v":0},100.84678017293166,0,{"$f":"INDEX(Demand!$C755:$H755,,$AM$13)","v":3.2283534514236407E-4},{"$f":"INDEX(Demand!$K755:$P755,,$AM$13)","v":0},7.2407045009784738,100.84678017293166,93.606075671953192,86.003335945925798,7.602739726027397,743,743,1138,84.902218471482797,60,0,24.902218471482797,0,0,0,0,0,0,0,7.6027397260273979,0]
[null,null,null,null,null,null,null,null,null,null,null,null,null,null,null,null,null,null,null,null,null,null,null,0,0,{"$f":"MAX(MIN(Z$40*IF($Z$37=\"Solar\",$AM806,1),$AO806-SUM($Y806:Y806)),0)","v":60},{"$f":"MAX(MIN(AA$40,$AO806-SUM($Y806:Z806)),0)","v":0},{"$f":"MAX(MIN(AB$40,$AO806-SUM($Y806:AA806)),0)","v":54.924070808296847},{"$f":"MAX(MIN(AC$40,$AO806-SUM($Y806:AB806)),0)","v":0},{"$f":"MAX(MIN(AD$40,$AO806-SUM($Y806:AC806)),0)","v":0},{"$f":"MAX(MIN(AE$40,$AO806-SUM($Y806:AD806)),0)","v":0},{"$f":"MAX(MIN(AF$40,$AO806-SUM($Y806:AE806)),0)","v":0},{"$f":"MAX(MIN(AG$40,$AO806-SUM($Y806:AF806)),0)","v":0},{"$f":"MAX(MIN(AH$40,$AO806-SUM($Y806:AG806)),0)","v":0},{"$f":"MAX(MIN(AI$40,$AO806-SUM($Y806:AH806)),0)","v":0},114.92407080829685,0,{"$f":"INDEX(Demand!$C772:$H772,,$AM$13)","v":3.7567802770754872E-4},{"$f":"INDEX(Demand!$K772:$P772,,$AM$13)","v":0},7.2407045009784738,114.92407080829685,107.68336630731838,100.08062658129099,7.602739726027397,760,760,387,84.703144430697193,60,0,24.703144430697193,0,0,0,0,0,0,0,7.6027397260273979,0]
[null,null,null,null,null,null,null,null,null,null,null,null,null,null,null,null,null,null,null,null,null,null,null,0,0,{"$f":"MAX(MIN(Z$40*IF($Z$37=\"Solar\",$AM822,1),$AO822-SUM($Y822:Y822)),0)","v":60},{"$f":"MAX(MIN(AA$40,$AO822-SUM($Y822:Z822)),0)","v":0},{"$f":"MAX(MIN(AB$40,$AO822-SUM($Y822:AA822)),0)","v":51.800024174856389},{"$f":"MAX(MIN(AC$40,$AO822-SUM($Y822:AB822)),0)","v":0},{"$f":"MAX(MIN(AD$40,$AO822-SUM($Y822:AC822)),0)","v":0},{"$f":"MAX(MIN(AE$40,$AO822-SUM($Y822:AD822)),0)","v":0},{"$f":"MAX(MIN(AF$40,$AO822-SUM($Y822:AE822)),0)","v":0},{"$f":"MAX(MIN(AG$40,$AO822-SUM($Y822:AF822)),0)","v":0},{"$f":"MAX(MIN(AH$40,$AO822-SUM($Y822:AG822)),0)","v":0},{"$f":"MAX(MIN(AI$40,$AO822-SUM($Y822:AH822)),0)","v":0},111.80002417485639,0,{"$f":"INDEX(Demand!$C788:$H788,,$AM$13)","v":3.6395112593036981E-4},{"$f":"INDEX(Demand!$K788:$P788,,$AM$13)","v":0.35973210359562985},7.2407045009784738,111.80002417485639,104.55931967387792,96.956579947850528,7.602739726027397,776,776,379,84.395263603120696,60,0,24.395263603120696,0,0,0,0,0,0,0,7.6027397260273979,0]
[null,null,null,null,null,null,null,null,null,null,null,null,null,null,null,null,null,null,null,null,null,null,null,0,0,{"$f":"MAX(MIN(Z$40*IF($Z$37=\"Solar\",$AM841,1),$AO841-SUM($Y841:Y841)),0)","v":60},{"$f":"MAX(MIN(AA$40,$AO841-SUM($Y841:Z841)),0)","v":0},{"$f":"MAX(MIN(AB$40,$AO841-SUM($Y841:AA841)),0)","v":40.152757990723785},{"$f":"MAX(MIN(AC$40,$AO841-SUM($Y841:AB841)),0)","v":0},{"$f":"MAX(MIN(AD$40,$AO841-SUM($Y841:AC841)),0)","v":0},{"$f":"MAX(MIN(AE$40,$AO841-SUM($Y841:AD841)),0)","v":0},{"$f":"MAX(MIN(AF$40,$AO841-SUM($Y841:AE841)),0)","v":0},{"$f":"MAX(MIN(AG$40,$AO841-SUM($Y841:AF841)),0)","v":0},{"$f":"MAX(MIN(AH$40,$AO841-SUM($Y841:AG841)),0)","v":0},{"$f":"MAX(MIN(AI$40,$AO841-SUM($Y841:AH841)),0)","v":0},100.15275799072379,0,{"$f":"INDEX(Demand!$C807:$H807,,$AM$13)","v":3.2023015677071285E-4},{"$f":"INDEX(Demand!$K807:$P807,,$AM$13)","v":0},7.2407045009784738,100.15275799072379,92.912053489745318,85.309313763717924,7.602739726027397,795,795,1164,84.000957759780647,60,0,24.000957759780647,0,0,0,0,0,0,0,7.6027397260273979,0]
[null,null,null,null,null,null,null,null,null,null,null,null,null,null,null,null,null,null,null,null,null,null,null,0,0,{"$f":"MAX(MIN(Z$40*IF($Z$37=\"Solar\",$AM856,1),$AO856-SUM($Y856:Y856)),0)","v":60},{"$f":"MAX(MIN(AA$40,$AO856-SUM($Y856:Z856)),0)","v":0},{"$f":"MAX(MIN(AB$40,$AO856-SUM($Y856:AA856)),0)","v":38.565740328117556},{"$f":"MAX(MIN(AC$40,$AO856-SUM($Y856:AB856)),0)","v":0},{"$f":"MAX(MIN(AD$40,$AO856-SUM($Y856:AC856)),0)","v":0},{"$f":"MAX(MIN(AE$40,$AO856-SUM($Y856:AD856)),0)","v":0},{"$f":"MAX(MIN(AF$40,$AO856-SUM($Y856:AE856)),0)","v":0},{"$f":"MAX(MIN(AG$40,$AO856-SUM($Y856:AF856)),0)","v":0},{"$f":"MAX(MIN(AH$40,$AO856-SUM($Y856:AG856)),0)","v":0},{"$f":"MAX(MIN(AI$40,$AO856-SUM($Y856:AH856)),0)","v":0},98.565740328117556,0,{"$f":"INDEX(Demand!$C822:$H822,,$AM$13)","v":3.1427288326243117E-4},{"$f":"INDEX(Demand!$K822:$P822,,$AM$13)","v":0},7.2407045009784738,98.565740328117556,91.325035827139075,83.722296101111681,7.602739726027397,810,810,362,83.760604704339869,60,0,23.760604704339869,0,0,0,0,0,0,0,7.6027397260273979,0]
[null,null,null,null,null,null,null,null,null,null,null,null,null,null,null,null,null,null,null,null,null,null,null,0,0,{"$f":"MAX(MIN(Z$40*IF($Z$37=\"Solar\",$AM876,1),$AO876-SUM($Y876:Y876)),0)","v":60},{"$f":"MAX(MIN(AA$40,$AO876-SUM($Y876:Z876)),0)","v":0},{"$f":"MAX(MIN(AB$40,$AO876-SUM($Y876:AA876)),0)","v":36.926285865361081},{"$f":"MAX(MIN(AC$40,$AO876-SUM($Y876:AB876)),0)","v":0},{"$f":"MAX(MIN(AD$40,$AO876-SUM($Y876:AC876)),0)","v":0},{"$f":"MAX(MIN(AE$40,$AO876-SUM($Y876:AD876)),0)","v":0},{"$f":"MAX(MIN(AF$40,$AO876-SUM($Y876:AE876)),0)","v":0},{"$f":"MAX(MIN(AG$40,$AO876-SUM($Y876:AF876)),0)","v":0},{"$f":"MAX(MIN(AH$40,$AO876-SUM($Y876:AG876)),0)","v":0},{"$f":"MAX(MIN(AI$40,$AO876-SUM($Y876:AH876)),0)","v":0},96.926285865361081,0,{"$f":"INDEX(Demand!$C842:$H842,,$AM$13)","v":3.0811877491875077E-4},{"$f":"INDEX(Demand!$K842:$P842,,$AM$13)","v":0.19788930105647698},7.2407045009784738,96.926285865361081,89.685581364382614,82.08284163835522,7.602739726027397,830,830,352,83.47841762134226,60,0,23.47841762134226,0,0,0,0,0,0,0,7.6027397260273979,0]
[null,null,null,null,null,null,null,null,null,null,null,null,null,null,null,null,null,null,null,null,null,null,null,0,0,{"$f":"MAX(MIN(Z$40*IF($Z$37=\"Solar\",$AM877,1),$AO877-SUM($Y877:Y877)),0)","v":60},{"$f":"MAX(MIN(AA$40,$AO877-SUM($Y877:Z877)),0)","v":0},{"$f":"MAX(MIN(AB$40,$AO877-SUM($Y877:AA877)),0)","v":36.907733907668245},{"$f":"MAX(MIN(AC$40,$AO877-SUM($Y877:AB877)),0)","v":0},{"$f":"MAX(MIN(AD$40,$AO877-SUM($Y877:AC877)),0)","v":0},{"$f":"MAX(MIN(AE$40,$AO877-SUM($Y877:AD877)),0)","v":0},{"$f":"MAX(MIN(AF$40,$AO877-SUM($Y877:AE877)),0)","v":0},{"$f":"MAX(MIN(AG$40,$AO877-SUM($Y877:AF877)),0)","v":0},{"$f":"MAX(MIN(AH$40,$AO877-SUM($Y877:AG877)),0)","v":0},{"$f":"MAX(MIN(AI$40,$AO877-SUM($Y877:AH877)),0)","v":0},96.907733907668245,0,{"$f":"INDEX(Demand!$C843:$H843,,$AM$13)","v":3.080491354379218E-4},{"$f":"INDEX(Demand!$K843:$P843,,$AM$13)","v":2.215557384627528E-2},7.2407045009784738,96.907733907668245,89.667029406689764,82.06428968066237,7.602739726027397,831,831,1182,83.475237001839588,60,0,23.475237001839588,0,0,0,0,0,0,0,7.6027397260273979,0]
[null,null,null,null,null,null,null,null,null,null,null,null,null,null,null,null,null,null,null,null,null,null,null,0,0,{"$f":"MAX(MIN(Z$40*IF($Z$37=\"Solar\",$AM906,1),$AO906-SUM($Y906:Y906)),0)","v":60},{"$f":"MAX(MIN(AA$40,$AO906-SUM($Y906:Z906)),0)","v":0},{"$f":"MAX(MIN(AB$40,$AO906-SUM($Y906:AA906)),0)","v":34.952265455784044},{"$f":"MAX(MIN(AC$40,$AO906-SUM($Y906:AB906)),0)","v":0},{"$f":"MAX(MIN(AD$40,$AO906-SUM($Y906:AC906)),0)","v":0},{"$f":"MAX(MIN(AE$40,$AO906-SUM($Y906:AD906)),0)","v":0},{"$f":"MAX(MIN(AF$40,$AO906-SUM($Y906:AE906)),0)","v":0},{"$f":"MAX(MIN(AG$40,$AO906-SUM($Y906:AF906)),0)","v":0},{"$f":"MAX(MIN(AH$40,$AO906-SUM($Y906:AG906)),0)","v":0},{"$f":"MAX(MIN(AI$40,$AO906-SUM($Y906:AH906)),0)","v":0},94.952265455784044,0,{"$f":"INDEX(Demand!$C872:$H872,,$AM$13)","v":3.0070878839631439E-4},{"$f":"INDEX(Demand!$K872:$P872,,$AM$13)","v":0},7.2407045009784738,94.952265455784044,87.711560954805563,80.108821228778169,7.602739726027397,860,860,337,83.017956670101654,60,0,23.017956670101654,0,0,0,0,0,0,0,7.6027397260273979,0]
[null,null,null,null,null,null,null,null,null,null,null,null,null,null,null,null,null,null,null,null,null,null,null,0,0,{"$f":"MAX(MIN(Z$40*IF($Z$37=\"Solar\",$AM912,1),$AO912-SUM($Y912:Y912)),0)","v":60},{"$f":"MAX(MIN(AA$40,$AO912-SUM($Y912:Z912)),0)","v":0},{"$f":"MAX(MIN(AB$40,$AO912-SUM($Y912:AA912)),0)","v":34.625879866921281},{"$f":"MAX(MIN(AC$40,$AO912-SUM($Y912:AB912)),0)","v":0},{"$f":"MAX(MIN(AD$40,$AO912-SUM($Y912:AC912)),0)","v":0},{"$f":"MAX(MIN(AE$40,$AO912-SUM($Y912:AD912)),0)","v":0},{"$f":"MAX(MIN(AF$40,$AO912-SUM($Y912:AE912)),0)","v":0},{"$f":"MAX(MIN(AG$40,$AO912-SUM($Y912:AF912)),0)","v":0},{"$f":"MAX(MIN(AH$40,$AO912-SUM($Y912:AG912)),0)","v":0},{"$f":"MAX(MIN(AI$40,$AO912-SUM($Y912:AH912)),0)","v":0},94.625879866921281,0,{"$f":"INDEX(Demand!$C878:$H878,,$AM$13)","v":2.9948361726694976E-4},{"$f":"INDEX(Demand!$K878:$P878,,$AM$13)","v":0},7.2407045009784738,94.625879866921281,87.385175365942814,79.78243563991542,7.602739726027397,866,866,334,82.944599324708037,60,0,22.944599324708037,0,0,0,0,0,0,0,7.6027397260273979,0]
[null,null,null,null,null,null,null,null,null,null,null,null,null,null,null,null,null,null,null,null,null,null,null,0,0,{"$f":"MAX(MIN(Z$40*IF($Z$37=\"Solar\",$AM929,1),$AO929-SUM($Y929:Y929)),0)","v":60},{"$f":"MAX(MIN(AA$40,$AO929-SUM($Y929:Z929)),0)","v":0},{"$f":"MAX(MIN(AB$40,$AO929-SUM($Y929:AA929)),0)","v":33.885300759172992},{"$f":"MAX(MIN(AC$40,$AO929-SUM($Y929:AB929)),0)","v":0},{"$f":"MAX(MIN(AD$40,$AO929-SUM($Y929:AC929)),0)","v":0},{"$f":"MAX(MIN(AE$40,$AO929-SUM($Y929:AD929)),0)","v":0},{"$f":"MAX(MIN(AF$40,$AO929-SUM($Y929:AE929)),0)","v":0},{"$f":"MAX(MIN(AG$40,$AO929-SUM($Y929:AF929)),0)","v":0},{"$f":"MAX(MIN(AH$40,$AO929-SUM($Y929:AG929)),0)","v":0},{"$f":"MAX(MIN(AI$40,$AO929-SUM($Y929:AH929)),0)","v":0},93.885300759172992,0,{"$f":"INDEX(Demand!$C895:$H895,,$AM$13)","v":2.9670366566128797E-4},{"$f":"INDEX(Demand!$K895:$P895,,$AM$13)","v":0},7.2407045009784738,93.885300759172992,86.644596258194511,79.041856532167117,7.602739726027397,883,883,1208,82.589323419337461,60,0,22.589323419337461,0,0,0,0,0,0,0,7.6027397260273979,0]
[null,null,null,null,null,null,null,null,null,null,null,null,null,null,null,null,null,null,null,null,null,null,null,0,0,{"$f":"MAX(MIN(Z$40*IF($Z$37=\"Solar\",$AM956,1),$AO956-SUM($Y956:Y956)),0)","v":60},{"$f":"MAX(MIN(AA$40,$AO956-SUM($Y956:Z956)),0)","v":0},{"$f":"MAX(MIN(AB$40,$AO956-SUM($Y956:AA956)),0)","v":32.718590190256378},{"$f":"MAX(MIN(AC$40,$AO956-SUM($Y956:AB956)),0)","v":0},{"$f":"MAX(MIN(AD$40,$AO956-SUM($Y956:AC956)),0)","v":0},{"$f":"MAX(MIN(AE$40,$AO956-SUM($Y956:AD956)),0)","v":0},{"$f":"MAX(MIN(AF$40,$AO956-SUM($Y956:AE956)),0)","v":0},{"$f":"MAX(MIN(AG$40,$AO956-SUM($Y956:AF956)),0)","v":0},{"$f":"MAX(MIN(AH$40,$AO956-SUM($Y956:AG956)),0)","v":0},{"$f":"MAX(MIN(AI$40,$AO956-SUM($Y956:AH956)),0)","v":0},92.718590190256378,0,{"$f":"INDEX(Demand!$C922:$H922,,$AM$13)","v":2.92324121483673E-4},{"$f":"INDEX(Demand!$K922:$P922,,$AM$13)","v":0},7.2407045009784738,92.718590190256378,85.477885689277898,77.875145963250503,7.602739726027397,910,910,312,82.041619438397987,60,0,22.041619438397987,0,0,0,0,0,0,0,7.6027397260273979,0]
[null,null,null,null,null,null,null,null,null,null,null,null,null,null,null,null,null,null,null,null,null,null,null,0,0,{"$f":"MAX(MIN(Z$40*IF($Z$37=\"Solar\",$AM964,1),$AO964-SUM($Y964:Y964)),0)","v":60},{"$f":"MAX(MIN(AA$40,$AO964-SUM($Y964:Z964)),0)","v":0},{"$f":"MAX(MIN(AB$40,$AO964-SUM($Y964:AA964)),0)","v":32.459090683656285},{"$f":"MAX(MIN(AC$40,$AO964-SUM($Y964:AB964)),0)","v":0},{"$f":"MAX(MIN(AD$40,$AO964-SUM($Y964:AC964)),0)","v":0},{"$f":"MAX(MIN(AE$40,$AO964-SUM($Y964:AD964)),0)","v":0},{"$f":"MAX(MIN(AF$40,$AO964-SUM($Y964:AE964)),0)","v":0},{"$f":"MAX(MIN(AG$40,$AO964-SUM($Y964:AF964)),0)","v":0},{"$f":"MAX(MIN(AH$40,$AO964-SUM($Y964:AG964)),0)","v":0},{"$f":"MAX(MIN(AI$40,$AO964-SUM($Y964:AH964)),0)","v":0},92.459090683656285,0,{"$f":"INDEX(Demand!$C930:$H930,,$AM$13)","v":2.9135002423667566E-4},{"$f":"INDEX(Demand!$K930:$P930,,$AM$13)","v":0},7.2407045009784738,92.459090683656285,85.218386182677804,77.61564645665041,7.602739726027397,918,918,308,81.891694410962998,60,0,21.891694410962998,0,0,0,0,0,0,0,7.6027397260273979,0]
[null,null,null,null,null,null,null,null,null,null,null,null,null,null,null,null,null,null,null,null,null,null,null,0,0,{"$f":"MAX(MIN(Z$40*IF($Z$37=\"Solar\",$AM990,1),$AO990-SUM($Y990:Y990)),0)","v":60},{"$f":"MAX(MIN(AA$40,$AO990-SUM($Y990:Z990)),0)","v":0},{"$f":"MAX(MIN(AB$40,$AO990-SUM($Y990:AA990)),0)","v":31.469693662981882},{"$f":"MAX(MIN(AC$40,$AO990-SUM($Y990:AB990)),0)","v":0},{"$f":"MAX(MIN(AD$40,$AO990-SUM($Y990:AC990)),0)","v":0},{"$f":"MAX(MIN(AE$40,$AO990-SUM($Y990:AD990)),0)","v":0},{"$f":"MAX(MIN(AF$40,$AO990-SUM($Y990:AE990)),0)","v":0},{"$f":"MAX(MIN(AG$40,$AO990-SUM($Y990:AF990)),0)","v":0},{"$f":"MAX(MIN(AH$40,$AO990-SUM($Y990:AG990)),0)","v":0},{"$f":"MAX(MIN(AI$40,$AO990-SUM($Y990:AH990)),0)","v":0},91.469693662981882,0,{"$f":"INDEX(Demand!$C956:$H956,,$AM$13)","v":2.876360714563664E-4},{"$f":"INDEX(Demand!$K956:$P956,,$AM$13)","v":0.11784735768003521},7.2407045009784738,91.469693662981882,84.228989162003401,76.626249435976007,7.602739726027397,944,944,295,81.29587922236675,60,0,21.29587922236675,0,0,0,0,0,0,0,7.6027397260273979,0]
[null,null,null,null,null,null,null,null,null,null,null,null,null,null,null,null,null,null,null,null,null,null,null,0,0,{"$f":"MAX(MIN(Z$40*IF($Z$37=\"Solar\",$AM999,1),$AO999-SUM($Y999:Y999)),0)","v":60},{"$f":"MAX(MIN(AA$40,$AO999-SUM($Y999:Z999)),0)","v":0},{"$f":"MAX(MIN(AB$40,$AO999-SUM($Y999:AA999)),0)","v":31.081325483843898},{"$f":"MAX(MIN(AC$40,$AO999-SUM($Y999:AB999)),0)","v":0},{"$f":"MAX(MIN(AD$40,$AO999-SUM($Y999:AC999)),0)","v":0},{"$f":"MAX(MIN(AE$40,$AO999-SUM($Y999:AD999)),0)","v":0},{"$f":"MAX(MIN(AF$40,$AO999-SUM($Y999:AE999)),0)","v":0},{"$f":"MAX(MIN(AG$40,$AO999-SUM($Y999:AF999)),0)","v":0},{"$f":"MAX(MIN(AH$40,$AO999-SUM($Y999:AG999)),0)","v":0},{"$f":"MAX(MIN(AI$40,$AO999-SUM($Y999:AH999)),0)","v":0},91.081325483843898,0,{"$f":"INDEX(Demand!$C965:$H965,,$AM$13)","v":2.8617823294608874E-4},{"$f":"INDEX(Demand!$K965:$P965,,$AM$13)","v":0},7.2407045009784738,91.081325483843898,83.840620982865431,76.237881256838037,7.602739726027397,953,953,1243,81.141962152789091,60,0,21.141962152789091,0,0,0,0,0,0,0,7.6027397260273979,0]
[null,null,null,null,null,null,null,null,null,null,null,null,null,null,null,null,null,null,null,null,null,null,null,0,0,{"$f":"MAX(MIN(Z$40*IF($Z$37=\"Solar\",$AM1016,1),$AO1016-SUM($Y1016:Y1016)),0)","v":60},{"$f":"MAX(MIN(AA$40,$AO1016-SUM($Y1016:Z1016)),0)","v":0},{"$f":"MAX(MIN(AB$40,$AO1016-SUM($Y1016:AA1016)),0)","v":30.319286643454234},{"$f":"MAX(MIN(AC$40,$AO1016-SUM($Y1016:AB1016)),0)","v":0},{"$f":"MAX(MIN(AD$40,$AO1016-SUM($Y1016:AC1016)),0)","v":0},{"$f":"MAX(MIN(AE$40,$AO1016-SUM($Y1016:AD1016)),0)","v":0},{"$f":"MAX(MIN(AF$40,$AO1016-SUM($Y1016:AE1016)),0)","v":0},{"$f":"MAX(MIN(AG$40,$AO1016-SUM($Y1016:AF1016)),0)","v":0},{"$f":"MAX(MIN(AH$40,$AO1016-SUM($Y1016:AG1016)),0)","v":0},{"$f":"MAX(MIN(AI$40,$AO1016-SUM($Y1016:AH1016)),0)","v":0},90.319286643454234,0,{"$f":"INDEX(Demand!$C982:$H982,,$AM$13)","v":2.8331772678846979E-4},{"$f":"INDEX(Demand!$K982:$P982,,$AM$13)","v":0.57169273094226036},7.2407045009784738,90.319286643454234,83.078582142475753,75.475842416448359,7.602739726027397,970,970,282,80.630686157421849,60,0,20.630686157421849,0,0,0,0,0,0,0,7.6027397260273979,0]
[null,null,null,null,null,null,null,null,null,null,null,null,null,null,null,null,null,null,null,null,null,null,null,0,0,{"$f":"MAX(MIN(Z$40*IF($Z$37=\"Solar\",$AM1040,1),$AO1040-SUM($Y1040:Y1040)),0)","v":60},{"$f":"MAX(MIN(AA$40,$AO1040-SUM($Y1040:Z1040)),0)","v":0},{"$f":"MAX(MIN(AB$40,$AO1040-SUM($Y1040:AA1040)),0)","v":29.451276716845996},{"$f":"MAX(MIN(AC$40,$AO1040-SUM($Y1040:AB1040)),0)","v":0},{"$f":"MAX(MIN(AD$40,$AO1040-SUM($Y1040:AC1040)),0)","v":0},{"$f":"MAX(MIN(AE$40,$AO1040-SUM($Y1040:AD1040)),0)","v":0},{"$f":"MAX(MIN(AF$40,$AO1040-SUM($Y1040:AE1040)),0)","v":0},{"$f":"MAX(MIN(AG$40,$AO1040-SUM($Y1040:AF1040)),0)","v":0},{"$f":"MAX(MIN(AH$40,$AO1040-SUM($Y1040:AG1040)),0)","v":0},{"$f":"MAX(MIN(AI$40,$AO1040-SUM($Y1040:AH1040)),0)","v":0},89.451276716845996,0,{"$f":"INDEX(Demand!$C1006:$H1006,,$AM$13)","v":2.8005943126816857E-4},{"$f":"INDEX(Demand!$K1006:$P1006,,$AM$13)","v":0.52758453507120229},7.2407045009784738,89.451276716845996,82.210572215867515,74.607832489840121,7.602739726027397,994,994,270,79.982631404975592,60,0,19.982631404975592,0,0,0,0,0,0,0,7.6027397260273979,0]
[null,null,null,null,null,null,null,null,null,null,null,null,null,null,null,null,null,null,null,null,null,null,null,0,0,{"$f":"MAX(MIN(Z$40*IF($Z$37=\"Solar\",$AM1051,1),$AO1051-SUM($Y1051:Y1051)),0)","v":60},{"$f":"MAX(MIN(AA$40,$AO1051-SUM($Y1051:Z1051)),0)","v":0},{"$f":"MAX(MIN(AB$40,$AO1051-SUM($Y1051:AA1051)),0)","v":29.122748718510536},{"$f":"MAX(MIN(AC$40,$AO1051-SUM($Y1051:AB1051)),0)","v":0},{"$f":"MAX(MIN(AD$40,$AO1051-SUM($Y1051:AC1051)),0)","v":0},{"$f":"MAX(MIN(AE$40,$AO1051-SUM($Y1051:AD1051)),0)","v":0},{"$f":"MAX(MIN(AF$40,$AO1051-SUM($Y1051:AE1051)),0)","v":0},{"$f":"MAX(MIN(AG$40,$AO1051-SUM($Y1051:AF1051)),0)","v":0},{"$f":"MAX(MIN(AH$40,$AO1051-SUM($Y1051:AG1051)),0)","v":0},{"$f":"MAX(MIN(AI$40,$AO1051-SUM($Y1051:AH1051)),0)","v":0},89.122748718510536,0,{"$f":"INDEX(Demand!$C1017:$H1017,,$AM$13)","v":2.7882621806120367E-4},{"$f":"INDEX(Demand!$K1017:$P1017,,$AM$13)","v":0},7.2407045009784738,89.122748718510536,81.882044217532055,74.279304491504661,7.602739726027397,1005,1005,1269,79.717868465405815,60,0,19.717868465405815,0,0,0,0,0,0,0,7.6027397260273979,0]
[null,null,null,null,null,null,null,null,null,null,null,null,null,null,null,null,null,null,null,null,null,null,null,0,0,{"$f":"MAX(MIN(Z$40*IF($Z$37=\"Solar\",$AM1068,1),$AO1068-SUM($Y1068:Y1068)),0)","v":60},{"$f":"MAX(MIN(AA$40,$AO1068-SUM($Y1068:Z1068)),0)","v":0},{"$f":"MAX(MIN(AB$40,$AO1068-SUM($Y1068:AA1068)),0)","v":28.45898159202693},{"$f":"MAX(MIN(AC$40,$AO1068-SUM($Y1068:AB1068)),0)","v":0},{"$f":"MAX(MIN(AD$40,$AO1068-SUM($Y1068:AC1068)),0)","v":0},{"$f":"MAX(MIN(AE$40,$AO1068-SUM($Y1068:AD1068)),0)","v":0},{"$f":"MAX(MIN(AF$40,$AO1068-SUM($Y1068:AE1068)),0)","v":0},{"$f":"MAX(MIN(AG$40,$AO1068-SUM($Y1068:AF1068)),0)","v":0},{"$f":"MAX(MIN(AH$40,$AO1068-SUM($Y1068:AG1068)),0)","v":0},{"$f":"MAX(MIN(AI$40,$AO1068-SUM($Y1068:AH1068)),0)","v":0},88.45898159202693,0,{"$f":"INDEX(Demand!$C1034:$H1034,,$AM$13)","v":2.7633459971854749E-4},{"$f":"INDEX(Demand!$K1034:$P1034,,$AM$13)","v":0.26600218736963166},7.2407045009784738,88.45898159202693,81.218277091048463,73.615537365021069,7.602739726027397,1022,1022,256,79.453570980628001,60,0,19.453570980628001,0,0,0,0,0,0,0,7.6027397260273979,0]
[null,null,null,null,null,null,null,null,null,null,null,null,null,null,null,null,null,null,null,null,null,null,null,0,0,{"$f":"MAX(MIN(Z$40*IF($Z$37=\"Solar\",$AM1073,1),$AO1073-SUM($Y1073:Y1073)),0)","v":60},{"$f":"MAX(MIN(AA$40,$AO1073-SUM($Y1073:Z1073)),0)","v":0},{"$f":"MAX(MIN(AB$40,$AO1073-SUM($Y1073:AA1073)),0)","v":28.326828066235521},{"$f":"MAX(MIN(AC$40,$AO1073-SUM($Y1073:AB1073)),0)","v":0},{"$f":"MAX(MIN(AD$40,$AO1073-SUM($Y1073:AC1073)),0)","v":0},{"$f":"MAX(MIN(AE$40,$AO1073-SUM($Y1073:AD1073)),0)","v":0},{"$f":"MAX(MIN(AF$40,$AO1073-SUM($Y1073:AE1073)),0)","v":0},{"$f":"MAX(MIN(AG$40,$AO1073-SUM($Y1073:AF1073)),0)","v":0},{"$f":"MAX(MIN(AH$40,$AO1073-SUM($Y1073:AG1073)),0)","v":0},{"$f":"MAX(MIN(AI$40,$AO1073-SUM($Y1073:AH1073)),0)","v":0},88.326828066235521,0,{"$f":"INDEX(Demand!$C1039:$H1039,,$AM$13)","v":2.7583852792503624E-4},{"$f":"INDEX(Demand!$K1039:$P1039,,$AM$13)","v":0},7.2407045009784738,{"$f":"AN1073+AP1073","v":88.326828066235521},81.086123565257054,73.48338383922966,7.602739726027397,1027,1027,1280,79.386919029671873,60,0,19.386919029671873,0,0,0,0,0,0,0,7.6027397260273979,0]
[null,null,null,null,null,null,null,null,null,null,null,null,null,null,null,null,null,null,null,null,null,null,null,0,0,{"$f":"MAX(MIN(Z$40*IF($Z$37=\"Solar\",$AM1103,1),$AO1103-SUM($Y1103:Y1103)),0)","v":60},{"$f":"MAX(MIN(AA$40,$AO1103-SUM($Y1103:Z1103)),0)","v":0},{"$f":"MAX(MIN(AB$40,$AO1103-SUM($Y1103:AA1103)),0)","v":27.400534715794436},{"$f":"MAX(MIN(AC$40,$AO1103-SUM($Y1103:AB1103)),0)","v":0},{"$f":"MAX(MIN(AD$40,$AO1103-SUM($Y1103:AC1103)),0)","v":0},{"$f":"MAX(MIN(AE$40,$AO1103-SUM($Y1103:AD1103)),0)","v":0},{"$f":"MAX(MIN(AF$40,$AO1103-SUM($Y1103:AE1103)),0)","v":0},{"$f":"MAX(MIN(AG$40,$AO1103-SUM($Y1103:AF1103)),0)","v":0},{"$f":"MAX(MIN(AH$40,$AO1103-SUM($Y1103:AG1103)),0)","v":0},{"$f":"MAX(MIN(AI$40,$AO1103-SUM($Y1103:AH1103)),0)","v":0},87.400534715794436,0,{"$f":"INDEX(Demand!$C1069:$H1069,,$AM$13)","v":2.7236145078374078E-4},{"$f":"INDEX(Demand!$K1069:$P1069,,$AM$13)","v":0},7.2407045009784738,87.400534715794436,80.159830214815955,72.55709048878856,7.602739726027397,1057,1057,1295,78.94966593407824,60,0,18.94966593407824,0,0,0,0,0,0,0,7.6027397260273979,0]
[null,null,null,null,null,null,null,null,null,null,null,null,null,null,null,null,null,null,null,null,null,null,null,0,0,{"$f":"MAX(MIN(Z$40*IF($Z$37=\"Solar\",$AM1120,1),$AO1120-SUM($Y1120:Y1120)),0)","v":60},{"$f":"MAX(MIN(AA$40,$AO1120-SUM($Y1120:Z1120)),0)","v":0},{"$f":"MAX(MIN(AB$40,$AO1120-SUM($Y1120:AA1120)),0)","v":26.776167383768524},{"$f":"MAX(MIN(AC$40,$AO1120-SUM($Y1120:AB1120)),0)","v":0},{"$f":"MAX(MIN(AD$40,$AO1120-SUM($Y1120:AC1120)),0)","v":0},{"$f":"MAX(MIN(AE$40,$AO1120-SUM($Y1120:AD1120)),0)","v":0},{"$f":"MAX(MIN(AF$40,$AO1120-SUM($Y1120:AE1120)),0)","v":0},{"$f":"MAX(MIN(AG$40,$AO1120-SUM($Y1120:AF1120)),0)","v":0},{"$f":"MAX(MIN(AH$40,$AO1120-SUM($Y1120:AG1120)),0)","v":0},{"$f":"MAX(MIN(AI$40,$AO1120-SUM($Y1120:AH1120)),0)","v":0},86.776167383768524,0,{"$f":"INDEX(Demand!$C1086:$H1086,,$AM$13)","v":2.7001772956742741E-4},{"$f":"INDEX(Demand!$K1086:$P1086,,$AM$13)","v":0},7.2407045009784738,86.776167383768524,79.535462882790057,71.932723156762663,7.602739726027397,1074,1074,230,78.587754089842832,60,0,18.587754089842832,0,0,0,0,0,0,0,7.6027397260273979,0]
[null,null,null,null,null,null,null,null,null,null,null,null,null,null,null,null,null,null,null,null,null,null,null,0,0,{"$f":"MAX(MIN(Z$40*IF($Z$37=\"Solar\",$AM1123,1),$AO1123-SUM($Y1123:Y1123)),0)","v":60},{"$f":"MAX(MIN(AA$40,$AO1123-SUM($Y1123:Z1123)),0)","v":0},{"$f":"MAX(MIN(AB$40,$AO1123-SUM($Y1123:AA1123)),0)","v":26.653363542765362},{"$f":"MAX(MIN(AC$40,$AO1123-SUM($Y1123:AB1123)),0)","v":0},{"$f":"MAX(MIN(AD$40,$AO1123-SUM($Y1123:AC1123)),0)","v":0},{"$f":"MAX(MIN(AE$40,$AO1123-SUM($Y1123:AD1123)),0)","v":0},{"$f":"MAX(MIN(AF$40,$AO1123-SUM($Y1123:AE1123)),0)","v":0},{"$f":"MAX(MIN(AG$40,$AO1123-SUM($Y1123:AF1123)),0)","v":0},{"$f":"MAX(MIN(AH$40,$AO1123-SUM($Y1123:AG1123)),0)","v":0},{"$f":"MAX(MIN(AI$40,$AO1123-SUM($Y1123:AH1123)),0)","v":0},86.653363542765362,0,{"$f":"INDEX(Demand!$C1089:$H1089,,$AM$13)","v":2.6955675418828637E-4},{"$f":"INDEX(Demand!$K1089:$P1089,,$AM$13)","v":0},7.2407045009784738,86.653363542765362,79.412659041786895,71.809919315759501,7.602739726027397,1077,1077,1305,78.562328600445682,60,0,18.562328600445682,0,0,0,0,0,0,0,7.6027397260273979,0]
[null,null,null,null,null,null,null,null,null,null,null,null,null,null,null,null,null,null,null,null,null,null,null,0,0,{"$f":"MAX(MIN(Z$40*IF($Z$37=\"Solar\",$AM1139,1),$AO1139-SUM($Y1139:Y1139)),0)","v":60},{"$f":"MAX(MIN(AA$40,$AO1139-SUM($Y1139:Z1139)),0)","v":0},{"$f":"MAX(MIN(AB$40,$AO1139-SUM($Y1139:AA1139)),0)","v":26.253592053430509},{"$f":"MAX(MIN(AC$40,$AO1139-SUM($Y1139:AB1139)),0)","v":0},{"$f":"MAX(MIN(AD$40,$AO1139-SUM($Y1139:AC1139)),0)","v":0},{"$f":"MAX(MIN(AE$40,$AO1139-SUM($Y1139:AD1139)),0)","v":0},{"$f":"MAX(MIN(AF$40,$AO1139-SUM($Y1139:AE1139)),0)","v":0},{"$f":"MAX(MIN(AG$40,$AO1139-SUM($Y1139:AF1139)),0)","v":0},{"$f":"MAX(MIN(AH$40,$AO1139-SUM($Y1139:AG1139)),0)","v":0},{"$f":"MAX(MIN(AI$40,$AO1139-SUM($Y1139:AH1139)),0)","v":0},86.253592053430509,0,{"$f":"INDEX(Demand!$C1105:$H1105,,$AM$13)","v":2.680561104595519E-4},{"$f":"INDEX(Demand!$K1105:$P1105,,$AM$13)","v":0.34491662062667022},7.2407045009784738,86.253592053430509,79.012887552452028,71.410147826424634,7.602739726027397,1093,1093,1313,78.290742431687306,60,0,18.290742431687306,0,0,0,0,0,0,0,7.6027397260273979,0]
[null,null,null,null,null,null,null,null,null,null,null,null,null,null,null,null,null,null,null,null,null,null,null,0,0,{"$f":"MAX(MIN(Z$40*IF($Z$37=\"Solar\",$AM1157,1),$AO1157-SUM($Y1157:Y1157)),0)","v":60},{"$f":"MAX(MIN(AA$40,$AO1157-SUM($Y1157:Z1157)),0)","v":0},{"$f":"MAX(MIN(AB$40,$AO1157-SUM($Y1157:AA1157)),0)","v":25.776051468845822},{"$f":"MAX(MIN(AC$40,$AO1157-SUM($Y1157:AB1157)),0)","v":0},{"$f":"MAX(MIN(AD$40,$AO1157-SUM($Y1157:AC1157)),0)","v":0},{"$f":"MAX(MIN(AE$40,$AO1157-SUM($Y1157:AD1157)),0)","v":0},{"$f":"MAX(MIN(AF$40,$AO1157-SUM($Y1157:AE1157)),0)","v":0},{"$f":"MAX(MIN(AG$40,$AO1157-SUM($Y1157:AF1157)),0)","v":0},{"$f":"MAX(MIN(AH$40,$AO1157-SUM($Y1157:AG1157)),0)","v":0},{"$f":"MAX(MIN(AI$40,$AO1157-SUM($Y1157:AH1157)),0)","v":0},85.776051468845822,0,{"$f":"INDEX(Demand!$C1123:$H1123,,$AM$13)","v":2.6626354069759741E-4},{"$f":"INDEX(Demand!$K1123:$P1123,,$AM$13)","v":6.2678287537630661E-2},7.2407045009784738,85.776051468845822,78.535346967867355,70.93260724183996,7.602739726027397,1111,1111,1322,78.075756758670991,60,0,18.075756758670991,0,0,0,0,0,0,0,7.6027397260273979,0]
[null,null,null,null,null,null,null,null,null,null,null,null,null,null,null,null,null,null,null,null,null,null,null,0,0,{"$f":"MAX(MIN(Z$40*IF($Z$37=\"Solar\",$AM1174,1),$AO1174-SUM($Y1174:Y1174)),0)","v":60},{"$f":"MAX(MIN(AA$40,$AO1174-SUM($Y1174:Z1174)),0)","v":0},{"$f":"MAX(MIN(AB$40,$AO1174-SUM($Y1174:AA1174)),0)","v":25.191136371733734},{"$f":"MAX(MIN(AC$40,$AO1174-SUM($Y1174:AB1174)),0)","v":0},{"$f":"MAX(MIN(AD$40,$AO1174-SUM($Y1174:AC1174)),0)","v":0},{"$f":"MAX(MIN(AE$40,$AO1174-SUM($Y1174:AD1174)),0)","v":0},{"$f":"MAX(MIN(AF$40,$AO1174-SUM($Y1174:AE1174)),0)","v":0},{"$f":"MAX(MIN(AG$40,$AO1174-SUM($Y1174:AF1174)),0)","v":0},{"$f":"MAX(MIN(AH$40,$AO1174-SUM($Y1174:AG1174)),0)","v":0},{"$f":"MAX(MIN(AI$40,$AO1174-SUM($Y1174:AH1174)),0)","v":0},85.191136371733734,0,{"$f":"INDEX(Demand!$C1140:$H1140,,$AM$13)","v":2.6406791345618568E-4},{"$f":"INDEX(Demand!$K1140:$P1140,,$AM$13)","v":0},7.2407045009784738,85.191136371733734,77.950431870755267,70.347692144727873,7.602739726027397,1128,1128,203,77.771321492235785,60,0,17.771321492235785,0,0,0,0,0,0,0,7.6027397260273979,0]
[null,null,null,null,null,null,null,null,null,null,null,null,null,null,null,null,null,null,null,null,null,null,null,0,0,{"$f":"MAX(MIN(Z$40*IF($Z$37=\"Solar\",$AM1191,1),$AO1191-SUM($Y1191:Y1191)),0)","v":60},{"$f":"MAX(MIN(AA$40,$AO1191-SUM($Y1191:Z1191)),0)","v":0},{"$f":"MAX(MIN(AB$40,$AO1191-SUM($Y1191:AA1191)),0)","v":24.770605386286775},{"$f":"MAX(MIN(AC$40,$AO1191-SUM($Y1191:AB1191)),0)","v":0},{"$f":"MAX(MIN(AD$40,$AO1191-SUM($Y1191:AC1191)),0)","v":0},{"$f":"MAX(MIN(AE$40,$AO1191-SUM($Y1191:AD1191)),0)","v":0},{"$f":"MAX(MIN(AF$40,$AO1191-SUM($Y1191:AE1191)),0)","v":0},{"$f":"MAX(MIN(AG$40,$AO1191-SUM($Y1191:AF1191)),0)","v":0},{"$f":"MAX(MIN(AH$40,$AO1191-SUM($Y1191:AG1191)),0)","v":0},{"$f":"MAX(MIN(AI$40,$AO1191-SUM($Y1191:AH1191)),0)","v":0},84.770605386286775,0,{"$f":"INDEX(Demand!$C1157:$H1157,,$AM$13)","v":2.6248934369099431E-4},{"$f":"INDEX(Demand!$K1157:$P1157,,$AM$13)","v":0},7.2407045009784738,84.770605386286775,77.529900885308294,69.927161159280899,7.602739726027397,1145,1145,1339,77.544108364253617,60,0,17.544108364253617,0,0,0,0,0,0,0,7.6027397260273979,0]
[null,null,null,null,null,null,null,null,null,null,null,null,null,null,null,null,null,null,null,null,null,null,null,0,0,{"$f":"MAX(MIN(Z$40*IF($Z$37=\"Solar\",$AM1207,1),$AO1207-SUM($Y1207:Y1207)),0)","v":60},{"$f":"MAX(MIN(AA$40,$AO1207-SUM($Y1207:Z1207)),0)","v":0},{"$f":"MAX(MIN(AB$40,$AO1207-SUM($Y1207:AA1207)),0)","v":24.111632450973161},{"$f":"MAX(MIN(AC$40,$AO1207-SUM($Y1207:AB1207)),0)","v":0},{"$f":"MAX(MIN(AD$40,$AO1207-SUM($Y1207:AC1207)),0)","v":0},{"$f":"MAX(MIN(AE$40,$AO1207-SUM($Y1207:AD1207)),0)","v":0},{"$f":"MAX(MIN(AF$40,$AO1207-SUM($Y1207:AE1207)),0)","v":0},{"$f":"MAX(MIN(AG$40,$AO1207-SUM($Y1207:AF1207)),0)","v":0},{"$f":"MAX(MIN(AH$40,$AO1207-SUM($Y1207:AG1207)),0)","v":0},{"$f":"MAX(MIN(AI$40,$AO1207-SUM($Y1207:AH1207)),0)","v":0},84.111632450973161,0,{"$f":"INDEX(Demand!$C1173:$H1173,,$AM$13)","v":2.6001572156143874E-4},{"$f":"INDEX(Demand!$K1173:$P1173,,$AM$13)","v":0},7.2407045009784738,84.111632450973161,76.87092794999468,69.268188223967286,7.602739726027397,1161,1161,1347,77.342008652204811,60,0,17.342008652204811,0,0,0,0,0,0,0,7.6027397260273979,0]
[null,null,null,null,null,null,null,null,null,null,null,null,null,null,null,null,null,null,null,null,null,null,null,0,0,{"$f":"MAX(MIN(Z$40*IF($Z$37=\"Solar\",$AM1226,1),$AO1226-SUM($Y1226:Y1226)),0)","v":60},{"$f":"MAX(MIN(AA$40,$AO1226-SUM($Y1226:Z1226)),0)","v":0},{"$f":"MAX(MIN(AB$40,$AO1226-SUM($Y1226:AA1226)),0)","v":23.481076251276278},{"$f":"MAX(MIN(AC$40,$AO1226-SUM($Y1226:AB1226)),0)","v":0},{"$f":"MAX(MIN(AD$40,$AO1226-SUM($Y1226:AC1226)),0)","v":0},{"$f":"MAX(MIN(AE$40,$AO1226-SUM($Y1226:AD1226)),0)","v":0},{"$f":"MAX(MIN(AF$40,$AO1226-SUM($Y1226:AE1226)),0)","v":0},{"$f":"MAX(MIN(AG$40,$AO1226-SUM($Y1226:AF1226)),0)","v":0},{"$f":"MAX(MIN(AH$40,$AO1226-SUM($Y1226:AG1226)),0)","v":0},{"$f":"MAX(MIN(AI$40,$AO1226-SUM($Y1226:AH1226)),0)","v":0},83.481076251276278,0,{"$f":"INDEX(Demand!$C1192:$H1192,,$AM$13)","v":2.5764876885987385E-4},{"$f":"INDEX(Demand!$K1192:$P1192,,$AM$13)","v":0},7.2407045009784738,83.481076251276278,76.240371750297797,68.637632024270403,7.602739726027397,1180,1180,177,77.104039267277244,60,0,17.104039267277244,0,0,0,0,0,0,0,7.6027397260273979,0]
[null,null,null,null,null,null,null,null,null,null,null,null,null,null,null,null,null,null,null,null,null,null,null,0,0,{"$f":"MAX(MIN(Z$40*IF($Z$37=\"Solar\",$AM1243,1),$AO1243-SUM($Y1243:Y1243)),0)","v":60},{"$f":"MAX(MIN(AA$40,$AO1243-SUM($Y1243:Z1243)),0)","v":0},{"$f":"MAX(MIN(AB$40,$AO1243-SUM($Y1243:AA1243)),0)","v":23.006293871974208},{"$f":"MAX(MIN(AC$40,$AO1243-SUM($Y1243:AB1243)),0)","v":0},{"$f":"MAX(MIN(AD$40,$AO1243-SUM($Y1243:AC1243)),0)","v":0},{"$f":"MAX(MIN(AE$40,$AO1243-SUM($Y1243:AD1243)),0)","v":0},{"$f":"MAX(MIN(AF$40,$AO1243-SUM($Y1243:AE1243)),0)","v":0},{"$f":"MAX(MIN(AG$40,$AO1243-SUM($Y1243:AF1243)),0)","v":0},{"$f":"MAX(MIN(AH$40,$AO1243-SUM($Y1243:AG1243)),0)","v":0},{"$f":"MAX(MIN(AI$40,$AO1243-SUM($Y1243:AH1243)),0)","v":0},83.006293871974208,0,{"$f":"INDEX(Demand!$C1209:$H1209,,$AM$13)","v":2.5586655272135257E-4},{"$f":"INDEX(Demand!$K1209:$P1209,,$AM$13)","v":0},7.2407045009784738,83.006293871974208,75.765589370995727,68.162849644968333,7.602739726027397,1197,1197,1365,76.85534377866307,60,0,16.85534377866307,0,0,0,0,0,0,0,7.6027397260273979,0]
[null,null,null,null,null,null,null,null,null,null,null,null,null,null,null,null,null,null,null,null,null,null,null,0,0,{"$f":"MAX(MIN(Z$40*IF($Z$37=\"Solar\",$AM1257,1),$AO1257-SUM($Y1257:Y1257)),0)","v":60},{"$f":"MAX(MIN(AA$40,$AO1257-SUM($Y1257:Z1257)),0)","v":0},{"$f":"MAX(MIN(AB$40,$AO1257-SUM($Y1257:AA1257)),0)","v":22.455235474524528},{"$f":"MAX(MIN(AC$40,$AO1257-SUM($Y1257:AB1257)),0)","v":0},{"$f":"MAX(MIN(AD$40,$AO1257-SUM($Y1257:AC1257)),0)","v":0},{"$f":"MAX(MIN(AE$40,$AO1257-SUM($Y1257:AD1257)),0)","v":0},{"$f":"MAX(MIN(AF$40,$AO1257-SUM($Y1257:AE1257)),0)","v":0},{"$f":"MAX(MIN(AG$40,$AO1257-SUM($Y1257:AF1257)),0)","v":0},{"$f":"MAX(MIN(AH$40,$AO1257-SUM($Y1257:AG1257)),0)","v":0},{"$f":"MAX(MIN(AI$40,$AO1257-SUM($Y1257:AH1257)),0)","v":0},82.455235474524528,0,{"$f":"INDEX(Demand!$C1223:$H1223,,$AM$13)","v":2.5379801519338828E-4},{"$f":"INDEX(Demand!$K1223:$P1223,,$AM$13)","v":0.12935923599914312},7.2407045009784738,82.455235474524528,75.214530973546047,67.611791247518653,7.602739726027397,1211,1211,1372,76.662670188739412,60,0,16.662670188739412,0,0,0,0,0,0,0,7.6027397260273979,0]
[null,null,null,null,null,null,null,null,null,null,null,null,null,null,null,null,null,null,null,null,null,null,null,0,0,{"$f":"MAX(MIN(Z$40*IF($Z$37=\"Solar\",$AM1278,1),$AO1278-SUM($Y1278:Y1278)),0)","v":60},{"$f":"MAX(MIN(AA$40,$AO1278-SUM($Y1278:Z1278)),0)","v":0},{"$f":"MAX(MIN(AB$40,$AO1278-SUM($Y1278:AA1278)),0)","v":21.619099856707408},{"$f":"MAX(MIN(AC$40,$AO1278-SUM($Y1278:AB1278)),0)","v":0},{"$f":"MAX(MIN(AD$40,$AO1278-SUM($Y1278:AC1278)),0)","v":0},{"$f":"MAX(MIN(AE$40,$AO1278-SUM($Y1278:AD1278)),0)","v":0},{"$f":"MAX(MIN(AF$40,$AO1278-SUM($Y1278:AE1278)),0)","v":0},{"$f":"MAX(MIN(AG$40,$AO1278-SUM($Y1278:AF1278)),0)","v":0},{"$f":"MAX(MIN(AH$40,$AO1278-SUM($Y1278:AG1278)),0)","v":0},{"$f":"MAX(MIN(AI$40,$AO1278-SUM($Y1278:AH1278)),0)","v":0},81.619099856707408,0,{"$f":"INDEX(Demand!$C1244:$H1244,,$AM$13)","v":2.5065936797936012E-4},{"$f":"INDEX(Demand!$K1244:$P1244,,$AM$13)","v":6.6568197449572139E-2},7.2407045009784738,81.619099856707408,74.378395355728941,66.775655629701546,7.602739726027397,1232,1232,151,76.474485957922013,60,0,16.474485957922013,0,0,0,0,0,0,0,7.6027397260273979,0]
[null,null,null,null,null,null,null,null,null,null,null,null,null,null,null,null,null,null,null,null,null,null,null,0,0,{"$f":"MAX(MIN(Z$40*IF($Z$37=\"Solar\",$AM1291,1),$AO1291-SUM($Y1291:Y1291)),0)","v":60},{"$f":"MAX(MIN(AA$40,$AO1291-SUM($Y1291:Z1291)),0)","v":0},{"$f":"MAX(MIN(AB$40,$AO1291-SUM($Y1291:AA1291)),0)","v":20.988092617433068},{"$f":"MAX(MIN(AC$40,$AO1291-SUM($Y1291:AB1291)),0)","v":0},{"$f":"MAX(MIN(AD$40,$AO1291-SUM($Y1291:AC1291)),0)","v":0},{"$f":"MAX(MIN(AE$40,$AO1291-SUM($Y1291:AD1291)),0)","v":0},{"$f":"MAX(MIN(AF$40,$AO1291-SUM($Y1291:AE1291)),0)","v":0},{"$f":"MAX(MIN(AG$40,$AO1291-SUM($Y1291:AF1291)),0)","v":0},{"$f":"MAX(MIN(AH$40,$AO1291-SUM($Y1291:AG1291)),0)","v":0},{"$f":"MAX(MIN(AI$40,$AO1291-SUM($Y1291:AH1291)),0)","v":0},80.988092617433068,0,{"$f":"INDEX(Demand!$C1257:$H1257,,$AM$13)","v":2.4829072218628823E-4},{"$f":"INDEX(Demand!$K1257:$P1257,,$AM$13)","v":0},7.2407045009784738,80.988092617433068,73.747388116454587,66.144648390427193,7.602739726027397,1245,1245,1389,76.383174777408101,60,0,16.383174777408101,0,0,0,0,0,0,0,7.6027397260273979,0]
[null,null,null,null,null,null,null,null,null,null,null,null,null,null,null,null,null,null,null,null,null,null,null,0,0,{"$f":"MAX(MIN(Z$40*IF($Z$37=\"Solar\",$AM1313,1),$AO1313-SUM($Y1313:Y1313)),0)","v":60},{"$f":"MAX(MIN(AA$40,$AO1313-SUM($Y1313:Z1313)),0)","v":0},{"$f":"MAX(MIN(AB$40,$AO1313-SUM($Y1313:AA1313)),0)","v":19.810255770044591},{"$f":"MAX(MIN(AC$40,$AO1313-SUM($Y1313:AB1313)),0)","v":0},{"$f":"MAX(MIN(AD$40,$AO1313-SUM($Y1313:AC1313)),0)","v":0},{"$f":"MAX(MIN(AE$40,$AO1313-SUM($Y1313:AD1313)),0)","v":0},{"$f":"MAX(MIN(AF$40,$AO1313-SUM($Y1313:AE1313)),0)","v":0},{"$f":"MAX(MIN(AG$40,$AO1313-SUM($Y1313:AF1313)),0)","v":0},{"$f":"MAX(MIN(AH$40,$AO1313-SUM($Y1313:AG1313)),0)","v":0},{"$f":"MAX(MIN(AI$40,$AO1313-SUM($Y1313:AH1313)),0)","v":0},79.810255770044591,0,{"$f":"INDEX(Demand!$C1279:$H1279,,$AM$13)","v":2.4386941269909424E-4},{"$f":"INDEX(Demand!$K1279:$P1279,,$AM$13)","v":0},7.2407045009784738,79.810255770044591,72.56955126906611,64.966811543038716,7.602739726027397,1267,1267,1400,76.087978440923109,60,0,16.087978440923109,0,0,0,0,0,0,0,7.6027397260273979,0]
[null,null,null,null,null,null,null,null,null,null,null,null,null,null,null,null,null,null,null,null,null,null,null,0,0,{"$f":"MAX(MIN(Z$40*IF($Z$37=\"Solar\",$AM1330,1),$AO1330-SUM($Y1330:Y1330)),0)","v":60},{"$f":"MAX(MIN(AA$40,$AO1330-SUM($Y1330:Z1330)),0)","v":0},{"$f":"MAX(MIN(AB$40,$AO1330-SUM($Y1330:AA1330)),0)","v":19.279035621375016},{"$f":"MAX(MIN(AC$40,$AO1330-SUM($Y1330:AB1330)),0)","v":0},{"$f":"MAX(MIN(AD$40,$AO1330-SUM($Y1330:AC1330)),0)","v":0},{"$f":"MAX(MIN(AE$40,$AO1330-SUM($Y1330:AD1330)),0)","v":0},{"$f":"MAX(MIN(AF$40,$AO1330-SUM($Y1330:AE1330)),0)","v":0},{"$f":"MAX(MIN(AG$40,$AO1330-SUM($Y1330:AF1330)),0)","v":0},{"$f":"MAX(MIN(AH$40,$AO1330-SUM($Y1330:AG1330)),0)","v":0},{"$f":"MAX(MIN(AI$40,$AO1330-SUM($Y1330:AH1330)),0)","v":0},79.279035621375016,0,{"$f":"INDEX(Demand!$C1296:$H1296,,$AM$13)","v":2.4187534307195624E-4},{"$f":"INDEX(Demand!$K1296:$P1296,,$AM$13)","v":5.4007734719419111E-3},7.2407045009784738,79.279035621375016,72.038331120396549,64.435591394369155,7.602739726027397,1284,1284,125,75.933992887269596,60,0,15.933992887269596,0,0,0,0,0,0,0,7.6027397260273979,0]
[null,null,null,null,null,null,null,null,null,null,null,null,null,null,null,null,null,null,null,null,null,null,null,0,0,{"$f":"MAX(MIN(Z$40*IF($Z$37=\"Solar\",$AM1341,1),$AO1341-SUM($Y1341:Y1341)),0)","v":60},{"$f":"MAX(MIN(AA$40,$AO1341-SUM($Y1341:Z1341)),0)","v":0},{"$f":"MAX(MIN(AB$40,$AO1341-SUM($Y1341:AA1341)),0)","v":18.94966593407824},{"$f":"MAX(MIN(AC$40,$AO1341-SUM($Y1341:AB1341)),0)","v":0},{"$f":"MAX(MIN(AD$40,$AO1341-SUM($Y1341:AC1341)),0)","v":0},{"$f":"MAX(MIN(AE$40,$AO1341-SUM($Y1341:AD1341)),0)","v":0},{"$f":"MAX(MIN(AF$40,$AO1341-SUM($Y1341:AE1341)),0)","v":0},{"$f":"MAX(MIN(AG$40,$AO1341-SUM($Y1341:AF1341)),0)","v":0},{"$f":"MAX(MIN(AH$40,$AO1341-SUM($Y1341:AG1341)),0)","v":0},{"$f":"MAX(MIN(AI$40,$AO1341-SUM($Y1341:AH1341)),0)","v":0},78.94966593407824,0,{"$f":"INDEX(Demand!$C1307:$H1307,,$AM$13)","v":2.4063897037189327E-4},{"$f":"INDEX(Demand!$K1307:$P1307,,$AM$13)","v":0},7.2407045009784738,78.94966593407824,71.708961433099773,64.106221707072379,7.602739726027397,1295,1295,1414,75.810124374725461,60,0,15.810124374725461,0,0,0,0,0,0,0,7.6027397260273979,0]
[null,null,null,null,null,null,null,null,null,null,null,null,null,null,null,null,null,null,null,null,null,null,null,0,0,{"$f":"MAX(MIN(Z$40*IF($Z$37=\"Solar\",$AM1365,1),$AO1365-SUM($Y1365:Y1365)),0)","v":60},{"$f":"MAX(MIN(AA$40,$AO1365-SUM($Y1365:Z1365)),0)","v":0},{"$f":"MAX(MIN(AB$40,$AO1365-SUM($Y1365:AA1365)),0)","v":18.18626690170484},{"$f":"MAX(MIN(AC$40,$AO1365-SUM($Y1365:AB1365)),0)","v":0},{"$f":"MAX(MIN(AD$40,$AO1365-SUM($Y1365:AC1365)),0)","v":0},{"$f":"MAX(MIN(AE$40,$AO1365-SUM($Y1365:AD1365)),0)","v":0},{"$f":"MAX(MIN(AF$40,$AO1365-SUM($Y1365:AE1365)),0)","v":0},{"$f":"MAX(MIN(AG$40,$AO1365-SUM($Y1365:AF1365)),0)","v":0},{"$f":"MAX(MIN(AH$40,$AO1365-SUM($Y1365:AG1365)),0)","v":0},{"$f":"MAX(MIN(AI$40,$AO1365-SUM($Y1365:AH1365)),0)","v":0},78.18626690170484,0,{"$f":"INDEX(Demand!$C1331:$H1331,,$AM$13)","v":2.3777335838850964E-4},{"$f":"INDEX(Demand!$K1331:$P1331,,$AM$13)","v":0},7.2407045009784738,78.18626690170484,70.945562400726374,63.342822674698979,7.602739726027397,1319,1319,1426,75.512717564388367,60,0,15.512717564388367,0,0,0,0,0,0,0,7.6027397260273979,0]
[null,null,null,null,null,null,null,null,null,null,null,null,null,null,null,null,null,null,null,null,null,null,null,0,0,{"$f":"MAX(MIN(Z$40*IF($Z$37=\"Solar\",$AM1382,1),$AO1382-SUM($Y1382:Y1382)),0)","v":60},{"$f":"MAX(MIN(AA$40,$AO1382-SUM($Y1382:Z1382)),0)","v":0},{"$f":"MAX(MIN(AB$40,$AO1382-SUM($Y1382:AA1382)),0)","v":17.624631823118079},{"$f":"MAX(MIN(AC$40,$AO1382-SUM($Y1382:AB1382)),0)","v":0},{"$f":"MAX(MIN(AD$40,$AO1382-SUM($Y1382:AC1382)),0)","v":0},{"$f":"MAX(MIN(AE$40,$AO1382-SUM($Y1382:AD1382)),0)","v":0},{"$f":"MAX(MIN(AF$40,$AO1382-SUM($Y1382:AE1382)),0)","v":0},{"$f":"MAX(MIN(AG$40,$AO1382-SUM($Y1382:AF1382)),0)","v":0},{"$f":"MAX(MIN(AH$40,$AO1382-SUM($Y1382:AG1382)),0)","v":0},{"$f":"MAX(MIN(AI$40,$AO1382-SUM($Y1382:AH1382)),0)","v":0},77.624631823118079,0,{"$f":"INDEX(Demand!$C1348:$H1348,,$AM$13)","v":2.3566511860402477E-4},{"$f":"INDEX(Demand!$K1348:$P1348,,$AM$13)","v":0},7.2407045009784738,77.624631823118079,70.383927322139598,62.781187596112204,7.602739726027397,1336,1336,99,75.282250368662375,60,0,15.282250368662375,0,0,0,0,0,0,0,7.6027397260273979,0]
[null,null,null,null,null,null,null,null,null,null,null,null,null,null,null,null,null,null,null,null,null,null,null,{"$f":"IF(MOD(ROW(),1000)=ROW($Y$46),(ROW()-ROW($Y$46)),0)","v":0},0,{"$f":"MAX(MIN(Z$40*IF($Z$37=\"Solar\",$AM1391,1),$AO1391-SUM($Y1391:Y1391)),0)","v":60},{"$f":"MAX(MIN(AA$40,$AO1391-SUM($Y1391:Z1391)),0)","v":0},{"$f":"MAX(MIN(AB$40,$AO1391-SUM($Y1391:AA1391)),0)","v":17.393142434733022},{"$f":"MAX(MIN(AC$40,$AO1391-SUM($Y1391:AB1391)),0)","v":0},{"$f":"MAX(MIN(AD$40,$AO1391-SUM($Y1391:AC1391)),0)","v":0},{"$f":"MAX(MIN(AE$40,$AO1391-SUM($Y1391:AD1391)),0)","v":0},{"$f":"MAX(MIN(AF$40,$AO1391-SUM($Y1391:AE1391)),0)","v":0},{"$f":"MAX(MIN(AG$40,$AO1391-SUM($Y1391:AF1391)),0)","v":0},{"$f":"MAX(MIN(AH$40,$AO1391-SUM($Y1391:AG1391)),0)","v":0},{"$f":"MAX(MIN(AI$40,$AO1391-SUM($Y1391:AH1391)),0)","v":0},77.393142434733022,0,{"$f":"INDEX(Demand!$C1357:$H1357,,$AM$13)","v":2.3479616444342018E-4},{"$f":"INDEX(Demand!$K1357:$P1357,,$AM$13)","v":0},{"$f":"IF(AP1391>0,Centralised_GWh*Support_thousand/(1-Centralised_HeatLoss)*Centralised_HeatLoss/BaseLoadHours,0)","v":7.2407045009784738},77.393142434733022,{"$f":"Centralised_GWh*Support_thousand*((1-Centralised_WWDemand)*AL1391+Centralised_WWDemand/8760)","v":70.152437933754541},62.549698207727147,{"$f":"Centralised_GWh*Support_thousand*Centralised_WWDemand/8760","v":7.602739726027397},1345,{"$f":"_xlfn.RANK.EQ(AV1391,$AV$47:$AV$8806)","v":1345},1439,75.197537615218749,60,0,15.197537615218749,0,0,0,0,0,0,0,{"$f":"Centralised_GWh*Support_thousand*(Centralised_WWDemand/8760)","v":7.6027397260273979},0]
[null,null,null,null,null,null,null,null,null,null,null,null,null,null,null,null,null,null,null,null,null,null,null,0,0,{"$f":"MAX(MIN(Z$40*IF($Z$37=\"Solar\",$AM1401,1),$AO1401-SUM($Y1401:Y1401)),0)","v":60},{"$f":"MAX(MIN(AA$40,$AO1401-SUM($Y1401:Z1401)),0)","v":0},{"$f":"MAX(MIN(AB$40,$AO1401-SUM($Y1401:AA1401)),0)","v":17.145559740936164},{"$f":"MAX(MIN(AC$40,$AO1401-SUM($Y1401:AB1401)),0)","v":0},{"$f":"MAX(MIN(AD$40,$AO1401-SUM($Y1401:AC1401)),0)","v":0},{"$f":"MAX(MIN(AE$40,$AO1401-SUM($Y1401:AD1401)),0)","v":0},{"$f":"MAX(MIN(AF$40,$AO1401-SUM($Y1401:AE1401)),0)","v":0},{"$f":"MAX(MIN(AG$40,$AO1401-SUM($Y1401:AF1401)),0)","v":0},{"$f":"MAX(MIN(AH$40,$AO1401-SUM($Y1401:AG1401)),0)","v":0},{"$f":"MAX(MIN(AI$40,$AO1401-SUM($Y1401:AH1401)),0)","v":0},77.145559740936164,0,{"$f":"INDEX(Demand!$C1367:$H1367,,$AM$13)","v":2.3386679997721582E-4},{"$f":"INDEX(Demand!$K1367:$P1367,,$AM$13)","v":0},7.2407045009784738,77.145559740936164,69.904855239957698,62.302115513930303,7.602739726027397,1355,1355,1444,75.094941685356844,60,0,15.094941685356844,0,0,0,0,0,0,0,7.6027397260273979,0]
[null,null,null,null,null,null,null,null,null,null,null,null,null,null,null,null,null,null,null,null,null,null,null,0,0,{"$f":"MAX(MIN(Z$40*IF($Z$37=\"Solar\",$AM1418,1),$AO1418-SUM($Y1418:Y1418)),0)","v":60},{"$f":"MAX(MIN(AA$40,$AO1418-SUM($Y1418:Z1418)),0)","v":0},{"$f":"MAX(MIN(AB$40,$AO1418-SUM($Y1418:AA1418)),0)","v":16.662670188739412},{"$f":"MAX(MIN(AC$40,$AO1418-SUM($Y1418:AB1418)),0)","v":0},{"$f":"MAX(MIN(AD$40,$AO1418-SUM($Y1418:AC1418)),0)","v":0},{"$f":"MAX(MIN(AE$40,$AO1418-SUM($Y1418:AD1418)),0)","v":0},{"$f":"MAX(MIN(AF$40,$AO1418-SUM($Y1418:AE1418)),0)","v":0},{"$f":"MAX(MIN(AG$40,$AO1418-SUM($Y1418:AF1418)),0)","v":0},{"$f":"MAX(MIN(AH$40,$AO1418-SUM($Y1418:AG1418)),0)","v":0},{"$f":"MAX(MIN(AI$40,$AO1418-SUM($Y1418:AH1418)),0)","v":0},76.662670188739412,0,{"$f":"INDEX(Demand!$C1384:$H1384,,$AM$13)","v":2.3205415150800873E-4},{"$f":"INDEX(Demand!$K1384:$P1384,,$AM$13)","v":0},7.2407045009784738,76.662670188739412,69.421965687760931,61.819225961733537,7.602739726027397,1372,1372,81,74.821931052316756,60,0,14.821931052316756,0,0,0,0,0,0,0,7.6027397260273979,0]
[null,null,null,null,null,null,null,null,null,null,null,null,null,null,null,null,null,null,null,null,null,null,null,0,0,{"$f":"MAX(MIN(Z$40*IF($Z$37=\"Solar\",$AM1441,1),$AO1441-SUM($Y1441:Y1441)),0)","v":60},{"$f":"MAX(MIN(AA$40,$AO1441-SUM($Y1441:Z1441)),0)","v":0},{"$f":"MAX(MIN(AB$40,$AO1441-SUM($Y1441:AA1441)),0)","v":16.233909092271915},{"$f":"MAX(MIN(AC$40,$AO1441-SUM($Y1441:AB1441)),0)","v":0},{"$f":"MAX(MIN(AD$40,$AO1441-SUM($Y1441:AC1441)),0)","v":0},{"$f":"MAX(MIN(AE$40,$AO1441-SUM($Y1441:AD1441)),0)","v":0},{"$f":"MAX(MIN(AF$40,$AO1441-SUM($Y1441:AE1441)),0)","v":0},{"$f":"MAX(MIN(AG$40,$AO1441-SUM($Y1441:AF1441)),0)","v":0},{"$f":"MAX(MIN(AH$40,$AO1441-SUM($Y1441:AG1441)),0)","v":0},{"$f":"MAX(MIN(AI$40,$AO1441-SUM($Y1441:AH1441)),0)","v":0},76.233909092271915,0,{"$f":"INDEX(Demand!$C1407:$H1407,,$AM$13)","v":2.3044468793268028E-4},{"$f":"INDEX(Demand!$K1407:$P1407,,$AM$13)","v":0},7.2407045009784738,76.233909092271915,68.993204591293434,61.39046486526604,7.602739726027397,1395,1395,1464,74.578788309730299,60,0,14.578788309730299,0,0,0,0,0,0,0,7.6027397260273979,0]
[null,null,null,null,null,null,null,null,null,null,null,null,null,null,null,null,null,null,null,null,null,null,null,0,0,{"$f":"MAX(MIN(Z$40*IF($Z$37=\"Solar\",$AM1453,1),$AO1453-SUM($Y1453:Y1453)),0)","v":60},{"$f":"MAX(MIN(AA$40,$AO1453-SUM($Y1453:Z1453)),0)","v":0},{"$f":"MAX(MIN(AB$40,$AO1453-SUM($Y1453:AA1453)),0)","v":15.949757071083411},{"$f":"MAX(MIN(AC$40,$AO1453-SUM($Y1453:AB1453)),0)","v":0},{"$f":"MAX(MIN(AD$40,$AO1453-SUM($Y1453:AC1453)),0)","v":0},{"$f":"MAX(MIN(AE$40,$AO1453-SUM($Y1453:AD1453)),0)","v":0},{"$f":"MAX(MIN(AF$40,$AO1453-SUM($Y1453:AE1453)),0)","v":0},{"$f":"MAX(MIN(AG$40,$AO1453-SUM($Y1453:AF1453)),0)","v":0},{"$f":"MAX(MIN(AH$40,$AO1453-SUM($Y1453:AG1453)),0)","v":0},{"$f":"MAX(MIN(AI$40,$AO1453-SUM($Y1453:AH1453)),0)","v":0},75.949757071083411,0,{"$f":"INDEX(Demand!$C1419:$H1419,,$AM$13)","v":2.2937805121650724E-4},{"$f":"INDEX(Demand!$K1419:$P1419,,$AM$13)","v":0},7.2407045009784738,75.949757071083411,68.70905257010493,61.106312844077536,7.602739726027397,1407,1407,1470,74.481968250507236,60,0,14.481968250507236,0,0,0,0,0,0,0,7.6027397260273979,0]
[null,null,null,null,null,null,null,null,null,null,null,null,null,null,null,null,null,null,null,null,null,null,null,0,0,{"$f":"MAX(MIN(Z$40*IF($Z$37=\"Solar\",$AM1475,1),$AO1475-SUM($Y1475:Y1475)),0)","v":60},{"$f":"MAX(MIN(AA$40,$AO1475-SUM($Y1475:Z1475)),0)","v":0},{"$f":"MAX(MIN(AB$40,$AO1475-SUM($Y1475:AA1475)),0)","v":15.417283984373682},{"$f":"MAX(MIN(AC$40,$AO1475-SUM($Y1475:AB1475)),0)","v":0},{"$f":"MAX(MIN(AD$40,$AO1475-SUM($Y1475:AC1475)),0)","v":0},{"$f":"MAX(MIN(AE$40,$AO1475-SUM($Y1475:AD1475)),0)","v":0},{"$f":"MAX(MIN(AF$40,$AO1475-SUM($Y1475:AE1475)),0)","v":0},{"$f":"MAX(MIN(AG$40,$AO1475-SUM($Y1475:AF1475)),0)","v":0},{"$f":"MAX(MIN(AH$40,$AO1475-SUM($Y1475:AG1475)),0)","v":0},{"$f":"MAX(MIN(AI$40,$AO1475-SUM($Y1475:AH1475)),0)","v":0},75.417283984373682,0,{"$f":"INDEX(Demand!$C1441:$H1441,,$AM$13)","v":2.2737927836849773E-4},{"$f":"INDEX(Demand!$K1441:$P1441,,$AM$13)","v":0.38494322986548818},7.2407045009784738,75.417283984373682,68.176579483395201,60.573839757367807,7.602739726027397,1429,1429,1481,74.33169590699967,60,0,14.33169590699967,0,0,0,0,0,0,0,7.6027397260273979,0]
[null,null,null,null,null,null,null,null,null,null,null,null,null,null,null,null,null,null,null,null,null,null,null,0,0,{"$f":"MAX(MIN(Z$40*IF($Z$37=\"Solar\",$AM1488,1),$AO1488-SUM($Y1488:Y1488)),0)","v":60},{"$f":"MAX(MIN(AA$40,$AO1488-SUM($Y1488:Z1488)),0)","v":0},{"$f":"MAX(MIN(AB$40,$AO1488-SUM($Y1488:AA1488)),0)","v":15.131488773187868},{"$f":"MAX(MIN(AC$40,$AO1488-SUM($Y1488:AB1488)),0)","v":0},{"$f":"MAX(MIN(AD$40,$AO1488-SUM($Y1488:AC1488)),0)","v":0},{"$f":"MAX(MIN(AE$40,$AO1488-SUM($Y1488:AD1488)),0)","v":0},{"$f":"MAX(MIN(AF$40,$AO1488-SUM($Y1488:AE1488)),0)","v":0},{"$f":"MAX(MIN(AG$40,$AO1488-SUM($Y1488:AF1488)),0)","v":0},{"$f":"MAX(MIN(AH$40,$AO1488-SUM($Y1488:AG1488)),0)","v":0},{"$f":"MAX(MIN(AI$40,$AO1488-SUM($Y1488:AH1488)),0)","v":0},75.131488773187868,0,{"$f":"INDEX(Demand!$C1454:$H1454,,$AM$13)","v":2.2630647352170423E-4},{"$f":"INDEX(Demand!$K1454:$P1454,,$AM$13)","v":0},7.2407045009784738,75.131488773187868,67.890784272209402,60.288044546182007,7.602739726027397,1442,1442,46,74.162078134249015,60,0,14.162078134249015,0,0,0,0,0,0,0,7.6027397260273979,0]
[null,null,null,null,null,null,null,null,null,null,null,null,null,null,null,null,null,null,null,null,null,null,null,0,0,{"$f":"MAX(MIN(Z$40*IF($Z$37=\"Solar\",$AM1505,1),$AO1505-SUM($Y1505:Y1505)),0)","v":60},{"$f":"MAX(MIN(AA$40,$AO1505-SUM($Y1505:Z1505)),0)","v":0},{"$f":"MAX(MIN(AB$40,$AO1505-SUM($Y1505:AA1505)),0)","v":14.675332982141242},{"$f":"MAX(MIN(AC$40,$AO1505-SUM($Y1505:AB1505)),0)","v":0},{"$f":"MAX(MIN(AD$40,$AO1505-SUM($Y1505:AC1505)),0)","v":0},{"$f":"MAX(MIN(AE$40,$AO1505-SUM($Y1505:AD1505)),0)","v":0},{"$f":"MAX(MIN(AF$40,$AO1505-SUM($Y1505:AE1505)),0)","v":0},{"$f":"MAX(MIN(AG$40,$AO1505-SUM($Y1505:AF1505)),0)","v":0},{"$f":"MAX(MIN(AH$40,$AO1505-SUM($Y1505:AG1505)),0)","v":0},{"$f":"MAX(MIN(AI$40,$AO1505-SUM($Y1505:AH1505)),0)","v":0},74.675332982141242,0,{"$f":"INDEX(Demand!$C1471:$H1471,,$AM$13)","v":2.2459417700876642E-4},{"$f":"INDEX(Demand!$K1471:$P1471,,$AM$13)","v":0},7.2407045009784738,74.675332982141242,67.434628481162775,59.831888755135381,7.602739726027397,1459,1459,1496,73.983342971787408,60,0,13.983342971787408,0,0,0,0,0,0,0,7.6027397260273979,0]
[null,null,null,null,null,null,null,null,null,null,null,null,null,null,null,null,null,null,null,null,null,null,null,0,0,{"$f":"MAX(MIN(Z$40*IF($Z$37=\"Solar\",$AM1525,1),$AO1525-SUM($Y1525:Y1525)),0)","v":60},{"$f":"MAX(MIN(AA$40,$AO1525-SUM($Y1525:Z1525)),0)","v":0},{"$f":"MAX(MIN(AB$40,$AO1525-SUM($Y1525:AA1525)),0)","v":14.346830298213604},{"$f":"MAX(MIN(AC$40,$AO1525-SUM($Y1525:AB1525)),0)","v":0},{"$f":"MAX(MIN(AD$40,$AO1525-SUM($Y1525:AC1525)),0)","v":0},{"$f":"MAX(MIN(AE$40,$AO1525-SUM($Y1525:AD1525)),0)","v":0},{"$f":"MAX(MIN(AF$40,$AO1525-SUM($Y1525:AE1525)),0)","v":0},{"$f":"MAX(MIN(AG$40,$AO1525-SUM($Y1525:AF1525)),0)","v":0},{"$f":"MAX(MIN(AH$40,$AO1525-SUM($Y1525:AG1525)),0)","v":0},{"$f":"MAX(MIN(AI$40,$AO1525-SUM($Y1525:AH1525)),0)","v":0},74.346830298213604,0,{"$f":"INDEX(Demand!$C1491:$H1491,,$AM$13)","v":2.2336105882585482E-4},{"$f":"INDEX(Demand!$K1491:$P1491,,$AM$13)","v":5.7593216899121676E-2},7.2407045009784738,74.346830298213604,67.106125797235123,59.503386071207728,7.602739726027397,1479,1479,1506,73.759332555509047,60,0,13.759332555509047,0,0,0,0,0,0,0,7.6027397260273979,0]
[null,null,null,null,null,null,null,null,null,null,null,null,null,null,null,null,null,null,null,null,null,null,null,0,0,{"$f":"MAX(MIN(Z$40*IF($Z$37=\"Solar\",$AM1540,1),$AO1540-SUM($Y1540:Y1540)),0)","v":60},{"$f":"MAX(MIN(AA$40,$AO1540-SUM($Y1540:Z1540)),0)","v":0},{"$f":"MAX(MIN(AB$40,$AO1540-SUM($Y1540:AA1540)),0)","v":13.997956344866964},{"$f":"MAX(MIN(AC$40,$AO1540-SUM($Y1540:AB1540)),0)","v":0},{"$f":"MAX(MIN(AD$40,$AO1540-SUM($Y1540:AC1540)),0)","v":0},{"$f":"MAX(MIN(AE$40,$AO1540-SUM($Y1540:AD1540)),0)","v":0},{"$f":"MAX(MIN(AF$40,$AO1540-SUM($Y1540:AE1540)),0)","v":0},{"$f":"MAX(MIN(AG$40,$AO1540-SUM($Y1540:AF1540)),0)","v":0},{"$f":"MAX(MIN(AH$40,$AO1540-SUM($Y1540:AG1540)),0)","v":0},{"$f":"MAX(MIN(AI$40,$AO1540-SUM($Y1540:AH1540)),0)","v":0},73.997956344866964,0,{"$f":"INDEX(Demand!$C1506:$H1506,,$AM$13)","v":2.2205147191389291E-4},{"$f":"INDEX(Demand!$K1506:$P1506,,$AM$13)","v":0},7.2407045009784738,73.997956344866964,66.757251843888483,59.154512117861088,7.602739726027397,1494,1494,20,73.636288853282196,60,0,13.636288853282196,0,0,0,0,0,0,0,7.6027397260273979,0]
[null,null,null,null,null,null,null,null,null,null,null,null,null,null,null,null,null,null,null,null,null,null,null,0,0,{"$f":"MAX(MIN(Z$40*IF($Z$37=\"Solar\",$AM1557,1),$AO1557-SUM($Y1557:Y1557)),0)","v":60},{"$f":"MAX(MIN(AA$40,$AO1557-SUM($Y1557:Z1557)),0)","v":0},{"$f":"MAX(MIN(AB$40,$AO1557-SUM($Y1557:AA1557)),0)","v":13.661837449583572},{"$f":"MAX(MIN(AC$40,$AO1557-SUM($Y1557:AB1557)),0)","v":0},{"$f":"MAX(MIN(AD$40,$AO1557-SUM($Y1557:AC1557)),0)","v":0},{"$f":"MAX(MIN(AE$40,$AO1557-SUM($Y1557:AD1557)),0)","v":0},{"$f":"MAX(MIN(AF$40,$AO1557-SUM($Y1557:AE1557)),0)","v":0},{"$f":"MAX(MIN(AG$40,$AO1557-SUM($Y1557:AF1557)),0)","v":0},{"$f":"MAX(MIN(AH$40,$AO1557-SUM($Y1557:AG1557)),0)","v":0},{"$f":"MAX(MIN(AI$40,$AO1557-SUM($Y1557:AH1557)),0)","v":0},73.661837449583572,0,{"$f":"INDEX(Demand!$C1523:$H1523,,$AM$13)","v":2.2078976434901533E-4},{"$f":"INDEX(Demand!$K1523:$P1523,,$AM$13)","v":0},7.2407045009784738,73.661837449583572,66.421132948605091,58.818393222577697,7.602739726027397,1511,1511,1522,73.460735566179437,60,0,13.460735566179437,0,0,0,0,0,0,0,7.6027397260273979,0]
[null,null,null,null,null,null,null,null,null,null,null,null,null,null,null,null,null,null,null,null,null,null,null,0,0,{"$f":"MAX(MIN(Z$40*IF($Z$37=\"Solar\",$AM1575,1),$AO1575-SUM($Y1575:Y1575)),0)","v":60},{"$f":"MAX(MIN(AA$40,$AO1575-SUM($Y1575:Z1575)),0)","v":0},{"$f":"MAX(MIN(AB$40,$AO1575-SUM($Y1575:AA1575)),0)","v":13.311822422936388},{"$f":"MAX(MIN(AC$40,$AO1575-SUM($Y1575:AB1575)),0)","v":0},{"$f":"MAX(MIN(AD$40,$AO1575-SUM($Y1575:AC1575)),0)","v":0},{"$f":"MAX(MIN(AE$40,$AO1575-SUM($Y1575:AD1575)),0)","v":0},{"$f":"MAX(MIN(AF$40,$AO1575-SUM($Y1575:AE1575)),0)","v":0},{"$f":"MAX(MIN(AG$40,$AO1575-SUM($Y1575:AF1575)),0)","v":0},{"$f":"MAX(MIN(AH$40,$AO1575-SUM($Y1575:AG1575)),0)","v":0},{"$f":"MAX(MIN(AI$40,$AO1575-SUM($Y1575:AH1575)),0)","v":0},73.311822422936388,0,{"$f":"INDEX(Demand!$C1541:$H1541,,$AM$13)","v":2.1947589412886826E-4},{"$f":"INDEX(Demand!$K1541:$P1541,,$AM$13)","v":0},7.2407045009784738,73.311822422936388,66.071117921957907,58.468378195930512,7.602739726027397,1529,1529,1531,73.285816151698668,60,0,13.285816151698668,0,0,0,0,0,0,0,7.6027397260273979,0]
[null,null,null,null,null,null,null,null,null,null,null,null,null,null,null,null,null,null,null,null,null,null,null,0,0,{"$f":"MAX(MIN(Z$40*IF($Z$37=\"Solar\",$AM1592,1),$AO1592-SUM($Y1592:Y1592)),0)","v":60},{"$f":"MAX(MIN(AA$40,$AO1592-SUM($Y1592:Z1592)),0)","v":0},{"$f":"MAX(MIN(AB$40,$AO1592-SUM($Y1592:AA1592)),0)","v":12.878744850898698},{"$f":"MAX(MIN(AC$40,$AO1592-SUM($Y1592:AB1592)),0)","v":0},{"$f":"MAX(MIN(AD$40,$AO1592-SUM($Y1592:AC1592)),0)","v":0},{"$f":"MAX(MIN(AE$40,$AO1592-SUM($Y1592:AD1592)),0)","v":0},{"$f":"MAX(MIN(AF$40,$AO1592-SUM($Y1592:AE1592)),0)","v":0},{"$f":"MAX(MIN(AG$40,$AO1592-SUM($Y1592:AF1592)),0)","v":0},{"$f":"MAX(MIN(AH$40,$AO1592-SUM($Y1592:AG1592)),0)","v":0},{"$f":"MAX(MIN(AI$40,$AO1592-SUM($Y1592:AH1592)),0)","v":0},72.878744850898698,0,{"$f":"INDEX(Demand!$C1558:$H1558,,$AM$13)","v":2.1785022756716529E-4},{"$f":"INDEX(Demand!$K1558:$P1558,,$AM$13)","v":0.54292994779628145},7.2407045009784738,72.878744850898698,65.638040349920232,58.035300623892837,7.602739726027397,1546,1546,8754,73.078678793079888,60,0,13.078678793079888,0,0,0,0,0,0,0,7.6027397260273979,0]
[null,null,null,null,null,null,null,null,null,null,null,null,null,null,null,null,null,null,null,null,null,null,null,0,0,{"$f":"MAX(MIN(Z$40*IF($Z$37=\"Solar\",$AM1609,1),$AO1609-SUM($Y1609:Y1609)),0)","v":60},{"$f":"MAX(MIN(AA$40,$AO1609-SUM($Y1609:Z1609)),0)","v":0},{"$f":"MAX(MIN(AB$40,$AO1609-SUM($Y1609:AA1609)),0)","v":12.610092957924621},{"$f":"MAX(MIN(AC$40,$AO1609-SUM($Y1609:AB1609)),0)","v":0},{"$f":"MAX(MIN(AD$40,$AO1609-SUM($Y1609:AC1609)),0)","v":0},{"$f":"MAX(MIN(AE$40,$AO1609-SUM($Y1609:AD1609)),0)","v":0},{"$f":"MAX(MIN(AF$40,$AO1609-SUM($Y1609:AE1609)),0)","v":0},{"$f":"MAX(MIN(AG$40,$AO1609-SUM($Y1609:AF1609)),0)","v":0},{"$f":"MAX(MIN(AH$40,$AO1609-SUM($Y1609:AG1609)),0)","v":0},{"$f":"MAX(MIN(AI$40,$AO1609-SUM($Y1609:AH1609)),0)","v":0},72.610092957924621,0,{"$f":"INDEX(Demand!$C1575:$H1575,,$AM$13)","v":2.1684177451546075E-4},{"$f":"INDEX(Demand!$K1575:$P1575,,$AM$13)","v":0},7.2407045009784738,72.610092957924621,65.369388456946155,57.76664873091876,7.602739726027397,1563,1563,1548,72.850644119692106,60,0,12.850644119692106,0,0,0,0,0,0,0,7.6027397260273979,0]
[null,null,null,null,null,null,null,null,null,null,null,null,null,null,null,null,null,null,null,null,null,null,null,0,0,{"$f":"MAX(MIN(Z$40*IF($Z$37=\"Solar\",$AM1627,1),$AO1627-SUM($Y1627:Y1627)),0)","v":60},{"$f":"MAX(MIN(AA$40,$AO1627-SUM($Y1627:Z1627)),0)","v":0},{"$f":"MAX(MIN(AB$40,$AO1627-SUM($Y1627:AA1627)),0)","v":12.224167076243532},{"$f":"MAX(MIN(AC$40,$AO1627-SUM($Y1627:AB1627)),0)","v":0},{"$f":"MAX(MIN(AD$40,$AO1627-SUM($Y1627:AC1627)),0)","v":0},{"$f":"MAX(MIN(AE$40,$AO1627-SUM($Y1627:AD1627)),0)","v":0},{"$f":"MAX(MIN(AF$40,$AO1627-SUM($Y1627:AE1627)),0)","v":0},{"$f":"MAX(MIN(AG$40,$AO1627-SUM($Y1627:AF1627)),0)","v":0},{"$f":"MAX(MIN(AH$40,$AO1627-SUM($Y1627:AG1627)),0)","v":0},{"$f":"MAX(MIN(AI$40,$AO1627-SUM($Y1627:AH1627)),0)","v":0},72.224167076243532,0,{"$f":"INDEX(Demand!$C1593:$H1593,,$AM$13)","v":2.1539310378842962E-4},{"$f":"INDEX(Demand!$K1593:$P1593,,$AM$13)","v":0},7.2407045009784738,72.224167076243532,64.983462575265051,57.380722849237657,7.602739726027397,1581,1581,1557,72.683114660928965,60,0,12.683114660928965,0,0,0,0,0,0,0,7.6027397260273979,0]
[null,null,null,null,null,null,null,null,null,null,null,null,null,null,null,null,null,null,null,null,null,null,null,0,0,{"$f":"MAX(MIN(Z$40*IF($Z$37=\"Solar\",$AM1644,1),$AO1644-SUM($Y1644:Y1644)),0)","v":60},{"$f":"MAX(MIN(AA$40,$AO1644-SUM($Y1644:Z1644)),0)","v":0},{"$f":"MAX(MIN(AB$40,$AO1644-SUM($Y1644:AA1644)),0)","v":11.82952762292345},{"$f":"MAX(MIN(AC$40,$AO1644-SUM($Y1644:AB1644)),0)","v":0},{"$f":"MAX(MIN(AD$40,$AO1644-SUM($Y1644:AC1644)),0)","v":0},{"$f":"MAX(MIN(AE$40,$AO1644-SUM($Y1644:AD1644)),0)","v":0},{"$f":"MAX(MIN(AF$40,$AO1644-SUM($Y1644:AE1644)),0)","v":0},{"$f":"MAX(MIN(AG$40,$AO1644-SUM($Y1644:AF1644)),0)","v":0},{"$f":"MAX(MIN(AH$40,$AO1644-SUM($Y1644:AG1644)),0)","v":0},{"$f":"MAX(MIN(AI$40,$AO1644-SUM($Y1644:AH1644)),0)","v":0},71.82952762292345,0,{"$f":"INDEX(Demand!$C1610:$H1610,,$AM$13)","v":2.1391172445915004E-4},{"$f":"INDEX(Demand!$K1610:$P1610,,$AM$13)","v":0.37967775760787464},7.2407045009784738,71.82952762292345,64.588823121944969,56.986083395917575,7.602739726027397,1598,1598,8728,72.546720014436261,60,0,12.546720014436261,0,0,0,0,0,0,0,7.6027397260273979,0]
[null,null,null,null,null,null,null,null,null,null,null,null,null,null,null,null,null,null,null,null,null,null,null,0,0,{"$f":"MAX(MIN(Z$40*IF($Z$37=\"Solar\",$AM1659,1),$AO1659-SUM($Y1659:Y1659)),0)","v":60},{"$f":"MAX(MIN(AA$40,$AO1659-SUM($Y1659:Z1659)),0)","v":0},{"$f":"MAX(MIN(AB$40,$AO1659-SUM($Y1659:AA1659)),0)","v":11.485410097658672},{"$f":"MAX(MIN(AC$40,$AO1659-SUM($Y1659:AB1659)),0)","v":0},{"$f":"MAX(MIN(AD$40,$AO1659-SUM($Y1659:AC1659)),0)","v":0},{"$f":"MAX(MIN(AE$40,$AO1659-SUM($Y1659:AD1659)),0)","v":0},{"$f":"MAX(MIN(AF$40,$AO1659-SUM($Y1659:AE1659)),0)","v":0},{"$f":"MAX(MIN(AG$40,$AO1659-SUM($Y1659:AF1659)),0)","v":0},{"$f":"MAX(MIN(AH$40,$AO1659-SUM($Y1659:AG1659)),0)","v":0},{"$f":"MAX(MIN(AI$40,$AO1659-SUM($Y1659:AH1659)),0)","v":0},71.485410097658672,0,{"$f":"INDEX(Demand!$C1625:$H1625,,$AM$13)","v":2.126199920069549E-4},{"$f":"INDEX(Demand!$K1625:$P1625,,$AM$13)","v":0},7.2407045009784738,71.485410097658672,64.244705596680191,56.641965870652797,7.602739726027397,1613,1613,1573,72.38131954364431,60,0,12.38131954364431,0,0,0,0,0,0,0,7.6027397260273979,0]
[null,null,null,null,null,null,null,null,null,null,null,null,null,null,null,null,null,null,null,null,null,null,null,0,0,{"$f":"MAX(MIN(Z$40*IF($Z$37=\"Solar\",$AM1663,1),$AO1663-SUM($Y1663:Y1663)),0)","v":60},{"$f":"MAX(MIN(AA$40,$AO1663-SUM($Y1663:Z1663)),0)","v":0},{"$f":"MAX(MIN(AB$40,$AO1663-SUM($Y1663:AA1663)),0)","v":11.416274037681319},{"$f":"MAX(MIN(AC$40,$AO1663-SUM($Y1663:AB1663)),0)","v":0},{"$f":"MAX(MIN(AD$40,$AO1663-SUM($Y1663:AC1663)),0)","v":0},{"$f":"MAX(MIN(AE$40,$AO1663-SUM($Y1663:AD1663)),0)","v":0},{"$f":"MAX(MIN(AF$40,$AO1663-SUM($Y1663:AE1663)),0)","v":0},{"$f":"MAX(MIN(AG$40,$AO1663-SUM($Y1663:AF1663)),0)","v":0},{"$f":"MAX(MIN(AH$40,$AO1663-SUM($Y1663:AG1663)),0)","v":0},{"$f":"MAX(MIN(AI$40,$AO1663-SUM($Y1663:AH1663)),0)","v":0},71.416274037681319,0,{"$f":"INDEX(Demand!$C1629:$H1629,,$AM$13)","v":2.1236047226229519E-4},{"$f":"INDEX(Demand!$K1629:$P1629,,$AM$13)","v":0.22762174290514259},7.2407045009784738,71.416274037681319,64.175569536702838,56.572829810675444,7.602739726027397,1617,1617,1575,72.33171588732742,60,0,12.33171588732742,0,0,0,0,0,0,0,7.6027397260273979,0]
[null,null,null,null,null,null,null,null,null,null,null,null,null,null,null,null,null,null,null,null,null,null,null,0,0,{"$f":"MAX(MIN(Z$40*IF($Z$37=\"Solar\",$AM1680,1),$AO1680-SUM($Y1680:Y1680)),0)","v":60},{"$f":"MAX(MIN(AA$40,$AO1680-SUM($Y1680:Z1680)),0)","v":0},{"$f":"MAX(MIN(AB$40,$AO1680-SUM($Y1680:AA1680)),0)","v":11.041191506134581},{"$f":"MAX(MIN(AC$40,$AO1680-SUM($Y1680:AB1680)),0)","v":0},{"$f":"MAX(MIN(AD$40,$AO1680-SUM($Y1680:AC1680)),0)","v":0},{"$f":"MAX(MIN(AE$40,$AO1680-SUM($Y1680:AD1680)),0)","v":0},{"$f":"MAX(MIN(AF$40,$AO1680-SUM($Y1680:AE1680)),0)","v":0},{"$f":"MAX(MIN(AG$40,$AO1680-SUM($Y1680:AF1680)),0)","v":0},{"$f":"MAX(MIN(AH$40,$AO1680-SUM($Y1680:AG1680)),0)","v":0},{"$f":"MAX(MIN(AI$40,$AO1680-SUM($Y1680:AH1680)),0)","v":0},71.041191506134581,0,{"$f":"INDEX(Demand!$C1646:$H1646,,$AM$13)","v":2.1095250480153416E-4},{"$f":"INDEX(Demand!$K1646:$P1646,,$AM$13)","v":0},7.2407045009784738,71.041191506134581,63.800487005156107,56.197747279128713,7.602739726027397,1634,1634,8710,72.145140911484788,60,0,12.145140911484788,0,0,0,0,0,0,0,7.6027397260273979,0]
[null,null,null,null,null,null,null,null,null,null,null,null,null,null,null,null,null,null,null,null,null,null,null,0,0,{"$f":"MAX(MIN(Z$40*IF($Z$37=\"Solar\",$AM1709,1),$AO1709-SUM($Y1709:Y1709)),0)","v":60},{"$f":"MAX(MIN(AA$40,$AO1709-SUM($Y1709:Z1709)),0)","v":0},{"$f":"MAX(MIN(AB$40,$AO1709-SUM($Y1709:AA1709)),0)","v":10.461068407935258},{"$f":"MAX(MIN(AC$40,$AO1709-SUM($Y1709:AB1709)),0)","v":0},{"$f":"MAX(MIN(AD$40,$AO1709-SUM($Y1709:AC1709)),0)","v":0},{"$f":"MAX(MIN(AE$40,$AO1709-SUM($Y1709:AD1709)),0)","v":0},{"$f":"MAX(MIN(AF$40,$AO1709-SUM($Y1709:AE1709)),0)","v":0},{"$f":"MAX(MIN(AG$40,$AO1709-SUM($Y1709:AF1709)),0)","v":0},{"$f":"MAX(MIN(AH$40,$AO1709-SUM($Y1709:AG1709)),0)","v":0},{"$f":"MAX(MIN(AI$40,$AO1709-SUM($Y1709:AH1709)),0)","v":0},70.461068407935258,0,{"$f":"INDEX(Demand!$C1675:$H1675,,$AM$13)","v":2.0877486554402919E-4},{"$f":"INDEX(Demand!$K1675:$P1675,,$AM$13)","v":0},7.2407045009784738,70.461068407935258,63.220363906956784,55.61762418092939,7.602739726027397,1663,1663,1598,71.82952762292345,60,0,11.82952762292345,0,0,0,0,0,0,0,7.6027397260273979,0]
[null,null,null,null,null,null,null,null,null,null,null,null,null,null,null,null,null,null,null,null,null,null,null,0,0,{"$f":"MAX(MIN(Z$40*IF($Z$37=\"Solar\",$AM1715,1),$AO1715-SUM($Y1715:Y1715)),0)","v":60},{"$f":"MAX(MIN(AA$40,$AO1715-SUM($Y1715:Z1715)),0)","v":0},{"$f":"MAX(MIN(AB$40,$AO1715-SUM($Y1715:AA1715)),0)","v":10.281106755665775},{"$f":"MAX(MIN(AC$40,$AO1715-SUM($Y1715:AB1715)),0)","v":0},{"$f":"MAX(MIN(AD$40,$AO1715-SUM($Y1715:AC1715)),0)","v":0},{"$f":"MAX(MIN(AE$40,$AO1715-SUM($Y1715:AD1715)),0)","v":0},{"$f":"MAX(MIN(AF$40,$AO1715-SUM($Y1715:AE1715)),0)","v":0},{"$f":"MAX(MIN(AG$40,$AO1715-SUM($Y1715:AF1715)),0)","v":0},{"$f":"MAX(MIN(AH$40,$AO1715-SUM($Y1715:AG1715)),0)","v":0},{"$f":"MAX(MIN(AI$40,$AO1715-SUM($Y1715:AH1715)),0)","v":0},70.281106755665775,0,{"$f":"INDEX(Demand!$C1681:$H1681,,$AM$13)","v":2.0809933381629094E-4},{"$f":"INDEX(Demand!$K1681:$P1681,,$AM$13)","v":0.24024985624245987},7.2407045009784738,70.281106755665775,63.040402254687308,55.437662528659914,7.602739726027397,1669,1669,1601,71.766965642202194,60,0,11.766965642202194,0,0,0,0,0,0,0,7.6027397260273979,0]
[null,null,null,null,null,null,null,null,null,null,null,null,null,null,null,null,null,null,null,null,null,null,null,0,0,{"$f":"MAX(MIN(Z$40*IF($Z$37=\"Solar\",$AM1732,1),$AO1732-SUM($Y1732:Y1732)),0)","v":60},{"$f":"MAX(MIN(AA$40,$AO1732-SUM($Y1732:Z1732)),0)","v":0},{"$f":"MAX(MIN(AB$40,$AO1732-SUM($Y1732:AA1732)),0)","v":9.9116990295305811},{"$f":"MAX(MIN(AC$40,$AO1732-SUM($Y1732:AB1732)),0)","v":0},{"$f":"MAX(MIN(AD$40,$AO1732-SUM($Y1732:AC1732)),0)","v":0},{"$f":"MAX(MIN(AE$40,$AO1732-SUM($Y1732:AD1732)),0)","v":0},{"$f":"MAX(MIN(AF$40,$AO1732-SUM($Y1732:AE1732)),0)","v":0},{"$f":"MAX(MIN(AG$40,$AO1732-SUM($Y1732:AF1732)),0)","v":0},{"$f":"MAX(MIN(AH$40,$AO1732-SUM($Y1732:AG1732)),0)","v":0},{"$f":"MAX(MIN(AI$40,$AO1732-SUM($Y1732:AH1732)),0)","v":0},69.911699029530581,0,{"$f":"INDEX(Demand!$C1698:$H1698,,$AM$13)","v":2.067126681776453E-4},{"$f":"INDEX(Demand!$K1698:$P1698,,$AM$13)","v":0},7.2407045009784738,69.911699029530581,62.670994528552107,55.068254802524713,7.602739726027397,1686,1686,8684,71.608774691396036,60,0,11.608774691396036,0,0,0,0,0,0,0,7.6027397260273979,0]
[null,null,null,null,null,null,null,null,null,null,null,null,null,null,null,null,null,null,null,null,null,null,null,0,0,{"$f":"MAX(MIN(Z$40*IF($Z$37=\"Solar\",$AM1760,1),$AO1760-SUM($Y1760:Y1760)),0)","v":60},{"$f":"MAX(MIN(AA$40,$AO1760-SUM($Y1760:Z1760)),0)","v":0},{"$f":"MAX(MIN(AB$40,$AO1760-SUM($Y1760:AA1760)),0)","v":9.3039635336641595},{"$f":"MAX(MIN(AC$40,$AO1760-SUM($Y1760:AB1760)),0)","v":0},{"$f":"MAX(MIN(AD$40,$AO1760-SUM($Y1760:AC1760)),0)","v":0},{"$f":"MAX(MIN(AE$40,$AO1760-SUM($Y1760:AD1760)),0)","v":0},{"$f":"MAX(MIN(AF$40,$AO1760-SUM($Y1760:AE1760)),0)","v":0},{"$f":"MAX(MIN(AG$40,$AO1760-SUM($Y1760:AF1760)),0)","v":0},{"$f":"MAX(MIN(AH$40,$AO1760-SUM($Y1760:AG1760)),0)","v":0},{"$f":"MAX(MIN(AI$40,$AO1760-SUM($Y1760:AH1760)),0)","v":0},69.30396353366416,0,{"$f":"INDEX(Demand!$C1726:$H1726,,$AM$13)","v":2.0443137877874728E-4},{"$f":"INDEX(Demand!$K1726:$P1726,,$AM$13)","v":0.6304134579607853},7.2407045009784738,69.30396353366416,62.063259032685679,54.460519306658284,7.602739726027397,1714,1714,8670,71.23085178433405,60,0,11.23085178433405,0,0,0,0,0,0,0,7.6027397260273979,0]
[null,null,null,null,null,null,null,null,null,null,null,null,null,null,null,null,null,null,null,null,null,null,null,0,0,{"$f":"MAX(MIN(Z$40*IF($Z$37=\"Solar\",$AM1767,1),$AO1767-SUM($Y1767:Y1767)),0)","v":60},{"$f":"MAX(MIN(AA$40,$AO1767-SUM($Y1767:Z1767)),0)","v":0},{"$f":"MAX(MIN(AB$40,$AO1767-SUM($Y1767:AA1767)),0)","v":9.1927415835354935},{"$f":"MAX(MIN(AC$40,$AO1767-SUM($Y1767:AB1767)),0)","v":0},{"$f":"MAX(MIN(AD$40,$AO1767-SUM($Y1767:AC1767)),0)","v":0},{"$f":"MAX(MIN(AE$40,$AO1767-SUM($Y1767:AD1767)),0)","v":0},{"$f":"MAX(MIN(AF$40,$AO1767-SUM($Y1767:AE1767)),0)","v":0},{"$f":"MAX(MIN(AG$40,$AO1767-SUM($Y1767:AF1767)),0)","v":0},{"$f":"MAX(MIN(AH$40,$AO1767-SUM($Y1767:AG1767)),0)","v":0},{"$f":"MAX(MIN(AI$40,$AO1767-SUM($Y1767:AH1767)),0)","v":0},69.192741583535494,0,{"$f":"INDEX(Demand!$C1733:$H1733,,$AM$13)","v":2.0401387896595201E-4},{"$f":"INDEX(Demand!$K1733:$P1733,,$AM$13)","v":0},7.2407045009784738,69.192741583535494,61.95203708255702,54.349297356529625,7.602739726027397,1721,1721,1627,71.184517883128862,60,0,11.184517883128862,0,0,0,0,0,0,0,7.6027397260273979,0]
[null,null,null,null,null,null,null,null,null,null,null,null,null,null,null,null,null,null,null,null,null,null,null,0,0,{"$f":"MAX(MIN(Z$40*IF($Z$37=\"Solar\",$AM1793,1),$AO1793-SUM($Y1793:Y1793)),0)","v":60},{"$f":"MAX(MIN(AA$40,$AO1793-SUM($Y1793:Z1793)),0)","v":0},{"$f":"MAX(MIN(AB$40,$AO1793-SUM($Y1793:AA1793)),0)","v":8.7264510430625535},{"$f":"MAX(MIN(AC$40,$AO1793-SUM($Y1793:AB1793)),0)","v":0},{"$f":"MAX(MIN(AD$40,$AO1793-SUM($Y1793:AC1793)),0)","v":0},{"$f":"MAX(MIN(AE$40,$AO1793-SUM($Y1793:AD1793)),0)","v":0},{"$f":"MAX(MIN(AF$40,$AO1793-SUM($Y1793:AE1793)),0)","v":0},{"$f":"MAX(MIN(AG$40,$AO1793-SUM($Y1793:AF1793)),0)","v":0},{"$f":"MAX(MIN(AH$40,$AO1793-SUM($Y1793:AG1793)),0)","v":0},{"$f":"MAX(MIN(AI$40,$AO1793-SUM($Y1793:AH1793)),0)","v":0},68.726451043062553,0,{"$f":"INDEX(Demand!$C1759:$H1759,,$AM$13)","v":2.0226353909931187E-4},{"$f":"INDEX(Demand!$K1759:$P1759,,$AM$13)","v":0},7.2407045009784738,68.726451043062553,61.485746542084087,53.883006816056692,7.602739726027397,1747,1747,1640,70.887694265785825,60,0,10.887694265785825,0,0,0,0,0,0,0,7.6027397260273979,0]
[null,null,null,null,null,null,null,null,null,null,null,null,null,null,null,null,null,null,null,null,null,null,null,0,0,{"$f":"MAX(MIN(Z$40*IF($Z$37=\"Solar\",$AM1802,1),$AO1802-SUM($Y1802:Y1802)),0)","v":60},{"$f":"MAX(MIN(AA$40,$AO1802-SUM($Y1802:Z1802)),0)","v":0},{"$f":"MAX(MIN(AB$40,$AO1802-SUM($Y1802:AA1802)),0)","v":8.5769382697398981},{"$f":"MAX(MIN(AC$40,$AO1802-SUM($Y1802:AB1802)),0)","v":0},{"$f":"MAX(MIN(AD$40,$AO1802-SUM($Y1802:AC1802)),0)","v":0},{"$f":"MAX(MIN(AE$40,$AO1802-SUM($Y1802:AD1802)),0)","v":0},{"$f":"MAX(MIN(AF$40,$AO1802-SUM($Y1802:AE1802)),0)","v":0},{"$f":"MAX(MIN(AG$40,$AO1802-SUM($Y1802:AF1802)),0)","v":0},{"$f":"MAX(MIN(AH$40,$AO1802-SUM($Y1802:AG1802)),0)","v":0},{"$f":"MAX(MIN(AI$40,$AO1802-SUM($Y1802:AH1802)),0)","v":0},68.576938269739898,0,{"$f":"INDEX(Demand!$C1768:$H1768,,$AM$13)","v":2.0170230496521779E-4},{"$f":"INDEX(Demand!$K1768:$P1768,,$AM$13)","v":0},7.2407045009784738,68.576938269739898,61.336233768761424,53.73349404273403,7.602739726027397,1756,1756,8649,70.788944468342393,60,0,10.788944468342393,0,0,0,0,0,0,0,7.6027397260273979,0]
[null,null,null,null,null,null,null,null,null,null,null,null,null,null,null,null,null,null,null,null,null,null,null,0,0,{"$f":"MAX(MIN(Z$40*IF($Z$37=\"Solar\",$AM1819,1),$AO1819-SUM($Y1819:Y1819)),0)","v":60},{"$f":"MAX(MIN(AA$40,$AO1819-SUM($Y1819:Z1819)),0)","v":0},{"$f":"MAX(MIN(AB$40,$AO1819-SUM($Y1819:AA1819)),0)","v":8.1551352914686106},{"$f":"MAX(MIN(AC$40,$AO1819-SUM($Y1819:AB1819)),0)","v":0},{"$f":"MAX(MIN(AD$40,$AO1819-SUM($Y1819:AC1819)),0)","v":0},{"$f":"MAX(MIN(AE$40,$AO1819-SUM($Y1819:AD1819)),0)","v":0},{"$f":"MAX(MIN(AF$40,$AO1819-SUM($Y1819:AE1819)),0)","v":0},{"$f":"MAX(MIN(AG$40,$AO1819-SUM($Y1819:AF1819)),0)","v":0},{"$f":"MAX(MIN(AH$40,$AO1819-SUM($Y1819:AG1819)),0)","v":0},{"$f":"MAX(MIN(AI$40,$AO1819-SUM($Y1819:AH1819)),0)","v":0},68.155135291468611,0,{"$f":"INDEX(Demand!$C1785:$H1785,,$AM$13)","v":2.0011896045218745E-4},{"$f":"INDEX(Demand!$K1785:$P1785,,$AM$13)","v":0},7.2407045009784738,68.155135291468611,60.914430790490137,53.311691064462742,7.602739726027397,1773,1773,1653,70.630139501381564,60,0,10.630139501381564,0,0,0,0,0,0,0,7.6027397260273979,0]
[null,null,null,null,null,null,null,null,null,null,null,null,null,null,null,null,null,null,null,null,null,null,null,0,0,{"$f":"MAX(MIN(Z$40*IF($Z$37=\"Solar\",$AM1826,1),$AO1826-SUM($Y1826:Y1826)),0)","v":60},{"$f":"MAX(MIN(AA$40,$AO1826-SUM($Y1826:Z1826)),0)","v":0},{"$f":"MAX(MIN(AB$40,$AO1826-SUM($Y1826:AA1826)),0)","v":8.0430328655413916},{"$f":"MAX(MIN(AC$40,$AO1826-SUM($Y1826:AB1826)),0)","v":0},{"$f":"MAX(MIN(AD$40,$AO1826-SUM($Y1826:AC1826)),0)","v":0},{"$f":"MAX(MIN(AE$40,$AO1826-SUM($Y1826:AD1826)),0)","v":0},{"$f":"MAX(MIN(AF$40,$AO1826-SUM($Y1826:AE1826)),0)","v":0},{"$f":"MAX(MIN(AG$40,$AO1826-SUM($Y1826:AF1826)),0)","v":0},{"$f":"MAX(MIN(AH$40,$AO1826-SUM($Y1826:AG1826)),0)","v":0},{"$f":"MAX(MIN(AI$40,$AO1826-SUM($Y1826:AH1826)),0)","v":0},68.043032865541392,0,{"$f":"INDEX(Demand!$C1792:$H1792,,$AM$13)","v":1.9969815555005821E-4},{"$f":"INDEX(Demand!$K1792:$P1792,,$AM$13)","v":0},7.2407045009784738,68.043032865541392,60.802328364562918,53.199588638535523,7.602739726027397,1780,1780,8637,70.572926044368856,60,0,10.572926044368856,0,0,0,0,0,0,0,7.6027397260273979,0]
[null,null,null,null,null,null,null,null,null,null,null,null,null,null,null,null,null,null,null,null,null,null,null,0,0,{"$f":"MAX(MIN(Z$40*IF($Z$37=\"Solar\",$AM1854,1),$AO1854-SUM($Y1854:Y1854)),0)","v":60},{"$f":"MAX(MIN(AA$40,$AO1854-SUM($Y1854:Z1854)),0)","v":0},{"$f":"MAX(MIN(AB$40,$AO1854-SUM($Y1854:AA1854)),0)","v":7.5592306626635093},{"$f":"MAX(MIN(AC$40,$AO1854-SUM($Y1854:AB1854)),0)","v":0},{"$f":"MAX(MIN(AD$40,$AO1854-SUM($Y1854:AC1854)),0)","v":0},{"$f":"MAX(MIN(AE$40,$AO1854-SUM($Y1854:AD1854)),0)","v":0},{"$f":"MAX(MIN(AF$40,$AO1854-SUM($Y1854:AE1854)),0)","v":0},{"$f":"MAX(MIN(AG$40,$AO1854-SUM($Y1854:AF1854)),0)","v":0},{"$f":"MAX(MIN(AH$40,$AO1854-SUM($Y1854:AG1854)),0)","v":0},{"$f":"MAX(MIN(AI$40,$AO1854-SUM($Y1854:AH1854)),0)","v":0},67.559230662663509,0,{"$f":"INDEX(Demand!$C1820:$H1820,,$AM$13)","v":1.9788208121493102E-4},{"$f":"INDEX(Demand!$K1820:$P1820,,$AM$13)","v":0.26030826126664491},7.2407045009784738,67.559230662663509,60.318526161685028,52.715786435657634,7.602739726027397,1808,1808,8623,70.26928306155591,60,0,10.26928306155591,0,0,0,0,0,0,0,7.6027397260273979,0]
[null,null,null,null,null,null,null,null,null,null,null,null,null,null,null,null,null,null,null,null,null,null,null,0,0,{"$f":"MAX(MIN(Z$40*IF($Z$37=\"Solar\",$AM1871,1),$AO1871-SUM($Y1871:Y1871)),0)","v":60},{"$f":"MAX(MIN(AA$40,$AO1871-SUM($Y1871:Z1871)),0)","v":0},{"$f":"MAX(MIN(AB$40,$AO1871-SUM($Y1871:AA1871)),0)","v":7.0446489936901742},{"$f":"MAX(MIN(AC$40,$AO1871-SUM($Y1871:AB1871)),0)","v":0},{"$f":"MAX(MIN(AD$40,$AO1871-SUM($Y1871:AC1871)),0)","v":0},{"$f":"MAX(MIN(AE$40,$AO1871-SUM($Y1871:AD1871)),0)","v":0},{"$f":"MAX(MIN(AF$40,$AO1871-SUM($Y1871:AE1871)),0)","v":0},{"$f":"MAX(MIN(AG$40,$AO1871-SUM($Y1871:AF1871)),0)","v":0},{"$f":"MAX(MIN(AH$40,$AO1871-SUM($Y1871:AG1871)),0)","v":0},{"$f":"MAX(MIN(AI$40,$AO1871-SUM($Y1871:AH1871)),0)","v":0},67.044648993690174,0,{"$f":"INDEX(Demand!$C1837:$H1837,,$AM$13)","v":1.9595046834340951E-4},{"$f":"INDEX(Demand!$K1837:$P1837,,$AM$13)","v":0},7.2407045009784738,67.044648993690174,59.803944492711693,52.201204766684299,7.602739726027397,1825,1825,1679,70.085663747093179,60,0,10.085663747093179,0,0,0,0,0,0,0,7.6027397260273979,0]
[null,null,null,null,null,null,null,null,null,null,null,null,null,null,null,null,null,null,null,null,null,null,null,0,0,{"$f":"MAX(MIN(Z$40*IF($Z$37=\"Solar\",$AM1877,1),$AO1877-SUM($Y1877:Y1877)),0)","v":60},{"$f":"MAX(MIN(AA$40,$AO1877-SUM($Y1877:Z1877)),0)","v":0},{"$f":"MAX(MIN(AB$40,$AO1877-SUM($Y1877:AA1877)),0)","v":6.9349239219433798},{"$f":"MAX(MIN(AC$40,$AO1877-SUM($Y1877:AB1877)),0)","v":0},{"$f":"MAX(MIN(AD$40,$AO1877-SUM($Y1877:AC1877)),0)","v":0},{"$f":"MAX(MIN(AE$40,$AO1877-SUM($Y1877:AD1877)),0)","v":0},{"$f":"MAX(MIN(AF$40,$AO1877-SUM($Y1877:AE1877)),0)","v":0},{"$f":"MAX(MIN(AG$40,$AO1877-SUM($Y1877:AF1877)),0)","v":0},{"$f":"MAX(MIN(AH$40,$AO1877-SUM($Y1877:AG1877)),0)","v":0},{"$f":"MAX(MIN(AI$40,$AO1877-SUM($Y1877:AH1877)),0)","v":0},66.93492392194338,0,{"$f":"INDEX(Demand!$C1843:$H1843,,$AM$13)","v":1.9553858744345912E-4},{"$f":"INDEX(Demand!$K1843:$P1843,,$AM$13)","v":0},7.2407045009784738,66.93492392194338,59.694219420964913,52.091479694937519,7.602739726027397,1831,1831,1682,70.06115194877205,60,0,10.06115194877205,0,0,0,0,0,0,0,7.6027397260273979,0]
[null,null,null,null,null,null,null,null,null,null,null,null,null,null,null,null,null,null,null,null,null,null,null,0,0,{"$f":"MAX(MIN(Z$40*IF($Z$37=\"Solar\",$AM1906,1),$AO1906-SUM($Y1906:Y1906)),0)","v":60},{"$f":"MAX(MIN(AA$40,$AO1906-SUM($Y1906:Z1906)),0)","v":0},{"$f":"MAX(MIN(AB$40,$AO1906-SUM($Y1906:AA1906)),0)","v":6.3018439514251838},{"$f":"MAX(MIN(AC$40,$AO1906-SUM($Y1906:AB1906)),0)","v":0},{"$f":"MAX(MIN(AD$40,$AO1906-SUM($Y1906:AC1906)),0)","v":0},{"$f":"MAX(MIN(AE$40,$AO1906-SUM($Y1906:AD1906)),0)","v":0},{"$f":"MAX(MIN(AF$40,$AO1906-SUM($Y1906:AE1906)),0)","v":0},{"$f":"MAX(MIN(AG$40,$AO1906-SUM($Y1906:AF1906)),0)","v":0},{"$f":"MAX(MIN(AH$40,$AO1906-SUM($Y1906:AG1906)),0)","v":0},{"$f":"MAX(MIN(AI$40,$AO1906-SUM($Y1906:AH1906)),0)","v":0},66.301843951425184,0,{"$f":"INDEX(Demand!$C1872:$H1872,,$AM$13)","v":1.9316216112770008E-4},{"$f":"INDEX(Demand!$K1872:$P1872,,$AM$13)","v":0.29817005107620848},7.2407045009784738,66.301843951425184,59.061139450446703,51.458399724419309,7.602739726027397,1860,1860,8597,69.652800192013686,60,0,9.6528001920136859,0,0,0,0,0,0,0,7.6027397260273979,0]
[null,null,null,null,null,null,null,null,null,null,null,null,null,null,null,null,null,null,null,null,null,null,null,0,0,{"$f":"MAX(MIN(Z$40*IF($Z$37=\"Solar\",$AM1910,1),$AO1910-SUM($Y1910:Y1910)),0)","v":60},{"$f":"MAX(MIN(AA$40,$AO1910-SUM($Y1910:Z1910)),0)","v":0},{"$f":"MAX(MIN(AB$40,$AO1910-SUM($Y1910:AA1910)),0)","v":6.1848147179418902},{"$f":"MAX(MIN(AC$40,$AO1910-SUM($Y1910:AB1910)),0)","v":0},{"$f":"MAX(MIN(AD$40,$AO1910-SUM($Y1910:AC1910)),0)","v":0},{"$f":"MAX(MIN(AE$40,$AO1910-SUM($Y1910:AD1910)),0)","v":0},{"$f":"MAX(MIN(AF$40,$AO1910-SUM($Y1910:AE1910)),0)","v":0},{"$f":"MAX(MIN(AG$40,$AO1910-SUM($Y1910:AF1910)),0)","v":0},{"$f":"MAX(MIN(AH$40,$AO1910-SUM($Y1910:AG1910)),0)","v":0},{"$f":"MAX(MIN(AI$40,$AO1910-SUM($Y1910:AH1910)),0)","v":0},66.18481471794189,0,{"$f":"INDEX(Demand!$C1876:$H1876,,$AM$13)","v":1.927228622032133E-4},{"$f":"INDEX(Demand!$K1876:$P1876,,$AM$13)","v":0},7.2407045009784738,66.18481471794189,58.944110216963423,51.341370490936029,7.602739726027397,1864,1864,8595,69.636479374585321,60,0,9.6364793745853206,0,0,0,0,0,0,0,7.6027397260273979,0]
[null,null,null,null,null,null,null,null,null,null,null,null,null,null,null,null,null,null,null,null,null,null,null,0,0,{"$f":"MAX(MIN(Z$40*IF($Z$37=\"Solar\",$AM1925,1),$AO1925-SUM($Y1925:Y1925)),0)","v":60},{"$f":"MAX(MIN(AA$40,$AO1925-SUM($Y1925:Z1925)),0)","v":0},{"$f":"MAX(MIN(AB$40,$AO1925-SUM($Y1925:AA1925)),0)","v":5.8570112014877793},{"$f":"MAX(MIN(AC$40,$AO1925-SUM($Y1925:AB1925)),0)","v":0},{"$f":"MAX(MIN(AD$40,$AO1925-SUM($Y1925:AC1925)),0)","v":0},{"$f":"MAX(MIN(AE$40,$AO1925-SUM($Y1925:AD1925)),0)","v":0},{"$f":"MAX(MIN(AF$40,$AO1925-SUM($Y1925:AE1925)),0)","v":0},{"$f":"MAX(MIN(AG$40,$AO1925-SUM($Y1925:AF1925)),0)","v":0},{"$f":"MAX(MIN(AH$40,$AO1925-SUM($Y1925:AG1925)),0)","v":0},{"$f":"MAX(MIN(AI$40,$AO1925-SUM($Y1925:AH1925)),0)","v":0},65.857011201487779,0,{"$f":"INDEX(Demand!$C1891:$H1891,,$AM$13)","v":1.9149236852283001E-4},{"$f":"INDEX(Demand!$K1891:$P1891,,$AM$13)","v":0.12491684612869404},7.2407045009784738,65.857011201487779,58.616306700509313,51.013566974481918,7.602739726027397,1879,1879,1706,69.512894252551632,60,0,9.5128942525516322,0,0,0,0,0,0,0,7.6027397260273979,0]
[null,null,null,null,null,null,null,null,null,null,null,null,null,null,null,null,null,null,null,null,null,null,null,0,0,{"$f":"MAX(MIN(Z$40*IF($Z$37=\"Solar\",$AM1942,1),$AO1942-SUM($Y1942:Y1942)),0)","v":60},{"$f":"MAX(MIN(AA$40,$AO1942-SUM($Y1942:Z1942)),0)","v":0},{"$f":"MAX(MIN(AB$40,$AO1942-SUM($Y1942:AA1942)),0)","v":5.4999685431241119},{"$f":"MAX(MIN(AC$40,$AO1942-SUM($Y1942:AB1942)),0)","v":0},{"$f":"MAX(MIN(AD$40,$AO1942-SUM($Y1942:AC1942)),0)","v":0},{"$f":"MAX(MIN(AE$40,$AO1942-SUM($Y1942:AD1942)),0)","v":0},{"$f":"MAX(MIN(AF$40,$AO1942-SUM($Y1942:AE1942)),0)","v":0},{"$f":"MAX(MIN(AG$40,$AO1942-SUM($Y1942:AF1942)),0)","v":0},{"$f":"MAX(MIN(AH$40,$AO1942-SUM($Y1942:AG1942)),0)","v":0},{"$f":"MAX(MIN(AI$40,$AO1942-SUM($Y1942:AH1942)),0)","v":0},65.499968543124112,0,{"$f":"INDEX(Demand!$C1908:$H1908,,$AM$13)","v":1.9015211830374713E-4},{"$f":"INDEX(Demand!$K1908:$P1908,,$AM$13)","v":0},7.2407045009784738,65.499968543124112,58.259264042145638,50.656524316118244,7.602739726027397,1896,1896,8579,69.295484643437618,60,0,9.2954846434376179,0,0,0,0,0,0,0,7.6027397260273979,0]
[null,null,null,null,null,null,null,null,null,null,null,null,null,null,null,null,null,null,null,null,null,null,null,0,0,{"$f":"MAX(MIN(Z$40*IF($Z$37=\"Solar\",$AM1960,1),$AO1960-SUM($Y1960:Y1960)),0)","v":60},{"$f":"MAX(MIN(AA$40,$AO1960-SUM($Y1960:Z1960)),0)","v":0},{"$f":"MAX(MIN(AB$40,$AO1960-SUM($Y1960:AA1960)),0)","v":5.0864521345223466},{"$f":"MAX(MIN(AC$40,$AO1960-SUM($Y1960:AB1960)),0)","v":0},{"$f":"MAX(MIN(AD$40,$AO1960-SUM($Y1960:AC1960)),0)","v":0},{"$f":"MAX(MIN(AE$40,$AO1960-SUM($Y1960:AD1960)),0)","v":0},{"$f":"MAX(MIN(AF$40,$AO1960-SUM($Y1960:AE1960)),0)","v":0},{"$f":"MAX(MIN(AG$40,$AO1960-SUM($Y1960:AF1960)),0)","v":0},{"$f":"MAX(MIN(AH$40,$AO1960-SUM($Y1960:AG1960)),0)","v":0},{"$f":"MAX(MIN(AI$40,$AO1960-SUM($Y1960:AH1960)),0)","v":0},65.086452134522347,0,{"$f":"INDEX(Demand!$C1926:$H1926,,$AM$13)","v":1.8859987953271948E-4},{"$f":"INDEX(Demand!$K1926:$P1926,,$AM$13)","v":0},7.2407045009784738,65.086452134522347,57.845747633543873,50.243007907516478,7.602739726027397,1914,1914,8570,69.145914986968961,60,0,9.1459149869689611,0,0,0,0,0,0,0,7.6027397260273979,0]
[null,null,null,null,null,null,null,null,null,null,null,null,null,null,null,null,null,null,null,null,null,null,null,0,0,{"$f":"MAX(MIN(Z$40*IF($Z$37=\"Solar\",$AM1977,1),$AO1977-SUM($Y1977:Y1977)),0)","v":60},{"$f":"MAX(MIN(AA$40,$AO1977-SUM($Y1977:Z1977)),0)","v":0},{"$f":"MAX(MIN(AB$40,$AO1977-SUM($Y1977:AA1977)),0)","v":4.7461889644884536},{"$f":"MAX(MIN(AC$40,$AO1977-SUM($Y1977:AB1977)),0)","v":0},{"$f":"MAX(MIN(AD$40,$AO1977-SUM($Y1977:AC1977)),0)","v":0},{"$f":"MAX(MIN(AE$40,$AO1977-SUM($Y1977:AD1977)),0)","v":0},{"$f":"MAX(MIN(AF$40,$AO1977-SUM($Y1977:AE1977)),0)","v":0},{"$f":"MAX(MIN(AG$40,$AO1977-SUM($Y1977:AF1977)),0)","v":0},{"$f":"MAX(MIN(AH$40,$AO1977-SUM($Y1977:AG1977)),0)","v":0},{"$f":"MAX(MIN(AI$40,$AO1977-SUM($Y1977:AH1977)),0)","v":0},64.746188964488454,0,{"$f":"INDEX(Demand!$C1943:$H1943,,$AM$13)","v":1.8732261538094059E-4},{"$f":"INDEX(Demand!$K1943:$P1943,,$AM$13)","v":0.7469754541047009},7.2407045009784738,64.746188964488454,57.50548446350998,49.902744737482585,7.602739726027397,1931,1931,1732,69.003580093196547,60,0,9.0035800931965468,0,0,0,0,0,0,0,7.6027397260273979,0]
[null,null,null,null,null,null,null,null,null,null,null,null,null,null,null,null,null,null,null,null,null,null,null,0,0,{"$f":"MAX(MIN(Z$40*IF($Z$37=\"Solar\",$AM1994,1),$AO1994-SUM($Y1994:Y1994)),0)","v":60},{"$f":"MAX(MIN(AA$40,$AO1994-SUM($Y1994:Z1994)),0)","v":0},{"$f":"MAX(MIN(AB$40,$AO1994-SUM($Y1994:AA1994)),0)","v":4.2324970070565939},{"$f":"MAX(MIN(AC$40,$AO1994-SUM($Y1994:AB1994)),0)","v":0},{"$f":"MAX(MIN(AD$40,$AO1994-SUM($Y1994:AC1994)),0)","v":0},{"$f":"MAX(MIN(AE$40,$AO1994-SUM($Y1994:AD1994)),0)","v":0},{"$f":"MAX(MIN(AF$40,$AO1994-SUM($Y1994:AE1994)),0)","v":0},{"$f":"MAX(MIN(AG$40,$AO1994-SUM($Y1994:AF1994)),0)","v":0},{"$f":"MAX(MIN(AH$40,$AO1994-SUM($Y1994:AG1994)),0)","v":0},{"$f":"MAX(MIN(AI$40,$AO1994-SUM($Y1994:AH1994)),0)","v":0},64.232497007056594,0,{"$f":"INDEX(Demand!$C1960:$H1960,,$AM$13)","v":1.8539434226745764E-4},{"$f":"INDEX(Demand!$K1960:$P1960,,$AM$13)","v":0},7.2407045009784738,64.232497007056594,56.99179250607812,49.389052780050726,7.602739726027397,1948,1948,8553,68.817221624525345,60,0,8.8172216245253452,0,0,0,0,0,0,0,7.6027397260273979,0]
[null,null,null,null,null,null,null,null,null,null,null,null,null,null,null,null,null,null,null,null,null,null,null,0,0,{"$f":"MAX(MIN(Z$40*IF($Z$37=\"Solar\",$AM2011,1),$AO2011-SUM($Y2011:Y2011)),0)","v":60},{"$f":"MAX(MIN(AA$40,$AO2011-SUM($Y2011:Z2011)),0)","v":0},{"$f":"MAX(MIN(AB$40,$AO2011-SUM($Y2011:AA2011)),0)","v":3.909836746175813},{"$f":"MAX(MIN(AC$40,$AO2011-SUM($Y2011:AB2011)),0)","v":0},{"$f":"MAX(MIN(AD$40,$AO2011-SUM($Y2011:AC2011)),0)","v":0},{"$f":"MAX(MIN(AE$40,$AO2011-SUM($Y2011:AD2011)),0)","v":0},{"$f":"MAX(MIN(AF$40,$AO2011-SUM($Y2011:AE2011)),0)","v":0},{"$f":"MAX(MIN(AG$40,$AO2011-SUM($Y2011:AF2011)),0)","v":0},{"$f":"MAX(MIN(AH$40,$AO2011-SUM($Y2011:AG2011)),0)","v":0},{"$f":"MAX(MIN(AI$40,$AO2011-SUM($Y2011:AH2011)),0)","v":0},63.909836746175813,0,{"$f":"INDEX(Demand!$C1977:$H1977,,$AM$13)","v":1.8418315510198923E-4},{"$f":"INDEX(Demand!$K1977:$P1977,,$AM$13)","v":0},7.2407045009784738,63.909836746175813,56.669132245197339,49.066392519169945,7.602739726027397,1965,1965,1749,68.679242772772625,60,0,8.6792427727726249,0,0,0,0,0,0,0,7.6027397260273979,0]
[null,null,null,null,null,null,null,null,null,null,null,null,null,null,null,null,null,null,null,null,null,null,null,0,0,{"$f":"MAX(MIN(Z$40*IF($Z$37=\"Solar\",$AM2029,1),$AO2029-SUM($Y2029:Y2029)),0)","v":60},{"$f":"MAX(MIN(AA$40,$AO2029-SUM($Y2029:Z2029)),0)","v":0},{"$f":"MAX(MIN(AB$40,$AO2029-SUM($Y2029:AA2029)),0)","v":3.5145995100605418},{"$f":"MAX(MIN(AC$40,$AO2029-SUM($Y2029:AB2029)),0)","v":0},{"$f":"MAX(MIN(AD$40,$AO2029-SUM($Y2029:AC2029)),0)","v":0},{"$f":"MAX(MIN(AE$40,$AO2029-SUM($Y2029:AD2029)),0)","v":0},{"$f":"MAX(MIN(AF$40,$AO2029-SUM($Y2029:AE2029)),0)","v":0},{"$f":"MAX(MIN(AG$40,$AO2029-SUM($Y2029:AF2029)),0)","v":0},{"$f":"MAX(MIN(AH$40,$AO2029-SUM($Y2029:AG2029)),0)","v":0},{"$f":"MAX(MIN(AI$40,$AO2029-SUM($Y2029:AH2029)),0)","v":0},63.514599510060542,0,{"$f":"INDEX(Demand!$C1995:$H1995,,$AM$13)","v":1.826995318432983E-4},{"$f":"INDEX(Demand!$K1995:$P1995,,$AM$13)","v":0.1845057559391596},7.2407045009784738,63.514599510060542,56.273895009082068,48.671155283054674,7.602739726027397,1983,1983,1758,68.53416918493582,60,0,8.5341691849358199,0,0,0,0,0,0,0,7.6027397260273979,0]
[null,null,null,null,null,null,null,null,null,null,null,null,null,null,null,null,null,null,null,null,null,null,null,2000,0,{"$f":"MAX(MIN(Z$40*IF($Z$37=\"Solar\",$AM2046,1),$AO2046-SUM($Y2046:Y2046)),0)","v":60},{"$f":"MAX(MIN(AA$40,$AO2046-SUM($Y2046:Z2046)),0)","v":0},{"$f":"MAX(MIN(AB$40,$AO2046-SUM($Y2046:AA2046)),0)","v":3.1127405606985263},{"$f":"MAX(MIN(AC$40,$AO2046-SUM($Y2046:AB2046)),0)","v":0},{"$f":"MAX(MIN(AD$40,$AO2046-SUM($Y2046:AC2046)),0)","v":0},{"$f":"MAX(MIN(AE$40,$AO2046-SUM($Y2046:AD2046)),0)","v":0},{"$f":"MAX(MIN(AF$40,$AO2046-SUM($Y2046:AE2046)),0)","v":0},{"$f":"MAX(MIN(AG$40,$AO2046-SUM($Y2046:AF2046)),0)","v":0},{"$f":"MAX(MIN(AH$40,$AO2046-SUM($Y2046:AG2046)),0)","v":0},{"$f":"MAX(MIN(AI$40,$AO2046-SUM($Y2046:AH2046)),0)","v":0},63.112740560698526,0,{"$f":"INDEX(Demand!$C2012:$H2012,,$AM$13)","v":1.8119105230365108E-4},{"$f":"INDEX(Demand!$K2012:$P2012,,$AM$13)","v":0.36993607017622993},7.2407045009784738,63.112740560698526,55.872036059720052,48.269296333692658,7.602739726027397,2000,2000,8527,68.317124871375597,60,0,8.3171248713755972,0,0,0,0,0,0,0,7.6027397260273979,0]
[null,null,null,null,null,null,null,null,null,null,null,null,null,null,null,null,null,null,null,null,null,null,null,0,0,{"$f":"MAX(MIN(Z$40*IF($Z$37=\"Solar\",$AM2061,1),$AO2061-SUM($Y2061:Y2061)),0)","v":60},{"$f":"MAX(MIN(AA$40,$AO2061-SUM($Y2061:Z2061)),0)","v":0},{"$f":"MAX(MIN(AB$40,$AO2061-SUM($Y2061:AA2061)),0)","v":2.7890907636500941},{"$f":"MAX(MIN(AC$40,$AO2061-SUM($Y2061:AB2061)),0)","v":0},{"$f":"MAX(MIN(AD$40,$AO2061-SUM($Y2061:AC2061)),0)","v":0},{"$f":"MAX(MIN(AE$40,$AO2061-SUM($Y2061:AD2061)),0)","v":0},{"$f":"MAX(MIN(AF$40,$AO2061-SUM($Y2061:AE2061)),0)","v":0},{"$f":"MAX(MIN(AG$40,$AO2061-SUM($Y2061:AF2061)),0)","v":0},{"$f":"MAX(MIN(AH$40,$AO2061-SUM($Y2061:AG2061)),0)","v":0},{"$f":"MAX(MIN(AI$40,$AO2061-SUM($Y2061:AH2061)),0)","v":0},62.789090763650094,0,{"$f":"INDEX(Demand!$C2027:$H2027,,$AM$13)","v":1.799761506630789E-4},{"$f":"INDEX(Demand!$K2027:$P2027,,$AM$13)","v":0},7.2407045009784738,62.789090763650094,55.54838626267162,47.945646536644226,7.602739726027397,2015,2015,1774,68.132860196142801,60,0,8.1328601961428006,0,0,0,0,0,0,0,7.6027397260273979,0]
[null,null,null,null,null,null,null,null,null,null,null,null,null,null,null,null,null,null,null,null,null,null,null,0,0,{"$f":"MAX(MIN(Z$40*IF($Z$37=\"Solar\",$AM2081,1),$AO2081-SUM($Y2081:Y2081)),0)","v":60},{"$f":"MAX(MIN(AA$40,$AO2081-SUM($Y2081:Z2081)),0)","v":0},{"$f":"MAX(MIN(AB$40,$AO2081-SUM($Y2081:AA2081)),0)","v":2.3682736927525596},{"$f":"MAX(MIN(AC$40,$AO2081-SUM($Y2081:AB2081)),0)","v":0},{"$f":"MAX(MIN(AD$40,$AO2081-SUM($Y2081:AC2081)),0)","v":0},{"$f":"MAX(MIN(AE$40,$AO2081-SUM($Y2081:AD2081)),0)","v":0},{"$f":"MAX(MIN(AF$40,$AO2081-SUM($Y2081:AE2081)),0)","v":0},{"$f":"MAX(MIN(AG$40,$AO2081-SUM($Y2081:AF2081)),0)","v":0},{"$f":"MAX(MIN(AH$40,$AO2081-SUM($Y2081:AG2081)),0)","v":0},{"$f":"MAX(MIN(AI$40,$AO2081-SUM($Y2081:AH2081)),0)","v":0},62.36827369275256,0,{"$f":"INDEX(Demand!$C2047:$H2047,,$AM$13)","v":1.7839650700355363E-4},{"$f":"INDEX(Demand!$K2047:$P2047,,$AM$13)","v":0},7.2407045009784738,62.36827369275256,55.127569191774086,47.524829465746691,7.602739726027397,2035,2035,1784,68.003470886800329,60,0,8.0034708868003293,0,0,0,0,0,0,0,7.6027397260273979,0]
[null,null,null,null,null,null,null,null,null,null,null,null,null,null,null,null,null,null,null,null,null,null,null,{"$f":"IF(MOD(ROW(),1000)=ROW($Y$46),(ROW()-ROW($Y$46)),0)","v":0},0,{"$f":"MAX(MIN(Z$40*IF($Z$37=\"Solar\",$AM2095,1),$AO2095-SUM($Y2095:Y2095)),0)","v":60},{"$f":"MAX(MIN(AA$40,$AO2095-SUM($Y2095:Z2095)),0)","v":0},{"$f":"MAX(MIN(AB$40,$AO2095-SUM($Y2095:AA2095)),0)","v":1.9268769347629799},{"$f":"MAX(MIN(AC$40,$AO2095-SUM($Y2095:AB2095)),0)","v":0},{"$f":"MAX(MIN(AD$40,$AO2095-SUM($Y2095:AC2095)),0)","v":0},{"$f":"MAX(MIN(AE$40,$AO2095-SUM($Y2095:AD2095)),0)","v":0},{"$f":"MAX(MIN(AF$40,$AO2095-SUM($Y2095:AE2095)),0)","v":0},{"$f":"MAX(MIN(AG$40,$AO2095-SUM($Y2095:AF2095)),0)","v":0},{"$f":"MAX(MIN(AH$40,$AO2095-SUM($Y2095:AG2095)),0)","v":0},{"$f":"MAX(MIN(AI$40,$AO2095-SUM($Y2095:AH2095)),0)","v":0},61.92687693476298,0,{"$f":"INDEX(Demand!$C2061:$H2061,,$AM$13)","v":1.7673961226635551E-4},{"$f":"INDEX(Demand!$K2061:$P2061,,$AM$13)","v":0.54055090144434048},{"$f":"IF(AP2095>0,Centralised_GWh*Support_thousand/(1-Centralised_HeatLoss)*Centralised_HeatLoss/BaseLoadHours,0)","v":7.2407045009784738},61.92687693476298,{"$f":"Centralised_GWh*Support_thousand*((1-Centralised_WWDemand)*AL2095+Centralised_WWDemand/8760)","v":54.686172433784506},47.083432707757112,{"$f":"Centralised_GWh*Support_thousand*Centralised_WWDemand/8760","v":7.602739726027397},2049,{"$f":"_xlfn.RANK.EQ(AV2095,$AV$47:$AV$8806)","v":2049},1791,67.839683508079787,60,0,7.8396835080797871,0,0,0,0,0,0,0,{"$f":"Centralised_GWh*Support_thousand*(Centralised_WWDemand/8760)","v":7.6027397260273979},0]
[null,null,null,null,null,null,null,null,null,null,null,null,null,null,null,null,null,null,null,null,null,null,null,0,0,{"$f":"MAX(MIN(Z$40*IF($Z$37=\"Solar\",$AM2116,1),$AO2116-SUM($Y2116:Y2116)),0)","v":60},{"$f":"MAX(MIN(AA$40,$AO2116-SUM($Y2116:Z2116)),0)","v":0},{"$f":"MAX(MIN(AB$40,$AO2116-SUM($Y2116:AA2116)),0)","v":1.4005730745876406},{"$f":"MAX(MIN(AC$40,$AO2116-SUM($Y2116:AB2116)),0)","v":0},{"$f":"MAX(MIN(AD$40,$AO2116-SUM($Y2116:AC2116)),0)","v":0},{"$f":"MAX(MIN(AE$40,$AO2116-SUM($Y2116:AD2116)),0)","v":0},{"$f":"MAX(MIN(AF$40,$AO2116-SUM($Y2116:AE2116)),0)","v":0},{"$f":"MAX(MIN(AG$40,$AO2116-SUM($Y2116:AF2116)),0)","v":0},{"$f":"MAX(MIN(AH$40,$AO2116-SUM($Y2116:AG2116)),0)","v":0},{"$f":"MAX(MIN(AI$40,$AO2116-SUM($Y2116:AH2116)),0)","v":0},61.400573074587641,0,{"$f":"INDEX(Demand!$C2082:$H2082,,$AM$13)","v":1.7476399717560723E-4},{"$f":"INDEX(Demand!$K2082:$P2082,,$AM$13)","v":0},7.2407045009784738,61.400573074587641,54.159868573609167,46.557128847581772,7.602739726027397,2070,2070,8492,67.700286581098169,60,0,7.7002865810981689,0,0,0,0,0,0,0,7.6027397260273979,0]
[null,null,null,null,null,null,null,null,null,null,null,null,null,null,null,null,null,null,null,null,null,null,null,0,0,{"$f":"MAX(MIN(Z$40*IF($Z$37=\"Solar\",$AM2133,1),$AO2133-SUM($Y2133:Y2133)),0)","v":60},{"$f":"MAX(MIN(AA$40,$AO2133-SUM($Y2133:Z2133)),0)","v":0},{"$f":"MAX(MIN(AB$40,$AO2133-SUM($Y2133:AA2133)),0)","v":1.0808032477652816},{"$f":"MAX(MIN(AC$40,$AO2133-SUM($Y2133:AB2133)),0)","v":0},{"$f":"MAX(MIN(AD$40,$AO2133-SUM($Y2133:AC2133)),0)","v":0},{"$f":"MAX(MIN(AE$40,$AO2133-SUM($Y2133:AD2133)),0)","v":0},{"$f":"MAX(MIN(AF$40,$AO2133-SUM($Y2133:AE2133)),0)","v":0},{"$f":"MAX(MIN(AG$40,$AO2133-SUM($Y2133:AF2133)),0)","v":0},{"$f":"MAX(MIN(AH$40,$AO2133-SUM($Y2133:AG2133)),0)","v":0},{"$f":"MAX(MIN(AI$40,$AO2133-SUM($Y2133:AH2133)),0)","v":0},61.080803247765282,0,{"$f":"INDEX(Demand!$C2099:$H2099,,$AM$13)","v":1.735636599878356E-4},{"$f":"INDEX(Demand!$K2099:$P2099,,$AM$13)","v":0},7.2407045009784738,61.080803247765282,53.840098746786808,46.237359020759413,7.602739726027397,2087,2087,1810,67.519960634899149,60,0,7.5199606348991495,0,0,0,0,0,0,0,7.6027397260273979,0]
[null,null,null,null,null,null,null,null,null,null,null,null,null,null,null,null,null,null,null,null,null,null,null,0,0,{"$f":"MAX(MIN(Z$40*IF($Z$37=\"Solar\",$AM2145,1),$AO2145-SUM($Y2145:Y2145)),0)","v":60},{"$f":"MAX(MIN(AA$40,$AO2145-SUM($Y2145:Z2145)),0)","v":0},{"$f":"MAX(MIN(AB$40,$AO2145-SUM($Y2145:AA2145)),0)","v":0.72659318914256232},{"$f":"MAX(MIN(AC$40,$AO2145-SUM($Y2145:AB2145)),0)","v":0},{"$f":"MAX(MIN(AD$40,$AO2145-SUM($Y2145:AC2145)),0)","v":0},{"$f":"MAX(MIN(AE$40,$AO2145-SUM($Y2145:AD2145)),0)","v":0},{"$f":"MAX(MIN(AF$40,$AO2145-SUM($Y2145:AE2145)),0)","v":0},{"$f":"MAX(MIN(AG$40,$AO2145-SUM($Y2145:AF2145)),0)","v":0},{"$f":"MAX(MIN(AH$40,$AO2145-SUM($Y2145:AG2145)),0)","v":0},{"$f":"MAX(MIN(AI$40,$AO2145-SUM($Y2145:AH2145)),0)","v":0},60.726593189142562,0,{"$f":"INDEX(Demand!$C2111:$H2111,,$AM$13)","v":1.7223404265066325E-4},{"$f":"INDEX(Demand!$K2111:$P2111,,$AM$13)","v":0.73150601526648718},7.2407045009784738,60.726593189142562,53.485888688164088,45.883148962136694,7.602739726027397,2099,2099,1816,67.311497654327923,60,0,7.3114976543279226,0,0,0,0,0,0,0,7.6027397260273979,0]
[null,null,null,null,null,null,null,null,null,null,null,null,null,null,null,null,null,null,null,null,null,null,null,0,0,{"$f":"MAX(MIN(Z$40*IF($Z$37=\"Solar\",$AM2168,1),$AO2168-SUM($Y2168:Y2168)),0)","v":60},{"$f":"MAX(MIN(AA$40,$AO2168-SUM($Y2168:Z2168)),0)","v":0},{"$f":"MAX(MIN(AB$40,$AO2168-SUM($Y2168:AA2168)),0)","v":0.31724134352479894},{"$f":"MAX(MIN(AC$40,$AO2168-SUM($Y2168:AB2168)),0)","v":0},{"$f":"MAX(MIN(AD$40,$AO2168-SUM($Y2168:AC2168)),0)","v":0},{"$f":"MAX(MIN(AE$40,$AO2168-SUM($Y2168:AD2168)),0)","v":0},{"$f":"MAX(MIN(AF$40,$AO2168-SUM($Y2168:AE2168)),0)","v":0},{"$f":"MAX(MIN(AG$40,$AO2168-SUM($Y2168:AF2168)),0)","v":0},{"$f":"MAX(MIN(AH$40,$AO2168-SUM($Y2168:AG2168)),0)","v":0},{"$f":"MAX(MIN(AI$40,$AO2168-SUM($Y2168:AH2168)),0)","v":0},60.317241343524799,0,{"$f":"INDEX(Demand!$C2134:$H2134,,$AM$13)","v":1.7069743662356953E-4},{"$f":"INDEX(Demand!$K2134:$P2134,,$AM$13)","v":0.68881848214587738},7.2407045009784738,60.317241343524799,53.076536842546325,45.473797116518931,7.602739726027397,2122,2122,8466,67.008351784681935,60,0,7.0083517846819348,0,0,0,0,0,0,0,7.6027397260273979,0]
[null,null,null,null,null,null,null,null,null,null,null,null,null,null,null,null,null,null,null,null,null,null,null,0,0,{"$f":"MAX(MIN(Z$40*IF($Z$37=\"Solar\",$AM2185,1),$AO2185-SUM($Y2185:Y2185)),0)","v":59.851752512868863},{"$f":"MAX(MIN(AA$40,$AO2185-SUM($Y2185:Z2185)),0)","v":0},{"$f":"MAX(MIN(AB$40,$AO2185-SUM($Y2185:AA2185)),0)","v":0},{"$f":"MAX(MIN(AC$40,$AO2185-SUM($Y2185:AB2185)),0)","v":0},{"$f":"MAX(MIN(AD$40,$AO2185-SUM($Y2185:AC2185)),0)","v":0},{"$f":"MAX(MIN(AE$40,$AO2185-SUM($Y2185:AD2185)),0)","v":0},{"$f":"MAX(MIN(AF$40,$AO2185-SUM($Y2185:AE2185)),0)","v":0},{"$f":"MAX(MIN(AG$40,$AO2185-SUM($Y2185:AF2185)),0)","v":0},{"$f":"MAX(MIN(AH$40,$AO2185-SUM($Y2185:AG2185)),0)","v":0},{"$f":"MAX(MIN(AI$40,$AO2185-SUM($Y2185:AH2185)),0)","v":0},59.851752512868863,0,{"$f":"INDEX(Demand!$C2151:$H2151,,$AM$13)","v":1.6895010617816436E-4},{"$f":"INDEX(Demand!$K2151:$P2151,,$AM$13)","v":0},7.2407045009784738,59.851752512868863,52.611048011890389,45.008308285862995,7.602739726027397,2139,2139,1836,66.856907248433259,60,0,6.8569072484332594,0,0,0,0,0,0,0,7.6027397260273979,0]
[null,null,null,null,null,null,null,null,null,null,null,null,null,null,null,null,null,null,null,null,null,null,null,0,0,{"$f":"MAX(MIN(Z$40*IF($Z$37=\"Solar\",$AM2195,1),$AO2195-SUM($Y2195:Y2195)),0)","v":59.610719779422858},{"$f":"MAX(MIN(AA$40,$AO2195-SUM($Y2195:Z2195)),0)","v":0},{"$f":"MAX(MIN(AB$40,$AO2195-SUM($Y2195:AA2195)),0)","v":0},{"$f":"MAX(MIN(AC$40,$AO2195-SUM($Y2195:AB2195)),0)","v":0},{"$f":"MAX(MIN(AD$40,$AO2195-SUM($Y2195:AC2195)),0)","v":0},{"$f":"MAX(MIN(AE$40,$AO2195-SUM($Y2195:AD2195)),0)","v":0},{"$f":"MAX(MIN(AF$40,$AO2195-SUM($Y2195:AE2195)),0)","v":0},{"$f":"MAX(MIN(AG$40,$AO2195-SUM($Y2195:AF2195)),0)","v":0},{"$f":"MAX(MIN(AH$40,$AO2195-SUM($Y2195:AG2195)),0)","v":0},{"$f":"MAX(MIN(AI$40,$AO2195-SUM($Y2195:AH2195)),0)","v":0},59.610719779422858,0,{"$f":"INDEX(Demand!$C2161:$H2161,,$AM$13)","v":1.6804532865021392E-4},{"$f":"INDEX(Demand!$K2161:$P2161,,$AM$13)","v":0.69066759874169892},7.2407045009784738,59.610719779422858,52.370015278444384,44.76727555241699,7.602739726027397,2149,2149,1841,66.747141591279359,60,0,6.7471415912793589,0,0,0,0,0,0,0,7.6027397260273979,0]
[null,null,null,null,null,null,null,null,null,null,null,null,null,null,null,null,null,null,null,null,null,null,null,0,0,{"$f":"MAX(MIN(Z$40*IF($Z$37=\"Solar\",$AM2204,1),$AO2204-SUM($Y2204:Y2204)),0)","v":59.395735734213908},{"$f":"MAX(MIN(AA$40,$AO2204-SUM($Y2204:Z2204)),0)","v":0},{"$f":"MAX(MIN(AB$40,$AO2204-SUM($Y2204:AA2204)),0)","v":0},{"$f":"MAX(MIN(AC$40,$AO2204-SUM($Y2204:AB2204)),0)","v":0},{"$f":"MAX(MIN(AD$40,$AO2204-SUM($Y2204:AC2204)),0)","v":0},{"$f":"MAX(MIN(AE$40,$AO2204-SUM($Y2204:AD2204)),0)","v":0},{"$f":"MAX(MIN(AF$40,$AO2204-SUM($Y2204:AE2204)),0)","v":0},{"$f":"MAX(MIN(AG$40,$AO2204-SUM($Y2204:AF2204)),0)","v":0},{"$f":"MAX(MIN(AH$40,$AO2204-SUM($Y2204:AG2204)),0)","v":0},{"$f":"MAX(MIN(AI$40,$AO2204-SUM($Y2204:AH2204)),0)","v":0},59.395735734213908,0,{"$f":"INDEX(Demand!$C2170:$H2170,,$AM$13)","v":1.6723833148351363E-4},{"$f":"INDEX(Demand!$K2170:$P2170,,$AM$13)","v":0},7.2407045009784738,59.395735734213908,52.155031233235434,44.552291507208039,7.602739726027397,2158,2158,8448,66.695509903240421,60,0,6.6955099032404206,0,0,0,0,0,0,0,7.6027397260273979,0]
[null,null,null,null,null,null,null,null,null,null,null,null,null,null,null,null,null,null,null,null,null,null,null,0,0,{"$f":"MAX(MIN(Z$40*IF($Z$37=\"Solar\",$AM2229,1),$AO2229-SUM($Y2229:Y2229)),0)","v":58.739474734853829},{"$f":"MAX(MIN(AA$40,$AO2229-SUM($Y2229:Z2229)),0)","v":0},{"$f":"MAX(MIN(AB$40,$AO2229-SUM($Y2229:AA2229)),0)","v":0},{"$f":"MAX(MIN(AC$40,$AO2229-SUM($Y2229:AB2229)),0)","v":0},{"$f":"MAX(MIN(AD$40,$AO2229-SUM($Y2229:AC2229)),0)","v":0},{"$f":"MAX(MIN(AE$40,$AO2229-SUM($Y2229:AD2229)),0)","v":0},{"$f":"MAX(MIN(AF$40,$AO2229-SUM($Y2229:AE2229)),0)","v":0},{"$f":"MAX(MIN(AG$40,$AO2229-SUM($Y2229:AF2229)),0)","v":0},{"$f":"MAX(MIN(AH$40,$AO2229-SUM($Y2229:AG2229)),0)","v":0},{"$f":"MAX(MIN(AI$40,$AO2229-SUM($Y2229:AH2229)),0)","v":0},58.739474734853829,0,{"$f":"INDEX(Demand!$C2195:$H2195,,$AM$13)","v":1.6477488929372356E-4},{"$f":"INDEX(Demand!$K2195:$P2195,,$AM$13)","v":0},7.2407045009784738,58.739474734853829,51.498770233875355,43.896030507847961,7.602739726027397,2183,2183,1858,66.364583706975537,60,0,6.3645837069755373,0,0,0,0,0,0,0,7.6027397260273979,0]
[null,null,null,null,null,null,null,null,null,null,null,null,null,null,null,null,null,null,null,null,null,null,null,0,0,{"$f":"MAX(MIN(Z$40*IF($Z$37=\"Solar\",$AM2239,1),$AO2239-SUM($Y2239:Y2239)),0)","v":58.438744910095522},{"$f":"MAX(MIN(AA$40,$AO2239-SUM($Y2239:Z2239)),0)","v":0},{"$f":"MAX(MIN(AB$40,$AO2239-SUM($Y2239:AA2239)),0)","v":0},{"$f":"MAX(MIN(AC$40,$AO2239-SUM($Y2239:AB2239)),0)","v":0},{"$f":"MAX(MIN(AD$40,$AO2239-SUM($Y2239:AC2239)),0)","v":0},{"$f":"MAX(MIN(AE$40,$AO2239-SUM($Y2239:AD2239)),0)","v":0},{"$f":"MAX(MIN(AF$40,$AO2239-SUM($Y2239:AE2239)),0)","v":0},{"$f":"MAX(MIN(AG$40,$AO2239-SUM($Y2239:AF2239)),0)","v":0},{"$f":"MAX(MIN(AH$40,$AO2239-SUM($Y2239:AG2239)),0)","v":0},{"$f":"MAX(MIN(AI$40,$AO2239-SUM($Y2239:AH2239)),0)","v":0},58.438744910095522,0,{"$f":"INDEX(Demand!$C2205:$H2205,,$AM$13)","v":1.6364602358517134E-4},{"$f":"INDEX(Demand!$K2205:$P2205,,$AM$13)","v":0.54697770912493959},7.2407045009784738,58.438744910095522,51.198040409117048,43.595300683089654,7.602739726027397,2193,2193,1863,66.238684851553757,60,0,6.2386848515537565,0,0,0,0,0,0,0,7.6027397260273979,0]
[null,null,null,null,null,null,null,null,null,null,null,null,null,null,null,null,null,null,null,null,null,null,null,0,0,{"$f":"MAX(MIN(Z$40*IF($Z$37=\"Solar\",$AM2256,1),$AO2256-SUM($Y2256:Y2256)),0)","v":58.153937917958757},{"$f":"MAX(MIN(AA$40,$AO2256-SUM($Y2256:Z2256)),0)","v":0},{"$f":"MAX(MIN(AB$40,$AO2256-SUM($Y2256:AA2256)),0)","v":0},{"$f":"MAX(MIN(AC$40,$AO2256-SUM($Y2256:AB2256)),0)","v":0},{"$f":"MAX(MIN(AD$40,$AO2256-SUM($Y2256:AC2256)),0)","v":0},{"$f":"MAX(MIN(AE$40,$AO2256-SUM($Y2256:AD2256)),0)","v":0},{"$f":"MAX(MIN(AF$40,$AO2256-SUM($Y2256:AE2256)),0)","v":0},{"$f":"MAX(MIN(AG$40,$AO2256-SUM($Y2256:AF2256)),0)","v":0},{"$f":"MAX(MIN(AH$40,$AO2256-SUM($Y2256:AG2256)),0)","v":0},{"$f":"MAX(MIN(AI$40,$AO2256-SUM($Y2256:AH2256)),0)","v":0},58.153937917958757,0,{"$f":"INDEX(Demand!$C2222:$H2222,,$AM$13)","v":1.6257692826934266E-4},{"$f":"INDEX(Demand!$K2222:$P2222,,$AM$13)","v":0},7.2407045009784738,58.153937917958757,50.913233416980283,43.310493690952889,7.602739726027397,2210,2210,8422,65.980208585376857,60,0,5.9802085853768574,0,0,0,0,0,0,0,7.6027397260273979,0]
[null,null,null,null,null,null,null,null,null,null,null,null,null,null,null,null,null,null,null,null,null,null,null,0,0,{"$f":"MAX(MIN(Z$40*IF($Z$37=\"Solar\",$AM2279,1),$AO2279-SUM($Y2279:Y2279)),0)","v":57.685946401454316},{"$f":"MAX(MIN(AA$40,$AO2279-SUM($Y2279:Z2279)),0)","v":0},{"$f":"MAX(MIN(AB$40,$AO2279-SUM($Y2279:AA2279)),0)","v":0},{"$f":"MAX(MIN(AC$40,$AO2279-SUM($Y2279:AB2279)),0)","v":0},{"$f":"MAX(MIN(AD$40,$AO2279-SUM($Y2279:AC2279)),0)","v":0},{"$f":"MAX(MIN(AE$40,$AO2279-SUM($Y2279:AD2279)),0)","v":0},{"$f":"MAX(MIN(AF$40,$AO2279-SUM($Y2279:AE2279)),0)","v":0},{"$f":"MAX(MIN(AG$40,$AO2279-SUM($Y2279:AF2279)),0)","v":0},{"$f":"MAX(MIN(AH$40,$AO2279-SUM($Y2279:AG2279)),0)","v":0},{"$f":"MAX(MIN(AI$40,$AO2279-SUM($Y2279:AH2279)),0)","v":0},57.685946401454316,0,{"$f":"INDEX(Demand!$C2245:$H2245,,$AM$13)","v":1.6082020335753919E-4},{"$f":"INDEX(Demand!$K2245:$P2245,,$AM$13)","v":0},7.2407045009784738,57.685946401454316,50.445241900475843,42.842502174448448,7.602739726027397,2233,2233,1883,65.76323882497627,60,0,5.7632388249762698,0,0,0,0,0,0,0,7.6027397260273979,0]
[null,null,null,null,null,null,null,null,null,null,null,null,null,null,null,null,null,null,null,null,null,null,null,0,0,{"$f":"MAX(MIN(Z$40*IF($Z$37=\"Solar\",$AM2291,1),$AO2291-SUM($Y2291:Y2291)),0)","v":57.456943777311814},{"$f":"MAX(MIN(AA$40,$AO2291-SUM($Y2291:Z2291)),0)","v":0},{"$f":"MAX(MIN(AB$40,$AO2291-SUM($Y2291:AA2291)),0)","v":0},{"$f":"MAX(MIN(AC$40,$AO2291-SUM($Y2291:AB2291)),0)","v":0},{"$f":"MAX(MIN(AD$40,$AO2291-SUM($Y2291:AC2291)),0)","v":0},{"$f":"MAX(MIN(AE$40,$AO2291-SUM($Y2291:AD2291)),0)","v":0},{"$f":"MAX(MIN(AF$40,$AO2291-SUM($Y2291:AE2291)),0)","v":0},{"$f":"MAX(MIN(AG$40,$AO2291-SUM($Y2291:AF2291)),0)","v":0},{"$f":"MAX(MIN(AH$40,$AO2291-SUM($Y2291:AG2291)),0)","v":0},{"$f":"MAX(MIN(AI$40,$AO2291-SUM($Y2291:AH2291)),0)","v":0},57.456943777311814,0,{"$f":"INDEX(Demand!$C2257:$H2257,,$AM$13)","v":1.5996058389754482E-4},{"$f":"INDEX(Demand!$K2257:$P2257,,$AM$13)","v":0.35704862951145},7.2407045009784738,57.456943777311814,50.21623927633334,42.613499550305946,7.602739726027397,2245,2245,1889,65.670260365478512,60,0,5.6702603654785122,0,0,0,0,0,0,0,7.6027397260273979,0]
[null,null,null,null,null,null,null,null,null,null,null,null,null,null,null,null,null,null,null,null,null,null,null,0,0,{"$f":"MAX(MIN(Z$40*IF($Z$37=\"Solar\",$AM2308,1),$AO2308-SUM($Y2308:Y2308)),0)","v":57.06136091099161},{"$f":"MAX(MIN(AA$40,$AO2308-SUM($Y2308:Z2308)),0)","v":0},{"$f":"MAX(MIN(AB$40,$AO2308-SUM($Y2308:AA2308)),0)","v":0},{"$f":"MAX(MIN(AC$40,$AO2308-SUM($Y2308:AB2308)),0)","v":0},{"$f":"MAX(MIN(AD$40,$AO2308-SUM($Y2308:AC2308)),0)","v":0},{"$f":"MAX(MIN(AE$40,$AO2308-SUM($Y2308:AD2308)),0)","v":0},{"$f":"MAX(MIN(AF$40,$AO2308-SUM($Y2308:AE2308)),0)","v":0},{"$f":"MAX(MIN(AG$40,$AO2308-SUM($Y2308:AF2308)),0)","v":0},{"$f":"MAX(MIN(AH$40,$AO2308-SUM($Y2308:AG2308)),0)","v":0},{"$f":"MAX(MIN(AI$40,$AO2308-SUM($Y2308:AH2308)),0)","v":0},57.06136091099161,0,{"$f":"INDEX(Demand!$C2274:$H2274,,$AM$13)","v":1.5847566322817465E-4},{"$f":"INDEX(Demand!$K2274:$P2274,,$AM$13)","v":0},7.2407045009784738,57.06136091099161,49.820656410013136,42.217916683985742,7.602739726027397,2262,2262,8396,65.466554041143581,60,0,5.4665540411435813,0,0,0,0,0,0,0,7.6027397260273979,0]
[null,null,null,null,null,null,null,null,null,null,null,null,null,null,null,null,null,null,null,null,null,null,null,0,0,{"$f":"MAX(MIN(Z$40*IF($Z$37=\"Solar\",$AM2329,1),$AO2329-SUM($Y2329:Y2329)),0)","v":56.683309366079619},{"$f":"MAX(MIN(AA$40,$AO2329-SUM($Y2329:Z2329)),0)","v":0},{"$f":"MAX(MIN(AB$40,$AO2329-SUM($Y2329:AA2329)),0)","v":0},{"$f":"MAX(MIN(AC$40,$AO2329-SUM($Y2329:AB2329)),0)","v":0},{"$f":"MAX(MIN(AD$40,$AO2329-SUM($Y2329:AC2329)),0)","v":0},{"$f":"MAX(MIN(AE$40,$AO2329-SUM($Y2329:AD2329)),0)","v":0},{"$f":"MAX(MIN(AF$40,$AO2329-SUM($Y2329:AE2329)),0)","v":0},{"$f":"MAX(MIN(AG$40,$AO2329-SUM($Y2329:AF2329)),0)","v":0},{"$f":"MAX(MIN(AH$40,$AO2329-SUM($Y2329:AG2329)),0)","v":0},{"$f":"MAX(MIN(AI$40,$AO2329-SUM($Y2329:AH2329)),0)","v":0},56.683309366079619,0,{"$f":"INDEX(Demand!$C2295:$H2295,,$AM$13)","v":1.570565508223489E-4},{"$f":"INDEX(Demand!$K2295:$P2295,,$AM$13)","v":0},7.2407045009784738,56.683309366079619,49.442604865101146,41.839865139073751,7.602739726027397,2283,2283,1908,65.219350010814253,60,0,5.219350010814253,0,0,0,0,0,0,0,7.6027397260273979,0]
[null,null,null,null,null,null,null,null,null,null,null,null,null,null,null,null,null,null,null,null,null,null,null,0,0,{"$f":"MAX(MIN(Z$40*IF($Z$37=\"Solar\",$AM2343,1),$AO2343-SUM($Y2343:Y2343)),0)","v":56.461725936846086},{"$f":"MAX(MIN(AA$40,$AO2343-SUM($Y2343:Z2343)),0)","v":0},{"$f":"MAX(MIN(AB$40,$AO2343-SUM($Y2343:AA2343)),0)","v":0},{"$f":"MAX(MIN(AC$40,$AO2343-SUM($Y2343:AB2343)),0)","v":0},{"$f":"MAX(MIN(AD$40,$AO2343-SUM($Y2343:AC2343)),0)","v":0},{"$f":"MAX(MIN(AE$40,$AO2343-SUM($Y2343:AD2343)),0)","v":0},{"$f":"MAX(MIN(AF$40,$AO2343-SUM($Y2343:AE2343)),0)","v":0},{"$f":"MAX(MIN(AG$40,$AO2343-SUM($Y2343:AF2343)),0)","v":0},{"$f":"MAX(MIN(AH$40,$AO2343-SUM($Y2343:AG2343)),0)","v":0},{"$f":"MAX(MIN(AI$40,$AO2343-SUM($Y2343:AH2343)),0)","v":0},56.461725936846086,0,{"$f":"INDEX(Demand!$C2309:$H2309,,$AM$13)","v":1.5622478119309388E-4},{"$f":"INDEX(Demand!$K2309:$P2309,,$AM$13)","v":0},7.2407045009784738,56.461725936846086,49.221021435867613,41.618281709840218,7.602739726027397,2297,2297,1915,65.053790383883666,60,0,5.0537903838836655,0,0,0,0,0,0,0,7.6027397260273979,0]
[null,null,null,null,null,null,null,null,null,null,null,null,null,null,null,null,null,null,null,null,null,null,null,0,0,{"$f":"MAX(MIN(Z$40*IF($Z$37=\"Solar\",$AM2360,1),$AO2360-SUM($Y2360:Y2360)),0)","v":56.094834919931294},{"$f":"MAX(MIN(AA$40,$AO2360-SUM($Y2360:Z2360)),0)","v":0},{"$f":"MAX(MIN(AB$40,$AO2360-SUM($Y2360:AA2360)),0)","v":0},{"$f":"MAX(MIN(AC$40,$AO2360-SUM($Y2360:AB2360)),0)","v":0},{"$f":"MAX(MIN(AD$40,$AO2360-SUM($Y2360:AC2360)),0)","v":0},{"$f":"MAX(MIN(AE$40,$AO2360-SUM($Y2360:AD2360)),0)","v":0},{"$f":"MAX(MIN(AF$40,$AO2360-SUM($Y2360:AE2360)),0)","v":0},{"$f":"MAX(MIN(AG$40,$AO2360-SUM($Y2360:AF2360)),0)","v":0},{"$f":"MAX(MIN(AH$40,$AO2360-SUM($Y2360:AG2360)),0)","v":0},{"$f":"MAX(MIN(AI$40,$AO2360-SUM($Y2360:AH2360)),0)","v":0},56.094834919931294,0,{"$f":"INDEX(Demand!$C2326:$H2326,,$AM$13)","v":1.5484756266113145E-4},{"$f":"INDEX(Demand!$K2326:$P2326,,$AM$13)","v":0.63428081767033873},7.2407045009784738,56.094834919931294,48.85413041895282,41.251390692925426,7.602739726027397,2314,2314,8370,64.912998775864224,60,0,4.9129987758642244,0,0,0,0,0,0,0,7.6027397260273979,0]
[null,null,null,null,null,null,null,null,null,null,null,null,null,null,null,null,null,null,null,null,null,null,null,0,0,{"$f":"MAX(MIN(Z$40*IF($Z$37=\"Solar\",$AM2379,1),$AO2379-SUM($Y2379:Y2379)),0)","v":55.586256023926261},{"$f":"MAX(MIN(AA$40,$AO2379-SUM($Y2379:Z2379)),0)","v":0},{"$f":"MAX(MIN(AB$40,$AO2379-SUM($Y2379:AA2379)),0)","v":0},{"$f":"MAX(MIN(AC$40,$AO2379-SUM($Y2379:AB2379)),0)","v":0},{"$f":"MAX(MIN(AD$40,$AO2379-SUM($Y2379:AC2379)),0)","v":0},{"$f":"MAX(MIN(AE$40,$AO2379-SUM($Y2379:AD2379)),0)","v":0},{"$f":"MAX(MIN(AF$40,$AO2379-SUM($Y2379:AE2379)),0)","v":0},{"$f":"MAX(MIN(AG$40,$AO2379-SUM($Y2379:AF2379)),0)","v":0},{"$f":"MAX(MIN(AH$40,$AO2379-SUM($Y2379:AG2379)),0)","v":0},{"$f":"MAX(MIN(AI$40,$AO2379-SUM($Y2379:AH2379)),0)","v":0},55.586256023926261,0,{"$f":"INDEX(Demand!$C2345:$H2345,,$AM$13)","v":1.5293848272117261E-4},{"$f":"INDEX(Demand!$K2345:$P2345,,$AM$13)","v":0},7.2407045009784738,55.586256023926261,48.345551522947787,40.742811796920392,7.602739726027397,2333,2333,1933,64.671556550955103,60,0,4.6715565509551027,0,0,0,0,0,0,0,7.6027397260273979,0]
[null,null,null,null,null,null,null,null,null,null,null,null,null,null,null,null,null,null,null,null,null,null,null,0,0,{"$f":"MAX(MIN(Z$40*IF($Z$37=\"Solar\",$AM2395,1),$AO2395-SUM($Y2395:Y2395)),0)","v":55.337289292507528},{"$f":"MAX(MIN(AA$40,$AO2395-SUM($Y2395:Z2395)),0)","v":0},{"$f":"MAX(MIN(AB$40,$AO2395-SUM($Y2395:AA2395)),0)","v":0},{"$f":"MAX(MIN(AC$40,$AO2395-SUM($Y2395:AB2395)),0)","v":0},{"$f":"MAX(MIN(AD$40,$AO2395-SUM($Y2395:AC2395)),0)","v":0},{"$f":"MAX(MIN(AE$40,$AO2395-SUM($Y2395:AD2395)),0)","v":0},{"$f":"MAX(MIN(AF$40,$AO2395-SUM($Y2395:AE2395)),0)","v":0},{"$f":"MAX(MIN(AG$40,$AO2395-SUM($Y2395:AF2395)),0)","v":0},{"$f":"MAX(MIN(AH$40,$AO2395-SUM($Y2395:AG2395)),0)","v":0},{"$f":"MAX(MIN(AI$40,$AO2395-SUM($Y2395:AH2395)),0)","v":0},55.337289292507528,0,{"$f":"INDEX(Demand!$C2361:$H2361,,$AM$13)","v":1.5200392291854975E-4},{"$f":"INDEX(Demand!$K2361:$P2361,,$AM$13)","v":0},7.2407045009784738,55.337289292507528,48.096584791529054,40.49384506550166,7.602739726027397,2349,2349,1941,64.472972760769593,60,0,4.4729727607695935,0,0,0,0,0,0,0,7.6027397260273979,0]
[null,null,null,null,null,null,null,null,null,null,null,null,null,null,null,null,null,null,null,null,null,null,null,0,0,{"$f":"MAX(MIN(Z$40*IF($Z$37=\"Solar\",$AM2413,1),$AO2413-SUM($Y2413:Y2413)),0)","v":54.986940799512027},{"$f":"MAX(MIN(AA$40,$AO2413-SUM($Y2413:Z2413)),0)","v":0},{"$f":"MAX(MIN(AB$40,$AO2413-SUM($Y2413:AA2413)),0)","v":0},{"$f":"MAX(MIN(AC$40,$AO2413-SUM($Y2413:AB2413)),0)","v":0},{"$f":"MAX(MIN(AD$40,$AO2413-SUM($Y2413:AC2413)),0)","v":0},{"$f":"MAX(MIN(AE$40,$AO2413-SUM($Y2413:AD2413)),0)","v":0},{"$f":"MAX(MIN(AF$40,$AO2413-SUM($Y2413:AE2413)),0)","v":0},{"$f":"MAX(MIN(AG$40,$AO2413-SUM($Y2413:AF2413)),0)","v":0},{"$f":"MAX(MIN(AH$40,$AO2413-SUM($Y2413:AG2413)),0)","v":0},{"$f":"MAX(MIN(AI$40,$AO2413-SUM($Y2413:AH2413)),0)","v":0},54.986940799512027,0,{"$f":"INDEX(Demand!$C2379:$H2379,,$AM$13)","v":1.5068880094784592E-4},{"$f":"INDEX(Demand!$K2379:$P2379,,$AM$13)","v":1.1275101194033221E-5},7.2407045009784738,54.986940799512027,47.746236298533553,40.143496572506159,7.602739726027397,2367,2367,1950,64.217344690961113,60,0,4.217344690961113,0,0,0,0,0,0,0,7.6027397260273979,0]
[null,null,null,null,null,null,null,null,null,null,null,null,null,null,null,null,null,null,null,null,null,null,null,0,0,{"$f":"MAX(MIN(Z$40*IF($Z$37=\"Solar\",$AM2430,1),$AO2430-SUM($Y2430:Y2430)),0)","v":54.534108549977987},{"$f":"MAX(MIN(AA$40,$AO2430-SUM($Y2430:Z2430)),0)","v":0},{"$f":"MAX(MIN(AB$40,$AO2430-SUM($Y2430:AA2430)),0)","v":0},{"$f":"MAX(MIN(AC$40,$AO2430-SUM($Y2430:AB2430)),0)","v":0},{"$f":"MAX(MIN(AD$40,$AO2430-SUM($Y2430:AC2430)),0)","v":0},{"$f":"MAX(MIN(AE$40,$AO2430-SUM($Y2430:AD2430)),0)","v":0},{"$f":"MAX(MIN(AF$40,$AO2430-SUM($Y2430:AE2430)),0)","v":0},{"$f":"MAX(MIN(AG$40,$AO2430-SUM($Y2430:AF2430)),0)","v":0},{"$f":"MAX(MIN(AH$40,$AO2430-SUM($Y2430:AG2430)),0)","v":0},{"$f":"MAX(MIN(AI$40,$AO2430-SUM($Y2430:AH2430)),0)","v":0},54.534108549977987,0,{"$f":"INDEX(Demand!$C2396:$H2396,,$AM$13)","v":1.4898898019133678E-4},{"$f":"INDEX(Demand!$K2396:$P2396,,$AM$13)","v":0.37496476530876877},7.2407045009784738,54.534108549977987,47.293404048999513,39.690664322972118,7.602739726027397,2384,2384,8335,64.069796513952326,60,0,4.0697965139523262,0,0,0,0,0,0,0,7.6027397260273979,0]
[null,null,null,null,null,null,null,null,null,null,null,null,null,null,null,null,null,null,null,null,null,null,null,0,0,{"$f":"MAX(MIN(Z$40*IF($Z$37=\"Solar\",$AM2447,1),$AO2447-SUM($Y2447:Y2447)),0)","v":54.163261075839365},{"$f":"MAX(MIN(AA$40,$AO2447-SUM($Y2447:Z2447)),0)","v":0},{"$f":"MAX(MIN(AB$40,$AO2447-SUM($Y2447:AA2447)),0)","v":0},{"$f":"MAX(MIN(AC$40,$AO2447-SUM($Y2447:AB2447)),0)","v":0},{"$f":"MAX(MIN(AD$40,$AO2447-SUM($Y2447:AC2447)),0)","v":0},{"$f":"MAX(MIN(AE$40,$AO2447-SUM($Y2447:AD2447)),0)","v":0},{"$f":"MAX(MIN(AF$40,$AO2447-SUM($Y2447:AE2447)),0)","v":0},{"$f":"MAX(MIN(AG$40,$AO2447-SUM($Y2447:AF2447)),0)","v":0},{"$f":"MAX(MIN(AH$40,$AO2447-SUM($Y2447:AG2447)),0)","v":0},{"$f":"MAX(MIN(AI$40,$AO2447-SUM($Y2447:AH2447)),0)","v":0},54.163261075839365,0,{"$f":"INDEX(Demand!$C2413:$H2413,,$AM$13)","v":1.4759691009321881E-4},{"$f":"INDEX(Demand!$K2413:$P2413,,$AM$13)","v":0},7.2407045009784738,54.163261075839365,46.922556574860891,39.319816848833497,7.602739726027397,2401,2401,1967,63.889527894441336,60,0,3.8895278944413363,0,0,0,0,0,0,0,7.6027397260273979,0]
[null,null,null,null,null,null,null,null,null,null,null,null,null,null,null,null,null,null,null,null,null,null,null,0,0,{"$f":"MAX(MIN(Z$40*IF($Z$37=\"Solar\",$AM2463,1),$AO2463-SUM($Y2463:Y2463)),0)","v":53.748823034143221},{"$f":"MAX(MIN(AA$40,$AO2463-SUM($Y2463:Z2463)),0)","v":0},{"$f":"MAX(MIN(AB$40,$AO2463-SUM($Y2463:AA2463)),0)","v":0},{"$f":"MAX(MIN(AC$40,$AO2463-SUM($Y2463:AB2463)),0)","v":0},{"$f":"MAX(MIN(AD$40,$AO2463-SUM($Y2463:AC2463)),0)","v":0},{"$f":"MAX(MIN(AE$40,$AO2463-SUM($Y2463:AD2463)),0)","v":0},{"$f":"MAX(MIN(AF$40,$AO2463-SUM($Y2463:AE2463)),0)","v":0},{"$f":"MAX(MIN(AG$40,$AO2463-SUM($Y2463:AF2463)),0)","v":0},{"$f":"MAX(MIN(AH$40,$AO2463-SUM($Y2463:AG2463)),0)","v":0},{"$f":"MAX(MIN(AI$40,$AO2463-SUM($Y2463:AH2463)),0)","v":0},53.748823034143221,0,{"$f":"INDEX(Demand!$C2429:$H2429,,$AM$13)","v":1.4604121173850357E-4},{"$f":"INDEX(Demand!$K2429:$P2429,,$AM$13)","v":0},7.2407045009784738,53.748823034143221,46.508118533164748,38.905378807137353,7.602739726027397,2417,2417,1975,63.7317081196936,60,0,3.7317081196936002,0,0,0,0,0,0,0,7.6027397260273979,0]
[null,null,null,null,null,null,null,null,null,null,null,null,null,null,null,null,null,null,null,null,null,null,null,0,0,{"$f":"MAX(MIN(Z$40*IF($Z$37=\"Solar\",$AM2466,1),$AO2466-SUM($Y2466:Y2466)),0)","v":53.708735020638343},{"$f":"MAX(MIN(AA$40,$AO2466-SUM($Y2466:Z2466)),0)","v":0},{"$f":"MAX(MIN(AB$40,$AO2466-SUM($Y2466:AA2466)),0)","v":0},{"$f":"MAX(MIN(AC$40,$AO2466-SUM($Y2466:AB2466)),0)","v":0},{"$f":"MAX(MIN(AD$40,$AO2466-SUM($Y2466:AC2466)),0)","v":0},{"$f":"MAX(MIN(AE$40,$AO2466-SUM($Y2466:AD2466)),0)","v":0},{"$f":"MAX(MIN(AF$40,$AO2466-SUM($Y2466:AE2466)),0)","v":0},{"$f":"MAX(MIN(AG$40,$AO2466-SUM($Y2466:AF2466)),0)","v":0},{"$f":"MAX(MIN(AH$40,$AO2466-SUM($Y2466:AG2466)),0)","v":0},{"$f":"MAX(MIN(AI$40,$AO2466-SUM($Y2466:AH2466)),0)","v":0},53.708735020638343,0,{"$f":"INDEX(Demand!$C2432:$H2432,,$AM$13)","v":1.4589073120732909E-4},{"$f":"INDEX(Demand!$K2432:$P2432,,$AM$13)","v":0},7.2407045009784738,53.708735020638343,46.46803051965987,38.865290793632475,7.602739726027397,2420,2420,8317,63.705023599658084,60,0,3.7050235996580838,0,0,0,0,0,0,0,7.6027397260273979,0]
[null,null,null,null,null,null,null,null,null,null,null,null,null,null,null,null,null,null,null,null,null,null,null,0,0,{"$f":"MAX(MIN(Z$40*IF($Z$37=\"Solar\",$AM2483,1),$AO2483-SUM($Y2483:Y2483)),0)","v":53.325373505043686},{"$f":"MAX(MIN(AA$40,$AO2483-SUM($Y2483:Z2483)),0)","v":0},{"$f":"MAX(MIN(AB$40,$AO2483-SUM($Y2483:AA2483)),0)","v":0},{"$f":"MAX(MIN(AC$40,$AO2483-SUM($Y2483:AB2483)),0)","v":0},{"$f":"MAX(MIN(AD$40,$AO2483-SUM($Y2483:AC2483)),0)","v":0},{"$f":"MAX(MIN(AE$40,$AO2483-SUM($Y2483:AD2483)),0)","v":0},{"$f":"MAX(MIN(AF$40,$AO2483-SUM($Y2483:AE2483)),0)","v":0},{"$f":"MAX(MIN(AG$40,$AO2483-SUM($Y2483:AF2483)),0)","v":0},{"$f":"MAX(MIN(AH$40,$AO2483-SUM($Y2483:AG2483)),0)","v":0},{"$f":"MAX(MIN(AI$40,$AO2483-SUM($Y2483:AH2483)),0)","v":0},53.325373505043686,0,{"$f":"INDEX(Demand!$C2449:$H2449,,$AM$13)","v":1.4445168647912089E-4},{"$f":"INDEX(Demand!$K2449:$P2449,,$AM$13)","v":0.62133700149958859},7.2407045009784738,53.325373505043686,46.084669004065212,38.481929278037818,7.602739726027397,2437,2437,1985,63.431125749383384,60,0,3.4311257493833835,0,0,0,0,0,0,0,7.6027397260273979,0]
[null,null,null,null,null,null,null,null,null,null,null,null,null,null,null,null,null,null,null,null,null,null,null,0,0,{"$f":"MAX(MIN(Z$40*IF($Z$37=\"Solar\",$AM2513,1),$AO2513-SUM($Y2513:Y2513)),0)","v":52.689234158353514},{"$f":"MAX(MIN(AA$40,$AO2513-SUM($Y2513:Z2513)),0)","v":0},{"$f":"MAX(MIN(AB$40,$AO2513-SUM($Y2513:AA2513)),0)","v":0},{"$f":"MAX(MIN(AC$40,$AO2513-SUM($Y2513:AB2513)),0)","v":0},{"$f":"MAX(MIN(AD$40,$AO2513-SUM($Y2513:AC2513)),0)","v":0},{"$f":"MAX(MIN(AE$40,$AO2513-SUM($Y2513:AD2513)),0)","v":0},{"$f":"MAX(MIN(AF$40,$AO2513-SUM($Y2513:AE2513)),0)","v":0},{"$f":"MAX(MIN(AG$40,$AO2513-SUM($Y2513:AF2513)),0)","v":0},{"$f":"MAX(MIN(AH$40,$AO2513-SUM($Y2513:AG2513)),0)","v":0},{"$f":"MAX(MIN(AI$40,$AO2513-SUM($Y2513:AH2513)),0)","v":0},52.689234158353514,0,{"$f":"INDEX(Demand!$C2479:$H2479,,$AM$13)","v":1.4206377601857221E-4},{"$f":"INDEX(Demand!$K2479:$P2479,,$AM$13)","v":0},7.2407045009784738,52.689234158353514,45.44852965737504,37.845789931347646,7.602739726027397,2467,2467,2000,63.112740560698526,60,0,3.1127405606985263,0,0,0,0,0,0,0,7.6027397260273979,0]
[null,null,null,null,null,null,null,null,null,null,null,null,null,null,null,null,null,null,null,null,null,null,null,0,0,{"$f":"MAX(MIN(Z$40*IF($Z$37=\"Solar\",$AM2518,1),$AO2518-SUM($Y2518:Y2518)),0)","v":52.505707699775101},{"$f":"MAX(MIN(AA$40,$AO2518-SUM($Y2518:Z2518)),0)","v":0},{"$f":"MAX(MIN(AB$40,$AO2518-SUM($Y2518:AA2518)),0)","v":0},{"$f":"MAX(MIN(AC$40,$AO2518-SUM($Y2518:AB2518)),0)","v":0},{"$f":"MAX(MIN(AD$40,$AO2518-SUM($Y2518:AC2518)),0)","v":0},{"$f":"MAX(MIN(AE$40,$AO2518-SUM($Y2518:AD2518)),0)","v":0},{"$f":"MAX(MIN(AF$40,$AO2518-SUM($Y2518:AE2518)),0)","v":0},{"$f":"MAX(MIN(AG$40,$AO2518-SUM($Y2518:AF2518)),0)","v":0},{"$f":"MAX(MIN(AH$40,$AO2518-SUM($Y2518:AG2518)),0)","v":0},{"$f":"MAX(MIN(AI$40,$AO2518-SUM($Y2518:AH2518)),0)","v":0},52.505707699775101,0,{"$f":"INDEX(Demand!$C2484:$H2484,,$AM$13)","v":1.4137486288577037E-4},{"$f":"INDEX(Demand!$K2484:$P2484,,$AM$13)","v":0},7.2407045009784738,52.505707699775101,45.265003198796627,37.662263472769233,7.602739726027397,2472,2472,8291,63.071020109149998,60,0,3.0710201091499982,0,0,0,0,0,0,0,7.6027397260273979,0]
[null,null,null,null,null,null,null,null,null,null,null,null,null,null,null,null,null,null,null,null,null,null,null,0,0,{"$f":"MAX(MIN(Z$40*IF($Z$37=\"Solar\",$AM2530,1),$AO2530-SUM($Y2530:Y2530)),0)","v":52.121538377950188},{"$f":"MAX(MIN(AA$40,$AO2530-SUM($Y2530:Z2530)),0)","v":0},{"$f":"MAX(MIN(AB$40,$AO2530-SUM($Y2530:AA2530)),0)","v":0},{"$f":"MAX(MIN(AC$40,$AO2530-SUM($Y2530:AB2530)),0)","v":0},{"$f":"MAX(MIN(AD$40,$AO2530-SUM($Y2530:AC2530)),0)","v":0},{"$f":"MAX(MIN(AE$40,$AO2530-SUM($Y2530:AD2530)),0)","v":0},{"$f":"MAX(MIN(AF$40,$AO2530-SUM($Y2530:AE2530)),0)","v":0},{"$f":"MAX(MIN(AG$40,$AO2530-SUM($Y2530:AF2530)),0)","v":0},{"$f":"MAX(MIN(AH$40,$AO2530-SUM($Y2530:AG2530)),0)","v":0},{"$f":"MAX(MIN(AI$40,$AO2530-SUM($Y2530:AH2530)),0)","v":0},52.121538377950188,0,{"$f":"INDEX(Demand!$C2496:$H2496,,$AM$13)","v":1.3993278585189308E-4},{"$f":"INDEX(Demand!$K2496:$P2496,,$AM$13)","v":0.53880326075926532},7.2407045009784738,52.121538377950188,44.880833876971714,37.27809415094432,7.602739726027397,2484,2484,8285,62.947184300516334,60,0,2.9471843005163336,0,0,0,0,0,0,0,7.6027397260273979,0]
[null,null,null,null,null,null,null,null,null,null,null,null,null,null,null,null,null,null,null,null,null,null,null,0,0,{"$f":"MAX(MIN(Z$40*IF($Z$37=\"Solar\",$AM2553,1),$AO2553-SUM($Y2553:Y2553)),0)","v":51.505031787542507},{"$f":"MAX(MIN(AA$40,$AO2553-SUM($Y2553:Z2553)),0)","v":0},{"$f":"MAX(MIN(AB$40,$AO2553-SUM($Y2553:AA2553)),0)","v":0},{"$f":"MAX(MIN(AC$40,$AO2553-SUM($Y2553:AB2553)),0)","v":0},{"$f":"MAX(MIN(AD$40,$AO2553-SUM($Y2553:AC2553)),0)","v":0},{"$f":"MAX(MIN(AE$40,$AO2553-SUM($Y2553:AD2553)),0)","v":0},{"$f":"MAX(MIN(AF$40,$AO2553-SUM($Y2553:AE2553)),0)","v":0},{"$f":"MAX(MIN(AG$40,$AO2553-SUM($Y2553:AF2553)),0)","v":0},{"$f":"MAX(MIN(AH$40,$AO2553-SUM($Y2553:AG2553)),0)","v":0},{"$f":"MAX(MIN(AI$40,$AO2553-SUM($Y2553:AH2553)),0)","v":0},51.505031787542507,0,{"$f":"INDEX(Demand!$C2519:$H2519,,$AM$13)","v":1.3761857192393632E-4},{"$f":"INDEX(Demand!$K2519:$P2519,,$AM$13)","v":5.902515475076392E-2},7.2407045009784738,51.505031787542507,44.264327286564033,36.661587560536638,7.602739726027397,2507,2507,2020,62.736826041648634,60,0,2.7368260416486336,0,0,0,0,0,0,0,7.6027397260273979,0]
[null,null,null,null,null,null,null,null,null,null,null,null,null,null,null,null,null,null,null,null,null,null,null,0,0,{"$f":"MAX(MIN(Z$40*IF($Z$37=\"Solar\",$AM2570,1),$AO2570-SUM($Y2570:Y2570)),0)","v":50.955987178137335},{"$f":"MAX(MIN(AA$40,$AO2570-SUM($Y2570:Z2570)),0)","v":0},{"$f":"MAX(MIN(AB$40,$AO2570-SUM($Y2570:AA2570)),0)","v":0},{"$f":"MAX(MIN(AC$40,$AO2570-SUM($Y2570:AB2570)),0)","v":0},{"$f":"MAX(MIN(AD$40,$AO2570-SUM($Y2570:AC2570)),0)","v":0},{"$f":"MAX(MIN(AE$40,$AO2570-SUM($Y2570:AD2570)),0)","v":0},{"$f":"MAX(MIN(AF$40,$AO2570-SUM($Y2570:AE2570)),0)","v":0},{"$f":"MAX(MIN(AG$40,$AO2570-SUM($Y2570:AF2570)),0)","v":0},{"$f":"MAX(MIN(AH$40,$AO2570-SUM($Y2570:AG2570)),0)","v":0},{"$f":"MAX(MIN(AI$40,$AO2570-SUM($Y2570:AH2570)),0)","v":0},50.955987178137335,0,{"$f":"INDEX(Demand!$C2536:$H2536,,$AM$13)","v":1.3555759366040338E-4},{"$f":"INDEX(Demand!$K2536:$P2536,,$AM$13)","v":0},7.2407045009784738,50.955987178137335,43.715282677158861,36.112542951131466,7.602739726027397,2524,2524,8265,62.530984989555058,60,0,2.5309849895550585,0,0,0,0,0,0,0,7.6027397260273979,0]
[null,null,null,null,null,null,null,null,null,null,null,null,null,null,null,null,null,null,null,null,null,null,null,0,0,{"$f":"MAX(MIN(Z$40*IF($Z$37=\"Solar\",$AM2580,1),$AO2580-SUM($Y2580:Y2580)),0)","v":50.672745084898295},{"$f":"MAX(MIN(AA$40,$AO2580-SUM($Y2580:Z2580)),0)","v":0},{"$f":"MAX(MIN(AB$40,$AO2580-SUM($Y2580:AA2580)),0)","v":0},{"$f":"MAX(MIN(AC$40,$AO2580-SUM($Y2580:AB2580)),0)","v":0},{"$f":"MAX(MIN(AD$40,$AO2580-SUM($Y2580:AC2580)),0)","v":0},{"$f":"MAX(MIN(AE$40,$AO2580-SUM($Y2580:AD2580)),0)","v":0},{"$f":"MAX(MIN(AF$40,$AO2580-SUM($Y2580:AE2580)),0)","v":0},{"$f":"MAX(MIN(AG$40,$AO2580-SUM($Y2580:AF2580)),0)","v":0},{"$f":"MAX(MIN(AH$40,$AO2580-SUM($Y2580:AG2580)),0)","v":0},{"$f":"MAX(MIN(AI$40,$AO2580-SUM($Y2580:AH2580)),0)","v":0},50.672745084898295,0,{"$f":"INDEX(Demand!$C2546:$H2546,,$AM$13)","v":1.3449437258968627E-4},{"$f":"INDEX(Demand!$K2546:$P2546,,$AM$13)","v":0},7.2407045009784738,50.672745084898295,43.432040583919822,35.829300857892427,7.602739726027397,2534,2534,8260,62.38444116540645,60,0,2.3844411654064501,0,0,0,0,0,0,0,7.6027397260273979,0]
[null,null,null,null,null,null,null,null,null,null,null,null,null,null,null,null,null,null,null,null,null,null,null,0,0,{"$f":"MAX(MIN(Z$40*IF($Z$37=\"Solar\",$AM2605,1),$AO2605-SUM($Y2605:Y2605)),0)","v":49.765937445113934},{"$f":"MAX(MIN(AA$40,$AO2605-SUM($Y2605:Z2605)),0)","v":0},{"$f":"MAX(MIN(AB$40,$AO2605-SUM($Y2605:AA2605)),0)","v":0},{"$f":"MAX(MIN(AC$40,$AO2605-SUM($Y2605:AB2605)),0)","v":0},{"$f":"MAX(MIN(AD$40,$AO2605-SUM($Y2605:AC2605)),0)","v":0},{"$f":"MAX(MIN(AE$40,$AO2605-SUM($Y2605:AD2605)),0)","v":0},{"$f":"MAX(MIN(AF$40,$AO2605-SUM($Y2605:AE2605)),0)","v":0},{"$f":"MAX(MIN(AG$40,$AO2605-SUM($Y2605:AF2605)),0)","v":0},{"$f":"MAX(MIN(AH$40,$AO2605-SUM($Y2605:AG2605)),0)","v":0},{"$f":"MAX(MIN(AI$40,$AO2605-SUM($Y2605:AH2605)),0)","v":0},49.765937445113934,0,{"$f":"INDEX(Demand!$C2571:$H2571,,$AM$13)","v":1.3109044000791316E-4},{"$f":"INDEX(Demand!$K2571:$P2571,,$AM$13)","v":0},7.2407045009784738,49.765937445113934,42.52523294413546,34.922493218108066,7.602739726027397,2559,2559,2046,62.075979509037282,60,0,2.0759795090372819,0,0,0,0,0,0,0,7.6027397260273979,0]
[null,null,null,null,null,null,null,null,null,null,null,null,null,null,null,null,null,null,null,null,null,null,null,0,0,{"$f":"MAX(MIN(Z$40*IF($Z$37=\"Solar\",$AM2622,1),$AO2622-SUM($Y2622:Y2622)),0)","v":49.314827492519697},{"$f":"MAX(MIN(AA$40,$AO2622-SUM($Y2622:Z2622)),0)","v":0},{"$f":"MAX(MIN(AB$40,$AO2622-SUM($Y2622:AA2622)),0)","v":0},{"$f":"MAX(MIN(AC$40,$AO2622-SUM($Y2622:AB2622)),0)","v":0},{"$f":"MAX(MIN(AD$40,$AO2622-SUM($Y2622:AC2622)),0)","v":0},{"$f":"MAX(MIN(AE$40,$AO2622-SUM($Y2622:AD2622)),0)","v":0},{"$f":"MAX(MIN(AF$40,$AO2622-SUM($Y2622:AE2622)),0)","v":0},{"$f":"MAX(MIN(AG$40,$AO2622-SUM($Y2622:AF2622)),0)","v":0},{"$f":"MAX(MIN(AH$40,$AO2622-SUM($Y2622:AG2622)),0)","v":0},{"$f":"MAX(MIN(AI$40,$AO2622-SUM($Y2622:AH2622)),0)","v":0},49.314827492519697,0,{"$f":"INDEX(Demand!$C2588:$H2588,,$AM$13)","v":1.2939708433000683E-4},{"$f":"INDEX(Demand!$K2588:$P2588,,$AM$13)","v":0.46510919935506423},7.2407045009784738,49.314827492519697,42.074122991541223,34.471383265513829,7.602739726027397,2576,2576,8239,61.821036000538037,60,0,1.8210360005380366,0,0,0,0,0,0,0,7.6027397260273979,0]
[null,null,null,null,null,null,null,null,null,null,null,null,null,null,null,null,null,null,null,null,null,null,null,0,0,{"$f":"MAX(MIN(Z$40*IF($Z$37=\"Solar\",$AM2630,1),$AO2630-SUM($Y2630:Y2630)),0)","v":49.194976400144867},{"$f":"MAX(MIN(AA$40,$AO2630-SUM($Y2630:Z2630)),0)","v":0},{"$f":"MAX(MIN(AB$40,$AO2630-SUM($Y2630:AA2630)),0)","v":0},{"$f":"MAX(MIN(AC$40,$AO2630-SUM($Y2630:AB2630)),0)","v":0},{"$f":"MAX(MIN(AD$40,$AO2630-SUM($Y2630:AC2630)),0)","v":0},{"$f":"MAX(MIN(AE$40,$AO2630-SUM($Y2630:AD2630)),0)","v":0},{"$f":"MAX(MIN(AF$40,$AO2630-SUM($Y2630:AE2630)),0)","v":0},{"$f":"MAX(MIN(AG$40,$AO2630-SUM($Y2630:AF2630)),0)","v":0},{"$f":"MAX(MIN(AH$40,$AO2630-SUM($Y2630:AG2630)),0)","v":0},{"$f":"MAX(MIN(AI$40,$AO2630-SUM($Y2630:AH2630)),0)","v":0},49.194976400144867,0,{"$f":"INDEX(Demand!$C2596:$H2596,,$AM$13)","v":1.2894719284211334E-4},{"$f":"INDEX(Demand!$K2596:$P2596,,$AM$13)","v":6.6320145223303387E-2},7.2407045009784738,49.194976400144867,41.954271899166393,34.351532173138999,7.602739726027397,2584,2584,8235,61.647048058715924,60,0,1.6470480587159244,0,0,0,0,0,0,0,7.6027397260273979,0]
[null,null,null,null,null,null,null,null,null,null,null,null,null,null,null,null,null,null,null,null,null,null,null,0,0,{"$f":"MAX(MIN(Z$40*IF($Z$37=\"Solar\",$AM2657,1),$AO2657-SUM($Y2657:Y2657)),0)","v":48.351657031972117},{"$f":"MAX(MIN(AA$40,$AO2657-SUM($Y2657:Z2657)),0)","v":0},{"$f":"MAX(MIN(AB$40,$AO2657-SUM($Y2657:AA2657)),0)","v":0},{"$f":"MAX(MIN(AC$40,$AO2657-SUM($Y2657:AB2657)),0)","v":0},{"$f":"MAX(MIN(AD$40,$AO2657-SUM($Y2657:AC2657)),0)","v":0},{"$f":"MAX(MIN(AE$40,$AO2657-SUM($Y2657:AD2657)),0)","v":0},{"$f":"MAX(MIN(AF$40,$AO2657-SUM($Y2657:AE2657)),0)","v":0},{"$f":"MAX(MIN(AG$40,$AO2657-SUM($Y2657:AF2657)),0)","v":0},{"$f":"MAX(MIN(AH$40,$AO2657-SUM($Y2657:AG2657)),0)","v":0},{"$f":"MAX(MIN(AI$40,$AO2657-SUM($Y2657:AH2657)),0)","v":0},48.351657031972117,0,{"$f":"INDEX(Demand!$C2623:$H2623,,$AM$13)","v":1.2578157959822162E-4},{"$f":"INDEX(Demand!$K2623:$P2623,,$AM$13)","v":0},7.2407045009784738,48.351657031972117,41.110952530993643,33.508212804966249,7.602739726027397,2611,2611,2072,61.364844540941796,60,0,1.364844540941796,0,0,0,0,0,0,0,7.6027397260273979,0]
[null,null,null,null,null,null,null,null,null,null,null,null,null,null,null,null,null,null,null,null,null,null,null,0,0,{"$f":"MAX(MIN(Z$40*IF($Z$37=\"Solar\",$AM2674,1),$AO2674-SUM($Y2674:Y2674)),0)","v":47.876751454253181},{"$f":"MAX(MIN(AA$40,$AO2674-SUM($Y2674:Z2674)),0)","v":0},{"$f":"MAX(MIN(AB$40,$AO2674-SUM($Y2674:AA2674)),0)","v":0},{"$f":"MAX(MIN(AC$40,$AO2674-SUM($Y2674:AB2674)),0)","v":0},{"$f":"MAX(MIN(AD$40,$AO2674-SUM($Y2674:AC2674)),0)","v":0},{"$f":"MAX(MIN(AE$40,$AO2674-SUM($Y2674:AD2674)),0)","v":0},{"$f":"MAX(MIN(AF$40,$AO2674-SUM($Y2674:AE2674)),0)","v":0},{"$f":"MAX(MIN(AG$40,$AO2674-SUM($Y2674:AF2674)),0)","v":0},{"$f":"MAX(MIN(AH$40,$AO2674-SUM($Y2674:AG2674)),0)","v":0},{"$f":"MAX(MIN(AI$40,$AO2674-SUM($Y2674:AH2674)),0)","v":0},47.876751454253181,0,{"$f":"INDEX(Demand!$C2640:$H2640,,$AM$13)","v":1.2399890100318059E-4},{"$f":"INDEX(Demand!$K2640:$P2640,,$AM$13)","v":0.78864822811784774},7.2407045009784738,47.876751454253181,40.636046953274708,33.033307227247313,7.602739726027397,2628,2628,8213,61.166478881047141,60,0,1.1664788810471407,0,0,0,0,0,0,0,7.6027397260273979,0]
[null,null,null,null,null,null,null,null,null,null,null,null,null,null,null,null,null,null,null,null,null,null,null,0,0,{"$f":"MAX(MIN(Z$40*IF($Z$37=\"Solar\",$AM2680,1),$AO2680-SUM($Y2680:Y2680)),0)","v":47.693040514856591},{"$f":"MAX(MIN(AA$40,$AO2680-SUM($Y2680:Z2680)),0)","v":0},{"$f":"MAX(MIN(AB$40,$AO2680-SUM($Y2680:AA2680)),0)","v":0},{"$f":"MAX(MIN(AC$40,$AO2680-SUM($Y2680:AB2680)),0)","v":0},{"$f":"MAX(MIN(AD$40,$AO2680-SUM($Y2680:AC2680)),0)","v":0},{"$f":"MAX(MIN(AE$40,$AO2680-SUM($Y2680:AD2680)),0)","v":0},{"$f":"MAX(MIN(AF$40,$AO2680-SUM($Y2680:AE2680)),0)","v":0},{"$f":"MAX(MIN(AG$40,$AO2680-SUM($Y2680:AF2680)),0)","v":0},{"$f":"MAX(MIN(AH$40,$AO2680-SUM($Y2680:AG2680)),0)","v":0},{"$f":"MAX(MIN(AI$40,$AO2680-SUM($Y2680:AH2680)),0)","v":0},47.693040514856591,0,{"$f":"INDEX(Demand!$C2646:$H2646,,$AM$13)","v":1.2330929537481501E-4},{"$f":"INDEX(Demand!$K2646:$P2646,,$AM$13)","v":0},7.2407045009784738,47.693040514856591,40.452336013878117,32.849596287850723,7.602739726027397,2634,2634,8210,61.104091756081218,60,0,1.1040917560812176,0,0,0,0,0,0,0,7.6027397260273979,0]
[null,null,null,null,null,null,null,null,null,null,null,null,null,null,null,null,null,null,null,null,null,null,null,0,0,{"$f":"MAX(MIN(Z$40*IF($Z$37=\"Solar\",$AM2709,1),$AO2709-SUM($Y2709:Y2709)),0)","v":46.693430685753853},{"$f":"MAX(MIN(AA$40,$AO2709-SUM($Y2709:Z2709)),0)","v":0},{"$f":"MAX(MIN(AB$40,$AO2709-SUM($Y2709:AA2709)),0)","v":0},{"$f":"MAX(MIN(AC$40,$AO2709-SUM($Y2709:AB2709)),0)","v":0},{"$f":"MAX(MIN(AD$40,$AO2709-SUM($Y2709:AC2709)),0)","v":0},{"$f":"MAX(MIN(AE$40,$AO2709-SUM($Y2709:AD2709)),0)","v":0},{"$f":"MAX(MIN(AF$40,$AO2709-SUM($Y2709:AE2709)),0)","v":0},{"$f":"MAX(MIN(AG$40,$AO2709-SUM($Y2709:AF2709)),0)","v":0},{"$f":"MAX(MIN(AH$40,$AO2709-SUM($Y2709:AG2709)),0)","v":0},{"$f":"MAX(MIN(AI$40,$AO2709-SUM($Y2709:AH2709)),0)","v":0},46.693430685753853,0,{"$f":"INDEX(Demand!$C2675:$H2675,,$AM$13)","v":1.1955700622653146E-4},{"$f":"INDEX(Demand!$K2675:$P2675,,$AM$13)","v":0},7.2407045009784738,46.693430685753853,39.452726184775379,31.849986458747981,7.602739726027397,2663,2663,2098,60.762425060185123,60,0,0.76242506018512302,0,0,0,0,0,0,0,7.6027397260273979,0]
[null,null,null,null,null,null,null,null,null,null,null,null,null,null,null,null,null,null,null,null,null,null,null,0,0,{"$f":"MAX(MIN(Z$40*IF($Z$37=\"Solar\",$AM2714,1),$AO2714-SUM($Y2714:Y2714)),0)","v":46.592551028638923},{"$f":"MAX(MIN(AA$40,$AO2714-SUM($Y2714:Z2714)),0)","v":0},{"$f":"MAX(MIN(AB$40,$AO2714-SUM($Y2714:AA2714)),0)","v":0},{"$f":"MAX(MIN(AC$40,$AO2714-SUM($Y2714:AB2714)),0)","v":0},{"$f":"MAX(MIN(AD$40,$AO2714-SUM($Y2714:AC2714)),0)","v":0},{"$f":"MAX(MIN(AE$40,$AO2714-SUM($Y2714:AD2714)),0)","v":0},{"$f":"MAX(MIN(AF$40,$AO2714-SUM($Y2714:AE2714)),0)","v":0},{"$f":"MAX(MIN(AG$40,$AO2714-SUM($Y2714:AF2714)),0)","v":0},{"$f":"MAX(MIN(AH$40,$AO2714-SUM($Y2714:AG2714)),0)","v":0},{"$f":"MAX(MIN(AI$40,$AO2714-SUM($Y2714:AH2714)),0)","v":0},46.592551028638923,0,{"$f":"INDEX(Demand!$C2680:$H2680,,$AM$13)","v":1.1917832883495889E-4},{"$f":"INDEX(Demand!$K2680:$P2680,,$AM$13)","v":0},7.2407045009784738,46.592551028638923,39.351846527660449,31.749106801633051,7.602739726027397,2668,2668,8193,60.705837246808088,60,0,0.70583724680808757,0,0,0,0,0,0,0,7.6027397260273979,0]
[null,null,null,null,null,null,null,null,null,null,null,null,null,null,null,null,null,null,null,null,null,null,null,0,0,{"$f":"MAX(MIN(Z$40*IF($Z$37=\"Solar\",$AM2728,1),$AO2728-SUM($Y2728:Y2728)),0)","v":46.21207954735889},{"$f":"MAX(MIN(AA$40,$AO2728-SUM($Y2728:Z2728)),0)","v":0},{"$f":"MAX(MIN(AB$40,$AO2728-SUM($Y2728:AA2728)),0)","v":0},{"$f":"MAX(MIN(AC$40,$AO2728-SUM($Y2728:AB2728)),0)","v":0},{"$f":"MAX(MIN(AD$40,$AO2728-SUM($Y2728:AC2728)),0)","v":0},{"$f":"MAX(MIN(AE$40,$AO2728-SUM($Y2728:AD2728)),0)","v":0},{"$f":"MAX(MIN(AF$40,$AO2728-SUM($Y2728:AE2728)),0)","v":0},{"$f":"MAX(MIN(AG$40,$AO2728-SUM($Y2728:AF2728)),0)","v":0},{"$f":"MAX(MIN(AH$40,$AO2728-SUM($Y2728:AG2728)),0)","v":0},{"$f":"MAX(MIN(AI$40,$AO2728-SUM($Y2728:AH2728)),0)","v":0},46.21207954735889,0,{"$f":"INDEX(Demand!$C2694:$H2694,,$AM$13)","v":1.1775013258390772E-4},{"$f":"INDEX(Demand!$K2694:$P2694,,$AM$13)","v":0},7.2407045009784738,46.21207954735889,38.971375046380416,31.368635320353018,7.602739726027397,2682,2682,8186,60.597019858798724,60,0,0.5970198587987241,0,0,0,0,0,0,0,7.6027397260273979,0]
[null,null,null,null,null,null,null,null,null,null,null,null,null,null,null,null,null,null,null,null,null,null,null,0,0,{"$f":"MAX(MIN(Z$40*IF($Z$37=\"Solar\",$AM2745,1),$AO2745-SUM($Y2745:Y2745)),0)","v":45.582831134715676},{"$f":"MAX(MIN(AA$40,$AO2745-SUM($Y2745:Z2745)),0)","v":0},{"$f":"MAX(MIN(AB$40,$AO2745-SUM($Y2745:AA2745)),0)","v":0},{"$f":"MAX(MIN(AC$40,$AO2745-SUM($Y2745:AB2745)),0)","v":0},{"$f":"MAX(MIN(AD$40,$AO2745-SUM($Y2745:AC2745)),0)","v":0},{"$f":"MAX(MIN(AE$40,$AO2745-SUM($Y2745:AD2745)),0)","v":0},{"$f":"MAX(MIN(AF$40,$AO2745-SUM($Y2745:AE2745)),0)","v":0},{"$f":"MAX(MIN(AG$40,$AO2745-SUM($Y2745:AF2745)),0)","v":0},{"$f":"MAX(MIN(AH$40,$AO2745-SUM($Y2745:AG2745)),0)","v":0},{"$f":"MAX(MIN(AI$40,$AO2745-SUM($Y2745:AH2745)),0)","v":0},45.582831134715676,0,{"$f":"INDEX(Demand!$C2711:$H2711,,$AM$13)","v":1.1538808899290467E-4},{"$f":"INDEX(Demand!$K2711:$P2711,,$AM$13)","v":0.46473712101566128},7.2407045009784738,45.582831134715676,38.342126633737202,30.739386907709804,7.602739726027397,2699,2699,2116,60.43746248320398,60,0,0.43746248320397996,0,0,0,0,0,0,0,7.6027397260273979,0]
[null,null,null,null,null,null,null,null,null,null,null,null,null,null,null,null,null,null,null,null,null,null,null,0,0,{"$f":"MAX(MIN(Z$40*IF($Z$37=\"Solar\",$AM2764,1),$AO2764-SUM($Y2764:Y2764)),0)","v":45.175706613554809},{"$f":"MAX(MIN(AA$40,$AO2764-SUM($Y2764:Z2764)),0)","v":0},{"$f":"MAX(MIN(AB$40,$AO2764-SUM($Y2764:AA2764)),0)","v":0},{"$f":"MAX(MIN(AC$40,$AO2764-SUM($Y2764:AB2764)),0)","v":0},{"$f":"MAX(MIN(AD$40,$AO2764-SUM($Y2764:AC2764)),0)","v":0},{"$f":"MAX(MIN(AE$40,$AO2764-SUM($Y2764:AD2764)),0)","v":0},{"$f":"MAX(MIN(AF$40,$AO2764-SUM($Y2764:AE2764)),0)","v":0},{"$f":"MAX(MIN(AG$40,$AO2764-SUM($Y2764:AF2764)),0)","v":0},{"$f":"MAX(MIN(AH$40,$AO2764-SUM($Y2764:AG2764)),0)","v":0},{"$f":"MAX(MIN(AI$40,$AO2764-SUM($Y2764:AH2764)),0)","v":0},45.175706613554809,0,{"$f":"INDEX(Demand!$C2730:$H2730,,$AM$13)","v":1.1385984379335186E-4},{"$f":"INDEX(Demand!$K2730:$P2730,,$AM$13)","v":0},7.2407045009784738,45.175706613554809,37.935002112576335,30.332262386548937,7.602739726027397,2718,2718,8168,60.243467432766401,60,0,0.24346743276640126,0,0,0,0,0,0,0,7.6027397260273979,0]
[null,null,null,null,null,null,null,null,null,null,null,null,null,null,null,null,null,null,null,null,null,null,null,0,0,{"$f":"MAX(MIN(Z$40*IF($Z$37=\"Solar\",$AM2780,1),$AO2780-SUM($Y2780:Y2780)),0)","v":44.88936938213962},{"$f":"MAX(MIN(AA$40,$AO2780-SUM($Y2780:Z2780)),0)","v":0},{"$f":"MAX(MIN(AB$40,$AO2780-SUM($Y2780:AA2780)),0)","v":0},{"$f":"MAX(MIN(AC$40,$AO2780-SUM($Y2780:AB2780)),0)","v":0},{"$f":"MAX(MIN(AD$40,$AO2780-SUM($Y2780:AC2780)),0)","v":0},{"$f":"MAX(MIN(AE$40,$AO2780-SUM($Y2780:AD2780)),0)","v":0},{"$f":"MAX(MIN(AF$40,$AO2780-SUM($Y2780:AE2780)),0)","v":0},{"$f":"MAX(MIN(AG$40,$AO2780-SUM($Y2780:AF2780)),0)","v":0},{"$f":"MAX(MIN(AH$40,$AO2780-SUM($Y2780:AG2780)),0)","v":0},{"$f":"MAX(MIN(AI$40,$AO2780-SUM($Y2780:AH2780)),0)","v":0},44.88936938213962,0,{"$f":"INDEX(Demand!$C2746:$H2746,,$AM$13)","v":1.1278500433608764E-4},{"$f":"INDEX(Demand!$K2746:$P2746,,$AM$13)","v":0},7.2407045009784738,44.88936938213962,37.648664881161146,30.045925155133748,7.602739726027397,2734,2734,8160,60.013227690522129,60,0,1.322769052212891E-2,0,0,0,0,0,0,0,7.6027397260273979,0]
[null,null,null,null,null,null,null,null,null,null,null,null,null,null,null,null,null,null,null,null,null,null,null,0,0,{"$f":"MAX(MIN(Z$40*IF($Z$37=\"Solar\",$AM2797,1),$AO2797-SUM($Y2797:Y2797)),0)","v":44.525010107409855},{"$f":"MAX(MIN(AA$40,$AO2797-SUM($Y2797:Z2797)),0)","v":0},{"$f":"MAX(MIN(AB$40,$AO2797-SUM($Y2797:AA2797)),0)","v":0},{"$f":"MAX(MIN(AC$40,$AO2797-SUM($Y2797:AB2797)),0)","v":0},{"$f":"MAX(MIN(AD$40,$AO2797-SUM($Y2797:AC2797)),0)","v":0},{"$f":"MAX(MIN(AE$40,$AO2797-SUM($Y2797:AD2797)),0)","v":0},{"$f":"MAX(MIN(AF$40,$AO2797-SUM($Y2797:AE2797)),0)","v":0},{"$f":"MAX(MIN(AG$40,$AO2797-SUM($Y2797:AF2797)),0)","v":0},{"$f":"MAX(MIN(AH$40,$AO2797-SUM($Y2797:AG2797)),0)","v":0},{"$f":"MAX(MIN(AI$40,$AO2797-SUM($Y2797:AH2797)),0)","v":0},44.525010107409855,0,{"$f":"INDEX(Demand!$C2763:$H2763,,$AM$13)","v":1.1141728934085579E-4},{"$f":"INDEX(Demand!$K2763:$P2763,,$AM$13)","v":0.34588627932935706},7.2407045009784738,44.525010107409855,37.284305606431381,29.681565880403983,7.602739726027397,2751,2751,2142,59.798819583945956,59.798819583945956,0,0,0,0,0,0,0,0,0,7.6027397260273979,0]
[null,null,null,null,null,null,null,null,null,null,null,null,null,null,null,null,null,null,null,null,null,null,null,0,0,{"$f":"MAX(MIN(Z$40*IF($Z$37=\"Solar\",$AM2814,1),$AO2814-SUM($Y2814:Y2814)),0)","v":44.197405452053211},{"$f":"MAX(MIN(AA$40,$AO2814-SUM($Y2814:Z2814)),0)","v":0},{"$f":"MAX(MIN(AB$40,$AO2814-SUM($Y2814:AA2814)),0)","v":0},{"$f":"MAX(MIN(AC$40,$AO2814-SUM($Y2814:AB2814)),0)","v":0},{"$f":"MAX(MIN(AD$40,$AO2814-SUM($Y2814:AC2814)),0)","v":0},{"$f":"MAX(MIN(AE$40,$AO2814-SUM($Y2814:AD2814)),0)","v":0},{"$f":"MAX(MIN(AF$40,$AO2814-SUM($Y2814:AE2814)),0)","v":0},{"$f":"MAX(MIN(AG$40,$AO2814-SUM($Y2814:AF2814)),0)","v":0},{"$f":"MAX(MIN(AH$40,$AO2814-SUM($Y2814:AG2814)),0)","v":0},{"$f":"MAX(MIN(AI$40,$AO2814-SUM($Y2814:AH2814)),0)","v":0},44.197405452053211,0,{"$f":"INDEX(Demand!$C2780:$H2780,,$AM$13)","v":1.1018754213606357E-4},{"$f":"INDEX(Demand!$K2780:$P2780,,$AM$13)","v":0.44122853502610204},7.2407045009784738,44.197405452053211,36.956700951074737,29.353961225047339,7.602739726027397,2768,2768,8143,59.598276001905447,59.598276001905447,0,0,0,0,0,0,0,0,0,7.6027397260273979,0]
[null,null,null,null,null,null,null,null,null,null,null,null,null,null,null,null,null,null,null,null,null,null,null,0,0,{"$f":"MAX(MIN(Z$40*IF($Z$37=\"Solar\",$AM2832,1),$AO2832-SUM($Y2832:Y2832)),0)","v":43.828786597323273},{"$f":"MAX(MIN(AA$40,$AO2832-SUM($Y2832:Z2832)),0)","v":0},{"$f":"MAX(MIN(AB$40,$AO2832-SUM($Y2832:AA2832)),0)","v":0},{"$f":"MAX(MIN(AC$40,$AO2832-SUM($Y2832:AB2832)),0)","v":0},{"$f":"MAX(MIN(AD$40,$AO2832-SUM($Y2832:AC2832)),0)","v":0},{"$f":"MAX(MIN(AE$40,$AO2832-SUM($Y2832:AD2832)),0)","v":0},{"$f":"MAX(MIN(AF$40,$AO2832-SUM($Y2832:AE2832)),0)","v":0},{"$f":"MAX(MIN(AG$40,$AO2832-SUM($Y2832:AF2832)),0)","v":0},{"$f":"MAX(MIN(AH$40,$AO2832-SUM($Y2832:AG2832)),0)","v":0},{"$f":"MAX(MIN(AI$40,$AO2832-SUM($Y2832:AH2832)),0)","v":0},43.828786597323273,0,{"$f":"INDEX(Demand!$C2798:$H2798,,$AM$13)","v":1.0880383772641667E-4},{"$f":"INDEX(Demand!$K2798:$P2798,,$AM$13)","v":0},7.2407045009784738,43.828786597323273,36.588082096344799,28.985342370317401,7.602739726027397,2786,2786,8134,59.337119144088419,59.337119144088419,0,0,0,0,0,0,0,0,0,7.6027397260273979,0]
[null,null,null,null,null,null,null,null,null,null,null,null,null,null,null,null,null,null,null,null,null,null,null,0,0,{"$f":"MAX(MIN(Z$40*IF($Z$37=\"Solar\",$AM2849,1),$AO2849-SUM($Y2849:Y2849)),0)","v":43.546244657901852},{"$f":"MAX(MIN(AA$40,$AO2849-SUM($Y2849:Z2849)),0)","v":0},{"$f":"MAX(MIN(AB$40,$AO2849-SUM($Y2849:AA2849)),0)","v":0},{"$f":"MAX(MIN(AC$40,$AO2849-SUM($Y2849:AB2849)),0)","v":0},{"$f":"MAX(MIN(AD$40,$AO2849-SUM($Y2849:AC2849)),0)","v":0},{"$f":"MAX(MIN(AE$40,$AO2849-SUM($Y2849:AD2849)),0)","v":0},{"$f":"MAX(MIN(AF$40,$AO2849-SUM($Y2849:AE2849)),0)","v":0},{"$f":"MAX(MIN(AG$40,$AO2849-SUM($Y2849:AF2849)),0)","v":0},{"$f":"MAX(MIN(AH$40,$AO2849-SUM($Y2849:AG2849)),0)","v":0},{"$f":"MAX(MIN(AI$40,$AO2849-SUM($Y2849:AH2849)),0)","v":0},43.546244657901852,0,{"$f":"INDEX(Demand!$C2815:$H2815,,$AM$13)","v":1.0774324486072064E-4},{"$f":"INDEX(Demand!$K2815:$P2815,,$AM$13)","v":0},7.2407045009784738,43.546244657901852,36.305540156923378,28.70280043089598,7.602739726027397,2803,2803,2168,59.170208776000081,59.170208776000081,0,0,0,0,0,0,0,0,0,7.6027397260273979,0]
[null,null,null,null,null,null,null,null,null,null,null,null,null,null,null,null,null,null,null,null,null,null,null,0,0,{"$f":"MAX(MIN(Z$40*IF($Z$37=\"Solar\",$AM2865,1),$AO2865-SUM($Y2865:Y2865)),0)","v":43.232778665341193},{"$f":"MAX(MIN(AA$40,$AO2865-SUM($Y2865:Z2865)),0)","v":0},{"$f":"MAX(MIN(AB$40,$AO2865-SUM($Y2865:AA2865)),0)","v":0},{"$f":"MAX(MIN(AC$40,$AO2865-SUM($Y2865:AB2865)),0)","v":0},{"$f":"MAX(MIN(AD$40,$AO2865-SUM($Y2865:AC2865)),0)","v":0},{"$f":"MAX(MIN(AE$40,$AO2865-SUM($Y2865:AD2865)),0)","v":0},{"$f":"MAX(MIN(AF$40,$AO2865-SUM($Y2865:AE2865)),0)","v":0},{"$f":"MAX(MIN(AG$40,$AO2865-SUM($Y2865:AF2865)),0)","v":0},{"$f":"MAX(MIN(AH$40,$AO2865-SUM($Y2865:AG2865)),0)","v":0},{"$f":"MAX(MIN(AI$40,$AO2865-SUM($Y2865:AH2865)),0)","v":0},43.232778665341193,0,{"$f":"INDEX(Demand!$C2831:$H2831,,$AM$13)","v":1.0656657071447195E-4},{"$f":"INDEX(Demand!$K2831:$P2831,,$AM$13)","v":0.83291427540562202},7.2407045009784738,{"$f":"AN2865+AP2865","v":43.232778665341193},35.99207416436272,28.389334438335322,7.602739726027397,2819,2819,2176,58.93461313719218,58.93461313719218,0,0,0,0,0,0,0,0,0,7.6027397260273979,0]
[null,null,null,null,null,null,null,null,null,null,null,null,null,null,null,null,null,null,null,null,null,null,null,0,0,{"$f":"MAX(MIN(Z$40*IF($Z$37=\"Solar\",$AM2884,1),$AO2884-SUM($Y2884:Y2884)),0)","v":42.767234852344139},{"$f":"MAX(MIN(AA$40,$AO2884-SUM($Y2884:Z2884)),0)","v":0},{"$f":"MAX(MIN(AB$40,$AO2884-SUM($Y2884:AA2884)),0)","v":0},{"$f":"MAX(MIN(AC$40,$AO2884-SUM($Y2884:AB2884)),0)","v":0},{"$f":"MAX(MIN(AD$40,$AO2884-SUM($Y2884:AC2884)),0)","v":0},{"$f":"MAX(MIN(AE$40,$AO2884-SUM($Y2884:AD2884)),0)","v":0},{"$f":"MAX(MIN(AF$40,$AO2884-SUM($Y2884:AE2884)),0)","v":0},{"$f":"MAX(MIN(AG$40,$AO2884-SUM($Y2884:AF2884)),0)","v":0},{"$f":"MAX(MIN(AH$40,$AO2884-SUM($Y2884:AG2884)),0)","v":0},{"$f":"MAX(MIN(AI$40,$AO2884-SUM($Y2884:AH2884)),0)","v":0},42.767234852344139,0,{"$f":"INDEX(Demand!$C2850:$H2850,,$AM$13)","v":1.048190338788974E-4},{"$f":"INDEX(Demand!$K2850:$P2850,,$AM$13)","v":0},7.2407045009784738,42.767234852344139,35.526530351365665,27.923790625338267,7.602739726027397,2838,2838,8108,58.645854255765634,58.645854255765634,0,0,0,0,0,0,0,0,0,7.6027397260273979,0]
[null,null,null,null,null,null,null,null,null,null,null,null,null,null,null,null,null,null,null,null,null,null,null,0,0,{"$f":"MAX(MIN(Z$40*IF($Z$37=\"Solar\",$AM2898,1),$AO2898-SUM($Y2898:Y2898)),0)","v":42.521582264025689},{"$f":"MAX(MIN(AA$40,$AO2898-SUM($Y2898:Z2898)),0)","v":0},{"$f":"MAX(MIN(AB$40,$AO2898-SUM($Y2898:AA2898)),0)","v":0},{"$f":"MAX(MIN(AC$40,$AO2898-SUM($Y2898:AB2898)),0)","v":0},{"$f":"MAX(MIN(AD$40,$AO2898-SUM($Y2898:AC2898)),0)","v":0},{"$f":"MAX(MIN(AE$40,$AO2898-SUM($Y2898:AD2898)),0)","v":0},{"$f":"MAX(MIN(AF$40,$AO2898-SUM($Y2898:AE2898)),0)","v":0},{"$f":"MAX(MIN(AG$40,$AO2898-SUM($Y2898:AF2898)),0)","v":0},{"$f":"MAX(MIN(AH$40,$AO2898-SUM($Y2898:AG2898)),0)","v":0},{"$f":"MAX(MIN(AI$40,$AO2898-SUM($Y2898:AH2898)),0)","v":0},42.521582264025689,0,{"$f":"INDEX(Demand!$C2864:$H2864,,$AM$13)","v":1.038969145533777E-4},{"$f":"INDEX(Demand!$K2864:$P2864,,$AM$13)","v":0},7.2407045009784738,42.521582264025689,35.280877763047215,27.678138037019817,7.602739726027397,2852,2852,8101,58.500414728462395,58.500414728462395,0,0,0,0,0,0,0,0,0,7.6027397260273979,0]
[null,null,null,null,null,null,null,null,null,null,null,null,null,null,null,null,null,null,null,null,null,null,null,0,0,{"$f":"MAX(MIN(Z$40*IF($Z$37=\"Solar\",$AM2919,1),$AO2919-SUM($Y2919:Y2919)),0)","v":42.190297331466219},{"$f":"MAX(MIN(AA$40,$AO2919-SUM($Y2919:Z2919)),0)","v":0},{"$f":"MAX(MIN(AB$40,$AO2919-SUM($Y2919:AA2919)),0)","v":0},{"$f":"MAX(MIN(AC$40,$AO2919-SUM($Y2919:AB2919)),0)","v":0},{"$f":"MAX(MIN(AD$40,$AO2919-SUM($Y2919:AC2919)),0)","v":0},{"$f":"MAX(MIN(AE$40,$AO2919-SUM($Y2919:AD2919)),0)","v":0},{"$f":"MAX(MIN(AF$40,$AO2919-SUM($Y2919:AE2919)),0)","v":0},{"$f":"MAX(MIN(AG$40,$AO2919-SUM($Y2919:AF2919)),0)","v":0},{"$f":"MAX(MIN(AH$40,$AO2919-SUM($Y2919:AG2919)),0)","v":0},{"$f":"MAX(MIN(AI$40,$AO2919-SUM($Y2919:AH2919)),0)","v":0},42.190297331466219,0,{"$f":"INDEX(Demand!$C2885:$H2885,,$AM$13)","v":1.0265335249422052E-4},{"$f":"INDEX(Demand!$K2885:$P2885,,$AM$13)","v":0},7.2407045009784738,42.190297331466219,34.949592830487745,27.346853104460347,7.602739726027397,2873,2873,2203,58.251240871970168,58.251240871970168,0,0,0,0,0,0,0,0,0,7.6027397260273979,0]
[null,null,null,null,null,null,null,null,null,null,null,null,null,null,null,null,null,null,null,null,null,null,null,0,0,{"$f":"MAX(MIN(Z$40*IF($Z$37=\"Solar\",$AM2936,1),$AO2936-SUM($Y2936:Y2936)),0)","v":42.0121818061262},{"$f":"MAX(MIN(AA$40,$AO2936-SUM($Y2936:Z2936)),0)","v":0},{"$f":"MAX(MIN(AB$40,$AO2936-SUM($Y2936:AA2936)),0)","v":0},{"$f":"MAX(MIN(AC$40,$AO2936-SUM($Y2936:AB2936)),0)","v":0},{"$f":"MAX(MIN(AD$40,$AO2936-SUM($Y2936:AC2936)),0)","v":0},{"$f":"MAX(MIN(AE$40,$AO2936-SUM($Y2936:AD2936)),0)","v":0},{"$f":"MAX(MIN(AF$40,$AO2936-SUM($Y2936:AE2936)),0)","v":0},{"$f":"MAX(MIN(AG$40,$AO2936-SUM($Y2936:AF2936)),0)","v":0},{"$f":"MAX(MIN(AH$40,$AO2936-SUM($Y2936:AG2936)),0)","v":0},{"$f":"MAX(MIN(AI$40,$AO2936-SUM($Y2936:AH2936)),0)","v":0},42.0121818061262,0,{"$f":"INDEX(Demand!$C2902:$H2902,,$AM$13)","v":1.0198475067237358E-4},{"$f":"INDEX(Demand!$K2902:$P2902,,$AM$13)","v":0.79115130058292304},7.2407045009784738,42.0121818061262,34.771477305147727,27.168737579120329,7.602739726027397,2890,2890,8082,58.060911117203176,58.060911117203176,0,0,0,0,0,0,0,0,0,7.6027397260273979,0]
[null,null,null,null,null,null,null,null,null,null,null,null,null,null,null,null,null,null,null,null,null,null,null,0,0,{"$f":"MAX(MIN(Z$40*IF($Z$37=\"Solar\",$AM2948,1),$AO2948-SUM($Y2948:Y2948)),0)","v":41.821375776532015},{"$f":"MAX(MIN(AA$40,$AO2948-SUM($Y2948:Z2948)),0)","v":0},{"$f":"MAX(MIN(AB$40,$AO2948-SUM($Y2948:AA2948)),0)","v":0},{"$f":"MAX(MIN(AC$40,$AO2948-SUM($Y2948:AB2948)),0)","v":0},{"$f":"MAX(MIN(AD$40,$AO2948-SUM($Y2948:AC2948)),0)","v":0},{"$f":"MAX(MIN(AE$40,$AO2948-SUM($Y2948:AD2948)),0)","v":0},{"$f":"MAX(MIN(AF$40,$AO2948-SUM($Y2948:AE2948)),0)","v":0},{"$f":"MAX(MIN(AG$40,$AO2948-SUM($Y2948:AF2948)),0)","v":0},{"$f":"MAX(MIN(AH$40,$AO2948-SUM($Y2948:AG2948)),0)","v":0},{"$f":"MAX(MIN(AI$40,$AO2948-SUM($Y2948:AH2948)),0)","v":0},41.821375776532015,0,{"$f":"INDEX(Demand!$C2914:$H2914,,$AM$13)","v":1.0126851182254558E-4},{"$f":"INDEX(Demand!$K2914:$P2914,,$AM$13)","v":0},7.2407045009784738,41.821375776532015,34.580671275553541,26.977931549526144,7.602739726027397,2902,2902,8076,57.978987955531693,57.978987955531693,0,0,0,0,0,0,0,0,0,7.6027397260273979,0]
[null,null,null,null,null,null,null,null,null,null,null,null,null,null,null,null,null,null,null,null,null,null,null,0,0,{"$f":"MAX(MIN(Z$40*IF($Z$37=\"Solar\",$AM2971,1),$AO2971-SUM($Y2971:Y2971)),0)","v":41.454893428083558},{"$f":"MAX(MIN(AA$40,$AO2971-SUM($Y2971:Z2971)),0)","v":0},{"$f":"MAX(MIN(AB$40,$AO2971-SUM($Y2971:AA2971)),0)","v":0},{"$f":"MAX(MIN(AC$40,$AO2971-SUM($Y2971:AB2971)),0)","v":0},{"$f":"MAX(MIN(AD$40,$AO2971-SUM($Y2971:AC2971)),0)","v":0},{"$f":"MAX(MIN(AE$40,$AO2971-SUM($Y2971:AD2971)),0)","v":0},{"$f":"MAX(MIN(AF$40,$AO2971-SUM($Y2971:AE2971)),0)","v":0},{"$f":"MAX(MIN(AG$40,$AO2971-SUM($Y2971:AF2971)),0)","v":0},{"$f":"MAX(MIN(AH$40,$AO2971-SUM($Y2971:AG2971)),0)","v":0},{"$f":"MAX(MIN(AI$40,$AO2971-SUM($Y2971:AH2971)),0)","v":0},41.454893428083558,0,{"$f":"INDEX(Demand!$C2937:$H2937,,$AM$13)","v":9.989282733137268E-5},{"$f":"INDEX(Demand!$K2937:$P2937,,$AM$13)","v":0},7.2407045009784738,41.454893428083558,34.214188927105084,26.611449201077686,7.602739726027397,2925,2925,2229,57.787754444567334,57.787754444567334,0,0,0,0,0,0,0,0,0,7.6027397260273979,0]
[null,null,null,null,null,null,null,null,null,null,null,null,null,null,null,null,null,null,null,null,null,null,null,0,0,{"$f":"MAX(MIN(Z$40*IF($Z$37=\"Solar\",$AM2972,1),$AO2972-SUM($Y2972:Y2972)),0)","v":41.44818011741463},{"$f":"MAX(MIN(AA$40,$AO2972-SUM($Y2972:Z2972)),0)","v":0},{"$f":"MAX(MIN(AB$40,$AO2972-SUM($Y2972:AA2972)),0)","v":0},{"$f":"MAX(MIN(AC$40,$AO2972-SUM($Y2972:AB2972)),0)","v":0},{"$f":"MAX(MIN(AD$40,$AO2972-SUM($Y2972:AC2972)),0)","v":0},{"$f":"MAX(MIN(AE$40,$AO2972-SUM($Y2972:AD2972)),0)","v":0},{"$f":"MAX(MIN(AF$40,$AO2972-SUM($Y2972:AE2972)),0)","v":0},{"$f":"MAX(MIN(AG$40,$AO2972-SUM($Y2972:AF2972)),0)","v":0},{"$f":"MAX(MIN(AH$40,$AO2972-SUM($Y2972:AG2972)),0)","v":0},{"$f":"MAX(MIN(AI$40,$AO2972-SUM($Y2972:AH2972)),0)","v":0},41.44818011741463,0,{"$f":"INDEX(Demand!$C2938:$H2938,,$AM$13)","v":9.9867627216249083E-5},{"$f":"INDEX(Demand!$K2938:$P2938,,$AM$13)","v":0},7.2407045009784738,41.44818011741463,34.207475616436156,26.604735890408758,7.602739726027397,2926,2926,8064,57.782531662714952,57.782531662714952,0,0,0,0,0,0,0,0,0,7.6027397260273979,0]
[null,null,null,null,null,null,null,null,null,null,null,null,null,null,null,null,null,null,null,null,null,null,null,0,0,{"$f":"MAX(MIN(Z$40*IF($Z$37=\"Solar\",$AM2999,1),$AO2999-SUM($Y2999:Y2999)),0)","v":40.957685123424},{"$f":"MAX(MIN(AA$40,$AO2999-SUM($Y2999:Z2999)),0)","v":0},{"$f":"MAX(MIN(AB$40,$AO2999-SUM($Y2999:AA2999)),0)","v":0},{"$f":"MAX(MIN(AC$40,$AO2999-SUM($Y2999:AB2999)),0)","v":0},{"$f":"MAX(MIN(AD$40,$AO2999-SUM($Y2999:AC2999)),0)","v":0},{"$f":"MAX(MIN(AE$40,$AO2999-SUM($Y2999:AD2999)),0)","v":0},{"$f":"MAX(MIN(AF$40,$AO2999-SUM($Y2999:AE2999)),0)","v":0},{"$f":"MAX(MIN(AG$40,$AO2999-SUM($Y2999:AF2999)),0)","v":0},{"$f":"MAX(MIN(AH$40,$AO2999-SUM($Y2999:AG2999)),0)","v":0},{"$f":"MAX(MIN(AI$40,$AO2999-SUM($Y2999:AH2999)),0)","v":0},40.957685123424,0,{"$f":"INDEX(Demand!$C2965:$H2965,,$AM$13)","v":9.8026429791359335E-5},{"$f":"INDEX(Demand!$K2965:$P2965,,$AM$13)","v":0},7.2407045009784738,40.957685123424,33.716980622445526,26.114240896418128,7.602739726027397,2953,2953,2243,57.504187291281077,57.504187291281077,0,0,0,0,0,0,0,0,0,7.6027397260273979,0]
[null,null,null,null,null,null,null,null,null,null,null,null,null,null,null,null,null,null,null,null,null,null,null,0,0,{"$f":"MAX(MIN(Z$40*IF($Z$37=\"Solar\",$AM3007,1),$AO3007-SUM($Y3007:Y3007)),0)","v":40.845157727907477},{"$f":"MAX(MIN(AA$40,$AO3007-SUM($Y3007:Z3007)),0)","v":0},{"$f":"MAX(MIN(AB$40,$AO3007-SUM($Y3007:AA3007)),0)","v":0},{"$f":"MAX(MIN(AC$40,$AO3007-SUM($Y3007:AB3007)),0)","v":0},{"$f":"MAX(MIN(AD$40,$AO3007-SUM($Y3007:AC3007)),0)","v":0},{"$f":"MAX(MIN(AE$40,$AO3007-SUM($Y3007:AD3007)),0)","v":0},{"$f":"MAX(MIN(AF$40,$AO3007-SUM($Y3007:AE3007)),0)","v":0},{"$f":"MAX(MIN(AG$40,$AO3007-SUM($Y3007:AF3007)),0)","v":0},{"$f":"MAX(MIN(AH$40,$AO3007-SUM($Y3007:AG3007)),0)","v":0},{"$f":"MAX(MIN(AI$40,$AO3007-SUM($Y3007:AH3007)),0)","v":0},40.845157727907477,0,{"$f":"INDEX(Demand!$C2973:$H2973,,$AM$13)","v":9.7604029658039041E-5},{"$f":"INDEX(Demand!$K2973:$P2973,,$AM$13)","v":0.68877338174110125},7.2407045009784738,40.845157727907477,33.604453226929003,26.001713500901605,7.602739726027397,2961,2961,2247,57.398778264657594,57.398778264657594,0,0,0,0,0,0,0,0,0,7.6027397260273979,0]
[null,null,null,null,null,null,null,null,null,null,null,null,null,null,null,null,null,null,null,null,null,null,null,0,0,{"$f":"MAX(MIN(Z$40*IF($Z$37=\"Solar\",$AM3032,1),$AO3032-SUM($Y3032:Y3032)),0)","v":40.371137334203453},{"$f":"MAX(MIN(AA$40,$AO3032-SUM($Y3032:Z3032)),0)","v":0},{"$f":"MAX(MIN(AB$40,$AO3032-SUM($Y3032:AA3032)),0)","v":0},{"$f":"MAX(MIN(AC$40,$AO3032-SUM($Y3032:AB3032)),0)","v":0},{"$f":"MAX(MIN(AD$40,$AO3032-SUM($Y3032:AC3032)),0)","v":0},{"$f":"MAX(MIN(AE$40,$AO3032-SUM($Y3032:AD3032)),0)","v":0},{"$f":"MAX(MIN(AF$40,$AO3032-SUM($Y3032:AE3032)),0)","v":0},{"$f":"MAX(MIN(AG$40,$AO3032-SUM($Y3032:AF3032)),0)","v":0},{"$f":"MAX(MIN(AH$40,$AO3032-SUM($Y3032:AG3032)),0)","v":0},{"$f":"MAX(MIN(AI$40,$AO3032-SUM($Y3032:AH3032)),0)","v":0},40.371137334203453,0,{"$f":"INDEX(Demand!$C2998:$H2998,,$AM$13)","v":9.5824673825816727E-5},{"$f":"INDEX(Demand!$K2998:$P2998,,$AM$13)","v":0.80151311858023955},7.2407045009784738,40.371137334203453,33.13043283322498,25.527693107197582,7.602739726027397,2986,2986,8034,57.145256002725759,57.145256002725759,0,0,0,0,0,0,0,0,0,7.6027397260273979,0]
[null,null,null,null,null,null,null,null,null,null,null,null,null,null,null,null,null,null,null,null,null,null,null,0,0,{"$f":"MAX(MIN(Z$40*IF($Z$37=\"Solar\",$AM3042,1),$AO3042-SUM($Y3042:Y3042)),0)","v":40.219866346674422},{"$f":"MAX(MIN(AA$40,$AO3042-SUM($Y3042:Z3042)),0)","v":0},{"$f":"MAX(MIN(AB$40,$AO3042-SUM($Y3042:AA3042)),0)","v":0},{"$f":"MAX(MIN(AC$40,$AO3042-SUM($Y3042:AB3042)),0)","v":0},{"$f":"MAX(MIN(AD$40,$AO3042-SUM($Y3042:AC3042)),0)","v":0},{"$f":"MAX(MIN(AE$40,$AO3042-SUM($Y3042:AD3042)),0)","v":0},{"$f":"MAX(MIN(AF$40,$AO3042-SUM($Y3042:AE3042)),0)","v":0},{"$f":"MAX(MIN(AG$40,$AO3042-SUM($Y3042:AF3042)),0)","v":0},{"$f":"MAX(MIN(AH$40,$AO3042-SUM($Y3042:AG3042)),0)","v":0},{"$f":"MAX(MIN(AI$40,$AO3042-SUM($Y3042:AH3042)),0)","v":0},40.219866346674422,0,{"$f":"INDEX(Demand!$C3008:$H3008,,$AM$13)","v":9.5256839788545599E-5},{"$f":"INDEX(Demand!$K3008:$P3008,,$AM$13)","v":0},7.2407045009784738,40.219866346674422,32.979161845695948,25.37642211966855,7.602739726027397,2996,2996,8029,57.056003613973616,57.056003613973616,0,0,0,0,0,0,0,0,0,7.6027397260273979,0]
[null,null,null,null,null,null,null,null,null,null,null,null,null,null,null,null,null,null,null,null,null,null,null,0,0,{"$f":"MAX(MIN(Z$40*IF($Z$37=\"Solar\",$AM3059,1),$AO3059-SUM($Y3059:Y3059)),0)","v":39.962119423185904},{"$f":"MAX(MIN(AA$40,$AO3059-SUM($Y3059:Z3059)),0)","v":0},{"$f":"MAX(MIN(AB$40,$AO3059-SUM($Y3059:AA3059)),0)","v":0},{"$f":"MAX(MIN(AC$40,$AO3059-SUM($Y3059:AB3059)),0)","v":0},{"$f":"MAX(MIN(AD$40,$AO3059-SUM($Y3059:AC3059)),0)","v":0},{"$f":"MAX(MIN(AE$40,$AO3059-SUM($Y3059:AD3059)),0)","v":0},{"$f":"MAX(MIN(AF$40,$AO3059-SUM($Y3059:AE3059)),0)","v":0},{"$f":"MAX(MIN(AG$40,$AO3059-SUM($Y3059:AF3059)),0)","v":0},{"$f":"MAX(MIN(AH$40,$AO3059-SUM($Y3059:AG3059)),0)","v":0},{"$f":"MAX(MIN(AI$40,$AO3059-SUM($Y3059:AH3059)),0)","v":0},39.962119423185904,0,{"$f":"INDEX(Demand!$C3025:$H3025,,$AM$13)","v":9.4289321306982083E-5},{"$f":"INDEX(Demand!$K3025:$P3025,,$AM$13)","v":0.71037647562886896},7.2407045009784738,39.962119423185904,32.72141492220743,25.118675196180032,7.602739726027397,3013,3013,2273,56.871114965648552,56.871114965648552,0,0,0,0,0,0,0,0,0,7.6027397260273979,0]
[null,null,null,null,null,null,null,null,null,null,null,null,null,null,null,null,null,null,null,null,null,null,null,0,0,{"$f":"MAX(MIN(Z$40*IF($Z$37=\"Solar\",$AM3082,1),$AO3082-SUM($Y3082:Y3082)),0)","v":39.548453253856152},{"$f":"MAX(MIN(AA$40,$AO3082-SUM($Y3082:Z3082)),0)","v":0},{"$f":"MAX(MIN(AB$40,$AO3082-SUM($Y3082:AA3082)),0)","v":0},{"$f":"MAX(MIN(AC$40,$AO3082-SUM($Y3082:AB3082)),0)","v":0},{"$f":"MAX(MIN(AD$40,$AO3082-SUM($Y3082:AC3082)),0)","v":0},{"$f":"MAX(MIN(AE$40,$AO3082-SUM($Y3082:AD3082)),0)","v":0},{"$f":"MAX(MIN(AF$40,$AO3082-SUM($Y3082:AE3082)),0)","v":0},{"$f":"MAX(MIN(AG$40,$AO3082-SUM($Y3082:AF3082)),0)","v":0},{"$f":"MAX(MIN(AH$40,$AO3082-SUM($Y3082:AG3082)),0)","v":0},{"$f":"MAX(MIN(AI$40,$AO3082-SUM($Y3082:AH3082)),0)","v":0},39.548453253856152,0,{"$f":"INDEX(Demand!$C3048:$H3048,,$AM$13)","v":9.2736520371059598E-5},{"$f":"INDEX(Demand!$K3048:$P3048,,$AM$13)","v":0.81434418373904904},7.2407045009784738,39.548453253856152,32.307748752877679,24.705009026850281,7.602739726027397,3036,3036,8009,56.670087828895802,56.670087828895802,0,0,0,0,0,0,0,0,0,7.6027397260273979,0]
[null,null,null,null,null,null,null,null,null,null,null,null,null,null,null,null,null,null,null,null,null,null,null,0,0,{"$f":"MAX(MIN(Z$40*IF($Z$37=\"Solar\",$AM3094,1),$AO3094-SUM($Y3094:Y3094)),0)","v":39.263379944455501},{"$f":"MAX(MIN(AA$40,$AO3094-SUM($Y3094:Z3094)),0)","v":0},{"$f":"MAX(MIN(AB$40,$AO3094-SUM($Y3094:AA3094)),0)","v":0},{"$f":"MAX(MIN(AC$40,$AO3094-SUM($Y3094:AB3094)),0)","v":0},{"$f":"MAX(MIN(AD$40,$AO3094-SUM($Y3094:AC3094)),0)","v":0},{"$f":"MAX(MIN(AE$40,$AO3094-SUM($Y3094:AD3094)),0)","v":0},{"$f":"MAX(MIN(AF$40,$AO3094-SUM($Y3094:AE3094)),0)","v":0},{"$f":"MAX(MIN(AG$40,$AO3094-SUM($Y3094:AF3094)),0)","v":0},{"$f":"MAX(MIN(AH$40,$AO3094-SUM($Y3094:AG3094)),0)","v":0},{"$f":"MAX(MIN(AI$40,$AO3094-SUM($Y3094:AH3094)),0)","v":0},39.263379944455501,0,{"$f":"INDEX(Demand!$C3060:$H3060,,$AM$13)","v":9.1666425365801907E-5},{"$f":"INDEX(Demand!$K3060:$P3060,,$AM$13)","v":0},7.2407045009784738,39.263379944455501,32.022675443477027,24.419935717449629,7.602739726027397,3048,3048,8003,56.574857994947116,56.574857994947116,0,0,0,0,0,0,0,0,0,7.6027397260273979,0]
[null,null,null,null,null,null,null,null,null,null,null,null,null,null,null,null,null,null,null,null,null,null,null,0,0,{"$f":"MAX(MIN(Z$40*IF($Z$37=\"Solar\",$AM3111,1),$AO3111-SUM($Y3111:Y3111)),0)","v":38.915260412488138},{"$f":"MAX(MIN(AA$40,$AO3111-SUM($Y3111:Z3111)),0)","v":0},{"$f":"MAX(MIN(AB$40,$AO3111-SUM($Y3111:AA3111)),0)","v":0},{"$f":"MAX(MIN(AC$40,$AO3111-SUM($Y3111:AB3111)),0)","v":0},{"$f":"MAX(MIN(AD$40,$AO3111-SUM($Y3111:AC3111)),0)","v":0},{"$f":"MAX(MIN(AE$40,$AO3111-SUM($Y3111:AD3111)),0)","v":0},{"$f":"MAX(MIN(AF$40,$AO3111-SUM($Y3111:AE3111)),0)","v":0},{"$f":"MAX(MIN(AG$40,$AO3111-SUM($Y3111:AF3111)),0)","v":0},{"$f":"MAX(MIN(AH$40,$AO3111-SUM($Y3111:AG3111)),0)","v":0},{"$f":"MAX(MIN(AI$40,$AO3111-SUM($Y3111:AH3111)),0)","v":0},38.915260412488138,0,{"$f":"INDEX(Demand!$C3077:$H3077,,$AM$13)","v":9.035967036592444E-5},{"$f":"INDEX(Demand!$K3077:$P3077,,$AM$13)","v":0},7.2407045009784738,38.915260412488138,31.674555911509668,24.07181618548227,7.602739726027397,3065,3065,2299,56.415750902285104,56.415750902285104,0,0,0,0,0,0,0,0,0,7.6027397260273979,0]
[null,null,null,null,null,null,null,null,null,null,null,null,null,null,null,null,null,null,null,null,null,null,null,0,0,{"$f":"MAX(MIN(Z$40*IF($Z$37=\"Solar\",$AM3133,1),$AO3133-SUM($Y3133:Y3133)),0)","v":38.623198833309196},{"$f":"MAX(MIN(AA$40,$AO3133-SUM($Y3133:Z3133)),0)","v":0},{"$f":"MAX(MIN(AB$40,$AO3133-SUM($Y3133:AA3133)),0)","v":0},{"$f":"MAX(MIN(AC$40,$AO3133-SUM($Y3133:AB3133)),0)","v":0},{"$f":"MAX(MIN(AD$40,$AO3133-SUM($Y3133:AC3133)),0)","v":0},{"$f":"MAX(MIN(AE$40,$AO3133-SUM($Y3133:AD3133)),0)","v":0},{"$f":"MAX(MIN(AF$40,$AO3133-SUM($Y3133:AE3133)),0)","v":0},{"$f":"MAX(MIN(AG$40,$AO3133-SUM($Y3133:AF3133)),0)","v":0},{"$f":"MAX(MIN(AH$40,$AO3133-SUM($Y3133:AG3133)),0)","v":0},{"$f":"MAX(MIN(AI$40,$AO3133-SUM($Y3133:AH3133)),0)","v":0},38.623198833309196,0,{"$f":"INDEX(Demand!$C3099:$H3099,,$AM$13)","v":8.9263343116754209E-5},{"$f":"INDEX(Demand!$K3099:$P3099,,$AM$13)","v":0.26707332198306488},7.2407045009784738,38.623198833309196,31.382494332330722,23.779754606303324,7.602739726027397,3087,3087,2310,56.144424688876583,56.144424688876583,0,0,0,0,0,0,0,0,0,7.6027397260273979,0]
[null,null,null,null,null,null,null,null,null,null,null,null,null,null,null,null,null,null,null,null,null,null,null,0,0,{"$f":"MAX(MIN(Z$40*IF($Z$37=\"Solar\",$AM3146,1),$AO3146-SUM($Y3146:Y3146)),0)","v":38.388116747679845},{"$f":"MAX(MIN(AA$40,$AO3146-SUM($Y3146:Z3146)),0)","v":0},{"$f":"MAX(MIN(AB$40,$AO3146-SUM($Y3146:AA3146)),0)","v":0},{"$f":"MAX(MIN(AC$40,$AO3146-SUM($Y3146:AB3146)),0)","v":0},{"$f":"MAX(MIN(AD$40,$AO3146-SUM($Y3146:AC3146)),0)","v":0},{"$f":"MAX(MIN(AE$40,$AO3146-SUM($Y3146:AD3146)),0)","v":0},{"$f":"MAX(MIN(AF$40,$AO3146-SUM($Y3146:AE3146)),0)","v":0},{"$f":"MAX(MIN(AG$40,$AO3146-SUM($Y3146:AF3146)),0)","v":0},{"$f":"MAX(MIN(AH$40,$AO3146-SUM($Y3146:AG3146)),0)","v":0},{"$f":"MAX(MIN(AI$40,$AO3146-SUM($Y3146:AH3146)),0)","v":0},38.388116747679845,0,{"$f":"INDEX(Demand!$C3112:$H3112,,$AM$13)","v":8.8380902855382786E-5},{"$f":"INDEX(Demand!$K3112:$P3112,,$AM$13)","v":0},7.2407045009784738,38.388116747679845,31.147412246701371,23.544672520673974,7.602739726027397,3100,3100,7977,56.042991112013318,56.042991112013318,0,0,0,0,0,0,0,0,0,7.6027397260273979,0]
[null,null,null,null,null,null,null,null,null,null,null,null,null,null,null,null,null,null,null,null,null,null,null,0,0,{"$f":"MAX(MIN(Z$40*IF($Z$37=\"Solar\",$AM3163,1),$AO3163-SUM($Y3163:Y3163)),0)","v":38.025166950049389},{"$f":"MAX(MIN(AA$40,$AO3163-SUM($Y3163:Z3163)),0)","v":0},{"$f":"MAX(MIN(AB$40,$AO3163-SUM($Y3163:AA3163)),0)","v":0},{"$f":"MAX(MIN(AC$40,$AO3163-SUM($Y3163:AB3163)),0)","v":0},{"$f":"MAX(MIN(AD$40,$AO3163-SUM($Y3163:AC3163)),0)","v":0},{"$f":"MAX(MIN(AE$40,$AO3163-SUM($Y3163:AD3163)),0)","v":0},{"$f":"MAX(MIN(AF$40,$AO3163-SUM($Y3163:AE3163)),0)","v":0},{"$f":"MAX(MIN(AG$40,$AO3163-SUM($Y3163:AF3163)),0)","v":0},{"$f":"MAX(MIN(AH$40,$AO3163-SUM($Y3163:AG3163)),0)","v":0},{"$f":"MAX(MIN(AI$40,$AO3163-SUM($Y3163:AH3163)),0)","v":0},38.025166950049389,0,{"$f":"INDEX(Demand!$C3129:$H3129,,$AM$13)","v":8.7018478690103289E-5},{"$f":"INDEX(Demand!$K3129:$P3129,,$AM$13)","v":0},7.2407045009784738,38.025166950049389,30.784462449070915,23.181722723043517,7.602739726027397,3117,3117,2325,55.865171190156936,55.865171190156936,0,0,0,0,0,0,0,0,0,7.6027397260273979,0]
[null,null,null,null,null,null,null,null,null,null,null,null,null,null,null,null,null,null,null,null,null,null,null,{"$f":"IF(MOD(ROW(),1000)=ROW($Y$46),(ROW()-ROW($Y$46)),0)","v":0},0,{"$f":"MAX(MIN(Z$40*IF($Z$37=\"Solar\",$AM3183,1),$AO3183-SUM($Y3183:Y3183)),0)","v":37.7076524042632},{"$f":"MAX(MIN(AA$40,$AO3183-SUM($Y3183:Z3183)),0)","v":0},{"$f":"MAX(MIN(AB$40,$AO3183-SUM($Y3183:AA3183)),0)","v":0},{"$f":"MAX(MIN(AC$40,$AO3183-SUM($Y3183:AB3183)),0)","v":0},{"$f":"MAX(MIN(AD$40,$AO3183-SUM($Y3183:AC3183)),0)","v":0},{"$f":"MAX(MIN(AE$40,$AO3183-SUM($Y3183:AD3183)),0)","v":0},{"$f":"MAX(MIN(AF$40,$AO3183-SUM($Y3183:AE3183)),0)","v":0},{"$f":"MAX(MIN(AG$40,$AO3183-SUM($Y3183:AF3183)),0)","v":0},{"$f":"MAX(MIN(AH$40,$AO3183-SUM($Y3183:AG3183)),0)","v":0},{"$f":"MAX(MIN(AI$40,$AO3183-SUM($Y3183:AH3183)),0)","v":0},37.7076524042632,0,{"$f":"INDEX(Demand!$C3149:$H3149,,$AM$13)","v":8.582660727198697E-5},{"$f":"INDEX(Demand!$K3149:$P3149,,$AM$13)","v":0},{"$f":"IF(AP3183>0,Centralised_GWh*Support_thousand/(1-Centralised_HeatLoss)*Centralised_HeatLoss/BaseLoadHours,0)","v":7.2407045009784738},37.7076524042632,{"$f":"Centralised_GWh*Support_thousand*((1-Centralised_WWDemand)*AL3183+Centralised_WWDemand/8760)","v":30.466947903284726},22.864208177257328,{"$f":"Centralised_GWh*Support_thousand*Centralised_WWDemand/8760","v":7.602739726027397},3137,{"$f":"_xlfn.RANK.EQ(AV3183,$AV$47:$AV$8806)","v":3137},2335,55.544643452174398,55.544643452174398,0,0,0,0,0,0,0,0,0,{"$f":"Centralised_GWh*Support_thousand*(Centralised_WWDemand/8760)","v":7.6027397260273979},0]
[null,null,null,null,null,null,null,null,null,null,null,null,null,null,null,null,null,null,null,null,null,null,null,0,0,{"$f":"MAX(MIN(Z$40*IF($Z$37=\"Solar\",$AM3198,1),$AO3198-SUM($Y3198:Y3198)),0)","v":37.348062462490276},{"$f":"MAX(MIN(AA$40,$AO3198-SUM($Y3198:Z3198)),0)","v":0},{"$f":"MAX(MIN(AB$40,$AO3198-SUM($Y3198:AA3198)),0)","v":0},{"$f":"MAX(MIN(AC$40,$AO3198-SUM($Y3198:AB3198)),0)","v":0},{"$f":"MAX(MIN(AD$40,$AO3198-SUM($Y3198:AC3198)),0)","v":0},{"$f":"MAX(MIN(AE$40,$AO3198-SUM($Y3198:AD3198)),0)","v":0},{"$f":"MAX(MIN(AF$40,$AO3198-SUM($Y3198:AE3198)),0)","v":0},{"$f":"MAX(MIN(AG$40,$AO3198-SUM($Y3198:AF3198)),0)","v":0},{"$f":"MAX(MIN(AH$40,$AO3198-SUM($Y3198:AG3198)),0)","v":0},{"$f":"MAX(MIN(AI$40,$AO3198-SUM($Y3198:AH3198)),0)","v":0},37.348062462490276,0,{"$f":"INDEX(Demand!$C3164:$H3164,,$AM$13)","v":8.4476795178244738E-5},{"$f":"INDEX(Demand!$K3164:$P3164,,$AM$13)","v":0.51626433347239298},7.2407045009784738,37.348062462490276,30.107357961511799,22.504618235484401,7.602739726027397,3152,3152,7951,55.402383901998782,55.402383901998782,0,0,0,0,0,0,0,0,0,7.6027397260273979,0]
[null,null,null,null,null,null,null,null,null,null,null,null,null,null,null,null,null,null,null,null,null,null,null,0,0,{"$f":"MAX(MIN(Z$40*IF($Z$37=\"Solar\",$AM3217,1),$AO3217-SUM($Y3217:Y3217)),0)","v":36.919606144130867},{"$f":"MAX(MIN(AA$40,$AO3217-SUM($Y3217:Z3217)),0)","v":0},{"$f":"MAX(MIN(AB$40,$AO3217-SUM($Y3217:AA3217)),0)","v":0},{"$f":"MAX(MIN(AC$40,$AO3217-SUM($Y3217:AB3217)),0)","v":0},{"$f":"MAX(MIN(AD$40,$AO3217-SUM($Y3217:AC3217)),0)","v":0},{"$f":"MAX(MIN(AE$40,$AO3217-SUM($Y3217:AD3217)),0)","v":0},{"$f":"MAX(MIN(AF$40,$AO3217-SUM($Y3217:AE3217)),0)","v":0},{"$f":"MAX(MIN(AG$40,$AO3217-SUM($Y3217:AF3217)),0)","v":0},{"$f":"MAX(MIN(AH$40,$AO3217-SUM($Y3217:AG3217)),0)","v":0},{"$f":"MAX(MIN(AI$40,$AO3217-SUM($Y3217:AH3217)),0)","v":0},36.919606144130867,0,{"$f":"INDEX(Demand!$C3183:$H3183,,$AM$13)","v":8.2868475664883627E-5},{"$f":"INDEX(Demand!$K3183:$P3183,,$AM$13)","v":0},7.2407045009784738,36.919606144130867,29.678901643152397,22.076161917124999,7.602739726027397,3171,3171,2352,55.297939440041596,55.297939440041596,0,0,0,0,0,0,0,0,0,7.6027397260273979,0]
[null,null,null,null,null,null,null,null,null,null,null,null,null,null,null,null,null,null,null,null,null,null,null,0,0,{"$f":"MAX(MIN(Z$40*IF($Z$37=\"Solar\",$AM3233,1),$AO3233-SUM($Y3233:Y3233)),0)","v":36.676994726660467},{"$f":"MAX(MIN(AA$40,$AO3233-SUM($Y3233:Z3233)),0)","v":0},{"$f":"MAX(MIN(AB$40,$AO3233-SUM($Y3233:AA3233)),0)","v":0},{"$f":"MAX(MIN(AC$40,$AO3233-SUM($Y3233:AB3233)),0)","v":0},{"$f":"MAX(MIN(AD$40,$AO3233-SUM($Y3233:AC3233)),0)","v":0},{"$f":"MAX(MIN(AE$40,$AO3233-SUM($Y3233:AD3233)),0)","v":0},{"$f":"MAX(MIN(AF$40,$AO3233-SUM($Y3233:AE3233)),0)","v":0},{"$f":"MAX(MIN(AG$40,$AO3233-SUM($Y3233:AF3233)),0)","v":0},{"$f":"MAX(MIN(AH$40,$AO3233-SUM($Y3233:AG3233)),0)","v":0},{"$f":"MAX(MIN(AI$40,$AO3233-SUM($Y3233:AH3233)),0)","v":0},36.676994726660467,0,{"$f":"INDEX(Demand!$C3199:$H3199,,$AM$13)","v":8.1957772145850583E-5},{"$f":"INDEX(Demand!$K3199:$P3199,,$AM$13)","v":0},7.2407045009784738,36.676994726660467,29.436290225681994,21.833550499654596,7.602739726027397,3187,3187,2360,55.120822576778245,55.120822576778245,0,0,0,0,0,0,0,0,0,7.6027397260273979,0]
[null,null,null,null,null,null,null,null,null,null,null,null,null,null,null,null,null,null,null,null,null,null,null,0,0,{"$f":"MAX(MIN(Z$40*IF($Z$37=\"Solar\",$AM3234,1),$AO3234-SUM($Y3234:Y3234)),0)","v":36.639802334417645},{"$f":"MAX(MIN(AA$40,$AO3234-SUM($Y3234:Z3234)),0)","v":0},{"$f":"MAX(MIN(AB$40,$AO3234-SUM($Y3234:AA3234)),0)","v":0},{"$f":"MAX(MIN(AC$40,$AO3234-SUM($Y3234:AB3234)),0)","v":0},{"$f":"MAX(MIN(AD$40,$AO3234-SUM($Y3234:AC3234)),0)","v":0},{"$f":"MAX(MIN(AE$40,$AO3234-SUM($Y3234:AD3234)),0)","v":0},{"$f":"MAX(MIN(AF$40,$AO3234-SUM($Y3234:AE3234)),0)","v":0},{"$f":"MAX(MIN(AG$40,$AO3234-SUM($Y3234:AF3234)),0)","v":0},{"$f":"MAX(MIN(AH$40,$AO3234-SUM($Y3234:AG3234)),0)","v":0},{"$f":"MAX(MIN(AI$40,$AO3234-SUM($Y3234:AH3234)),0)","v":0},36.639802334417645,0,{"$f":"INDEX(Demand!$C3200:$H3200,,$AM$13)","v":8.1818161063858006E-5},{"$f":"INDEX(Demand!$K3200:$P3200,,$AM$13)","v":0},7.2407045009784738,36.639802334417645,29.399097833439171,21.796358107411773,7.602739726027397,3188,3188,7933,55.119048680556062,55.119048680556062,0,0,0,0,0,0,0,0,0,7.6027397260273979,0]
[null,null,null,null,null,null,null,null,null,null,null,null,null,null,null,null,null,null,null,null,null,null,null,0,0,{"$f":"MAX(MIN(Z$40*IF($Z$37=\"Solar\",$AM3250,1),$AO3250-SUM($Y3250:Y3250)),0)","v":36.322535648431355},{"$f":"MAX(MIN(AA$40,$AO3250-SUM($Y3250:Z3250)),0)","v":0},{"$f":"MAX(MIN(AB$40,$AO3250-SUM($Y3250:AA3250)),0)","v":0},{"$f":"MAX(MIN(AC$40,$AO3250-SUM($Y3250:AB3250)),0)","v":0},{"$f":"MAX(MIN(AD$40,$AO3250-SUM($Y3250:AC3250)),0)","v":0},{"$f":"MAX(MIN(AE$40,$AO3250-SUM($Y3250:AD3250)),0)","v":0},{"$f":"MAX(MIN(AF$40,$AO3250-SUM($Y3250:AE3250)),0)","v":0},{"$f":"MAX(MIN(AG$40,$AO3250-SUM($Y3250:AF3250)),0)","v":0},{"$f":"MAX(MIN(AH$40,$AO3250-SUM($Y3250:AG3250)),0)","v":0},{"$f":"MAX(MIN(AI$40,$AO3250-SUM($Y3250:AH3250)),0)","v":0},36.322535648431355,0,{"$f":"INDEX(Demand!$C3216:$H3216,,$AM$13)","v":8.0627220050395968E-5},{"$f":"INDEX(Demand!$K3216:$P3216,,$AM$13)","v":0.69682380399364108},7.2407045009784738,36.322535648431355,29.081831147452881,21.479091421425483,7.602739726027397,3204,3204,7925,54.900614916218849,54.900614916218849,0,0,0,0,0,0,0,0,0,7.6027397260273979,0]
[null,null,null,null,null,null,null,null,null,null,null,null,null,null,null,null,null,null,null,null,null,null,null,0,0,{"$f":"MAX(MIN(Z$40*IF($Z$37=\"Solar\",$AM3269,1),$AO3269-SUM($Y3269:Y3269)),0)","v":35.957520856142082},{"$f":"MAX(MIN(AA$40,$AO3269-SUM($Y3269:Z3269)),0)","v":0},{"$f":"MAX(MIN(AB$40,$AO3269-SUM($Y3269:AA3269)),0)","v":0},{"$f":"MAX(MIN(AC$40,$AO3269-SUM($Y3269:AB3269)),0)","v":0},{"$f":"MAX(MIN(AD$40,$AO3269-SUM($Y3269:AC3269)),0)","v":0},{"$f":"MAX(MIN(AE$40,$AO3269-SUM($Y3269:AD3269)),0)","v":0},{"$f":"MAX(MIN(AF$40,$AO3269-SUM($Y3269:AE3269)),0)","v":0},{"$f":"MAX(MIN(AG$40,$AO3269-SUM($Y3269:AF3269)),0)","v":0},{"$f":"MAX(MIN(AH$40,$AO3269-SUM($Y3269:AG3269)),0)","v":0},{"$f":"MAX(MIN(AI$40,$AO3269-SUM($Y3269:AH3269)),0)","v":0},35.957520856142082,0,{"$f":"INDEX(Demand!$C3235:$H3235,,$AM$13)","v":7.9257044403664451E-5},{"$f":"INDEX(Demand!$K3235:$P3235,,$AM$13)","v":0.2345784803418611},7.2407045009784738,35.957520856142082,28.716816355163608,21.114076629136211,7.602739726027397,3223,3223,2378,54.661167563744293,54.661167563744293,0,0,0,0,0,0,0,0,0,7.6027397260273979,0]
[null,null,null,null,null,null,null,null,null,null,null,null,null,null,null,null,null,null,null,null,null,null,null,0,0,{"$f":"MAX(MIN(Z$40*IF($Z$37=\"Solar\",$AM3286,1),$AO3286-SUM($Y3286:Y3286)),0)","v":35.54627780394992},{"$f":"MAX(MIN(AA$40,$AO3286-SUM($Y3286:Z3286)),0)","v":0},{"$f":"MAX(MIN(AB$40,$AO3286-SUM($Y3286:AA3286)),0)","v":0},{"$f":"MAX(MIN(AC$40,$AO3286-SUM($Y3286:AB3286)),0)","v":0},{"$f":"MAX(MIN(AD$40,$AO3286-SUM($Y3286:AC3286)),0)","v":0},{"$f":"MAX(MIN(AE$40,$AO3286-SUM($Y3286:AD3286)),0)","v":0},{"$f":"MAX(MIN(AF$40,$AO3286-SUM($Y3286:AE3286)),0)","v":0},{"$f":"MAX(MIN(AG$40,$AO3286-SUM($Y3286:AF3286)),0)","v":0},{"$f":"MAX(MIN(AH$40,$AO3286-SUM($Y3286:AG3286)),0)","v":0},{"$f":"MAX(MIN(AI$40,$AO3286-SUM($Y3286:AH3286)),0)","v":0},35.54627780394992,0,{"$f":"INDEX(Demand!$C3252:$H3252,,$AM$13)","v":7.7713339252792992E-5},{"$f":"INDEX(Demand!$K3252:$P3252,,$AM$13)","v":0},7.2407045009784738,35.54627780394992,28.30557330297145,20.702833576944052,7.602739726027397,3240,3240,7907,54.491411798878694,54.491411798878694,0,0,0,0,0,0,0,0,0,7.6027397260273979,0]
[null,null,null,null,null,null,null,null,null,null,null,null,null,null,null,null,null,null,null,null,null,null,null,0,0,{"$f":"MAX(MIN(Z$40*IF($Z$37=\"Solar\",$AM3300,1),$AO3300-SUM($Y3300:Y3300)),0)","v":35.23047630189356},{"$f":"MAX(MIN(AA$40,$AO3300-SUM($Y3300:Z3300)),0)","v":0},{"$f":"MAX(MIN(AB$40,$AO3300-SUM($Y3300:AA3300)),0)","v":0},{"$f":"MAX(MIN(AC$40,$AO3300-SUM($Y3300:AB3300)),0)","v":0},{"$f":"MAX(MIN(AD$40,$AO3300-SUM($Y3300:AC3300)),0)","v":0},{"$f":"MAX(MIN(AE$40,$AO3300-SUM($Y3300:AD3300)),0)","v":0},{"$f":"MAX(MIN(AF$40,$AO3300-SUM($Y3300:AE3300)),0)","v":0},{"$f":"MAX(MIN(AG$40,$AO3300-SUM($Y3300:AF3300)),0)","v":0},{"$f":"MAX(MIN(AH$40,$AO3300-SUM($Y3300:AG3300)),0)","v":0},{"$f":"MAX(MIN(AI$40,$AO3300-SUM($Y3300:AH3300)),0)","v":0},35.23047630189356,0,{"$f":"INDEX(Demand!$C3266:$H3266,,$AM$13)","v":7.6527898179007848E-5},{"$f":"INDEX(Demand!$K3266:$P3266,,$AM$13)","v":0.3583001657439876},7.2407045009784738,35.23047630189356,27.989771800915086,20.387032074887689,7.602739726027397,3254,3254,7900,54.333064101585251,54.333064101585251,0,0,0,0,0,0,0,0,0,7.6027397260273979,0]
[null,null,null,null,null,null,null,null,null,null,null,null,null,null,null,null,null,null,null,null,null,null,null,0,0,{"$f":"MAX(MIN(Z$40*IF($Z$37=\"Solar\",$AM3321,1),$AO3321-SUM($Y3321:Y3321)),0)","v":34.863877689120969},{"$f":"MAX(MIN(AA$40,$AO3321-SUM($Y3321:Z3321)),0)","v":0},{"$f":"MAX(MIN(AB$40,$AO3321-SUM($Y3321:AA3321)),0)","v":0},{"$f":"MAX(MIN(AC$40,$AO3321-SUM($Y3321:AB3321)),0)","v":0},{"$f":"MAX(MIN(AD$40,$AO3321-SUM($Y3321:AC3321)),0)","v":0},{"$f":"MAX(MIN(AE$40,$AO3321-SUM($Y3321:AD3321)),0)","v":0},{"$f":"MAX(MIN(AF$40,$AO3321-SUM($Y3321:AE3321)),0)","v":0},{"$f":"MAX(MIN(AG$40,$AO3321-SUM($Y3321:AF3321)),0)","v":0},{"$f":"MAX(MIN(AH$40,$AO3321-SUM($Y3321:AG3321)),0)","v":0},{"$f":"MAX(MIN(AI$40,$AO3321-SUM($Y3321:AH3321)),0)","v":0},34.863877689120969,0,{"$f":"INDEX(Demand!$C3287:$H3287,,$AM$13)","v":7.5151777260191782E-5},{"$f":"INDEX(Demand!$K3287:$P3287,,$AM$13)","v":0.74557734155664079},7.2407045009784738,34.863877689120969,27.623173188142491,20.020433462115093,7.602739726027397,3275,3275,2404,54.081064560577907,54.081064560577907,0,0,0,0,0,0,0,0,0,7.6027397260273979,0]
[null,null,null,null,null,null,null,null,null,null,null,null,null,null,null,null,null,null,null,null,null,null,null,0,0,{"$f":"MAX(MIN(Z$40*IF($Z$37=\"Solar\",$AM3334,1),$AO3334-SUM($Y3334:Y3334)),0)","v":34.58772049861161},{"$f":"MAX(MIN(AA$40,$AO3334-SUM($Y3334:Z3334)),0)","v":0},{"$f":"MAX(MIN(AB$40,$AO3334-SUM($Y3334:AA3334)),0)","v":0},{"$f":"MAX(MIN(AC$40,$AO3334-SUM($Y3334:AB3334)),0)","v":0},{"$f":"MAX(MIN(AD$40,$AO3334-SUM($Y3334:AC3334)),0)","v":0},{"$f":"MAX(MIN(AE$40,$AO3334-SUM($Y3334:AD3334)),0)","v":0},{"$f":"MAX(MIN(AF$40,$AO3334-SUM($Y3334:AE3334)),0)","v":0},{"$f":"MAX(MIN(AG$40,$AO3334-SUM($Y3334:AF3334)),0)","v":0},{"$f":"MAX(MIN(AH$40,$AO3334-SUM($Y3334:AG3334)),0)","v":0},{"$f":"MAX(MIN(AI$40,$AO3334-SUM($Y3334:AH3334)),0)","v":0},34.58772049861161,0,{"$f":"INDEX(Demand!$C3300:$H3300,,$AM$13)","v":7.4115151169691203E-5},{"$f":"INDEX(Demand!$K3300:$P3300,,$AM$13)","v":0},7.2407045009784738,34.58772049861161,27.347015997633136,19.744276271605738,7.602739726027397,3288,3288,7883,53.911190541395236,53.911190541395236,0,0,0,0,0,0,0,0,0,7.6027397260273979,0]
[null,null,null,null,null,null,null,null,null,null,null,null,null,null,null,null,null,null,null,null,null,null,null,0,0,{"$f":"MAX(MIN(Z$40*IF($Z$37=\"Solar\",$AM3356,1),$AO3356-SUM($Y3356:Y3356)),0)","v":34.073271492186493},{"$f":"MAX(MIN(AA$40,$AO3356-SUM($Y3356:Z3356)),0)","v":0},{"$f":"MAX(MIN(AB$40,$AO3356-SUM($Y3356:AA3356)),0)","v":0},{"$f":"MAX(MIN(AC$40,$AO3356-SUM($Y3356:AB3356)),0)","v":0},{"$f":"MAX(MIN(AD$40,$AO3356-SUM($Y3356:AC3356)),0)","v":0},{"$f":"MAX(MIN(AE$40,$AO3356-SUM($Y3356:AD3356)),0)","v":0},{"$f":"MAX(MIN(AF$40,$AO3356-SUM($Y3356:AE3356)),0)","v":0},{"$f":"MAX(MIN(AG$40,$AO3356-SUM($Y3356:AF3356)),0)","v":0},{"$f":"MAX(MIN(AH$40,$AO3356-SUM($Y3356:AG3356)),0)","v":0},{"$f":"MAX(MIN(AI$40,$AO3356-SUM($Y3356:AH3356)),0)","v":0},34.073271492186493,0,{"$f":"INDEX(Demand!$C3322:$H3322,,$AM$13)","v":7.2184036280708024E-5},{"$f":"INDEX(Demand!$K3322:$P3322,,$AM$13)","v":0},7.2407045009784738,34.073271492186493,26.832566991208015,19.229827265180617,7.602739726027397,3310,3310,7872,53.655118680284062,53.655118680284062,0,0,0,0,0,0,0,0,0,7.6027397260273979,0]
[null,null,null,null,null,null,null,null,null,null,null,null,null,null,null,null,null,null,null,null,null,null,null,0,0,{"$f":"MAX(MIN(Z$40*IF($Z$37=\"Solar\",$AM3373,1),$AO3373-SUM($Y3373:Y3373)),0)","v":33.726597311508783},{"$f":"MAX(MIN(AA$40,$AO3373-SUM($Y3373:Z3373)),0)","v":0},{"$f":"MAX(MIN(AB$40,$AO3373-SUM($Y3373:AA3373)),0)","v":0},{"$f":"MAX(MIN(AC$40,$AO3373-SUM($Y3373:AB3373)),0)","v":0},{"$f":"MAX(MIN(AD$40,$AO3373-SUM($Y3373:AC3373)),0)","v":0},{"$f":"MAX(MIN(AE$40,$AO3373-SUM($Y3373:AD3373)),0)","v":0},{"$f":"MAX(MIN(AF$40,$AO3373-SUM($Y3373:AE3373)),0)","v":0},{"$f":"MAX(MIN(AG$40,$AO3373-SUM($Y3373:AF3373)),0)","v":0},{"$f":"MAX(MIN(AH$40,$AO3373-SUM($Y3373:AG3373)),0)","v":0},{"$f":"MAX(MIN(AI$40,$AO3373-SUM($Y3373:AH3373)),0)","v":0},33.726597311508783,0,{"$f":"INDEX(Demand!$C3339:$H3339,,$AM$13)","v":7.0882706773659567E-5},{"$f":"INDEX(Demand!$K3339:$P3339,,$AM$13)","v":0},7.2407045009784738,33.726597311508783,26.485892810530306,18.883153084502908,7.602739726027397,3327,3327,2430,53.488301489591279,53.488301489591279,0,0,0,0,0,0,0,0,0,7.6027397260273979,0]
[null,null,null,null,null,null,null,null,null,null,null,null,null,null,null,null,null,null,null,null,null,null,null,0,0,{"$f":"MAX(MIN(Z$40*IF($Z$37=\"Solar\",$AM3384,1),$AO3384-SUM($Y3384:Y3384)),0)","v":33.439473393215096},{"$f":"MAX(MIN(AA$40,$AO3384-SUM($Y3384:Z3384)),0)","v":0},{"$f":"MAX(MIN(AB$40,$AO3384-SUM($Y3384:AA3384)),0)","v":0},{"$f":"MAX(MIN(AC$40,$AO3384-SUM($Y3384:AB3384)),0)","v":0},{"$f":"MAX(MIN(AD$40,$AO3384-SUM($Y3384:AC3384)),0)","v":0},{"$f":"MAX(MIN(AE$40,$AO3384-SUM($Y3384:AD3384)),0)","v":0},{"$f":"MAX(MIN(AF$40,$AO3384-SUM($Y3384:AE3384)),0)","v":0},{"$f":"MAX(MIN(AG$40,$AO3384-SUM($Y3384:AF3384)),0)","v":0},{"$f":"MAX(MIN(AH$40,$AO3384-SUM($Y3384:AG3384)),0)","v":0},{"$f":"MAX(MIN(AI$40,$AO3384-SUM($Y3384:AH3384)),0)","v":0},33.439473393215096,0,{"$f":"INDEX(Demand!$C3350:$H3350,,$AM$13)","v":6.9804914287572176E-5},{"$f":"INDEX(Demand!$K3350:$P3350,,$AM$13)","v":0},7.2407045009784738,33.439473393215096,26.198768892236625,18.596029166209227,7.602739726027397,3338,3338,7858,53.369702920982625,53.369702920982625,0,0,0,0,0,0,0,0,0,7.6027397260273979,0]
[null,null,null,null,null,null,null,null,null,null,null,null,null,null,null,null,null,null,null,null,null,null,null,0,0,{"$f":"MAX(MIN(Z$40*IF($Z$37=\"Solar\",$AM3408,1),$AO3408-SUM($Y3408:Y3408)),0)","v":32.900569261088293},{"$f":"MAX(MIN(AA$40,$AO3408-SUM($Y3408:Z3408)),0)","v":0},{"$f":"MAX(MIN(AB$40,$AO3408-SUM($Y3408:AA3408)),0)","v":0},{"$f":"MAX(MIN(AC$40,$AO3408-SUM($Y3408:AB3408)),0)","v":0},{"$f":"MAX(MIN(AD$40,$AO3408-SUM($Y3408:AC3408)),0)","v":0},{"$f":"MAX(MIN(AE$40,$AO3408-SUM($Y3408:AD3408)),0)","v":0},{"$f":"MAX(MIN(AF$40,$AO3408-SUM($Y3408:AE3408)),0)","v":0},{"$f":"MAX(MIN(AG$40,$AO3408-SUM($Y3408:AF3408)),0)","v":0},{"$f":"MAX(MIN(AH$40,$AO3408-SUM($Y3408:AG3408)),0)","v":0},{"$f":"MAX(MIN(AI$40,$AO3408-SUM($Y3408:AH3408)),0)","v":0},32.900569261088293,0,{"$f":"INDEX(Demand!$C3374:$H3374,,$AM$13)","v":6.7782000878687757E-5},{"$f":"INDEX(Demand!$K3374:$P3374,,$AM$13)","v":0},7.2407045009784738,32.900569261088293,25.659864760109816,18.057125034082418,7.602739726027397,3362,3362,7846,53.073502314835679,53.073502314835679,0,0,0,0,0,0,0,0,0,7.6027397260273979,0]
[null,null,null,null,null,null,null,null,null,null,null,null,null,null,null,null,null,null,null,null,null,null,null,0,0,{"$f":"MAX(MIN(Z$40*IF($Z$37=\"Solar\",$AM3425,1),$AO3425-SUM($Y3425:Y3425)),0)","v":32.485864244586239},{"$f":"MAX(MIN(AA$40,$AO3425-SUM($Y3425:Z3425)),0)","v":0},{"$f":"MAX(MIN(AB$40,$AO3425-SUM($Y3425:AA3425)),0)","v":0},{"$f":"MAX(MIN(AC$40,$AO3425-SUM($Y3425:AB3425)),0)","v":0},{"$f":"MAX(MIN(AD$40,$AO3425-SUM($Y3425:AC3425)),0)","v":0},{"$f":"MAX(MIN(AE$40,$AO3425-SUM($Y3425:AD3425)),0)","v":0},{"$f":"MAX(MIN(AF$40,$AO3425-SUM($Y3425:AE3425)),0)","v":0},{"$f":"MAX(MIN(AG$40,$AO3425-SUM($Y3425:AF3425)),0)","v":0},{"$f":"MAX(MIN(AH$40,$AO3425-SUM($Y3425:AG3425)),0)","v":0},{"$f":"MAX(MIN(AI$40,$AO3425-SUM($Y3425:AH3425)),0)","v":0},32.485864244586239,0,{"$f":"INDEX(Demand!$C3391:$H3391,,$AM$13)","v":6.6225300366292667E-5},{"$f":"INDEX(Demand!$K3391:$P3391,,$AM$13)","v":0},7.2407045009784738,32.485864244586239,25.245159743607768,17.64242001758037,7.602739726027397,3379,3379,2456,52.909498663200857,52.909498663200857,0,0,0,0,0,0,0,0,0,7.6027397260273979,0]
[null,null,null,null,null,null,null,null,null,null,null,null,null,null,null,null,null,null,null,null,null,null,null,0,0,{"$f":"MAX(MIN(Z$40*IF($Z$37=\"Solar\",$AM3434,1),$AO3434-SUM($Y3434:Y3434)),0)","v":32.277562163568291},{"$f":"MAX(MIN(AA$40,$AO3434-SUM($Y3434:Z3434)),0)","v":0},{"$f":"MAX(MIN(AB$40,$AO3434-SUM($Y3434:AA3434)),0)","v":0},{"$f":"MAX(MIN(AC$40,$AO3434-SUM($Y3434:AB3434)),0)","v":0},{"$f":"MAX(MIN(AD$40,$AO3434-SUM($Y3434:AC3434)),0)","v":0},{"$f":"MAX(MIN(AE$40,$AO3434-SUM($Y3434:AD3434)),0)","v":0},{"$f":"MAX(MIN(AF$40,$AO3434-SUM($Y3434:AE3434)),0)","v":0},{"$f":"MAX(MIN(AG$40,$AO3434-SUM($Y3434:AF3434)),0)","v":0},{"$f":"MAX(MIN(AH$40,$AO3434-SUM($Y3434:AG3434)),0)","v":0},{"$f":"MAX(MIN(AI$40,$AO3434-SUM($Y3434:AH3434)),0)","v":0},32.277562163568291,0,{"$f":"INDEX(Demand!$C3400:$H3400,,$AM$13)","v":6.5443385647756815E-5},{"$f":"INDEX(Demand!$K3400:$P3400,,$AM$13)","v":0},7.2407045009784738,32.277562163568291,25.036857662589817,17.434117936562419,7.602739726027397,3388,3388,7833,52.794775902558918,52.794775902558918,0,0,0,0,0,0,0,0,0,7.6027397260273979,0]
[null,null,null,null,null,null,null,null,null,null,null,null,null,null,null,null,null,null,null,null,null,null,null,0,0,{"$f":"MAX(MIN(Z$40*IF($Z$37=\"Solar\",$AM3460,1),$AO3460-SUM($Y3460:Y3460)),0)","v":31.853056754942237},{"$f":"MAX(MIN(AA$40,$AO3460-SUM($Y3460:Z3460)),0)","v":0},{"$f":"MAX(MIN(AB$40,$AO3460-SUM($Y3460:AA3460)),0)","v":0},{"$f":"MAX(MIN(AC$40,$AO3460-SUM($Y3460:AB3460)),0)","v":0},{"$f":"MAX(MIN(AD$40,$AO3460-SUM($Y3460:AC3460)),0)","v":0},{"$f":"MAX(MIN(AE$40,$AO3460-SUM($Y3460:AD3460)),0)","v":0},{"$f":"MAX(MIN(AF$40,$AO3460-SUM($Y3460:AE3460)),0)","v":0},{"$f":"MAX(MIN(AG$40,$AO3460-SUM($Y3460:AF3460)),0)","v":0},{"$f":"MAX(MIN(AH$40,$AO3460-SUM($Y3460:AG3460)),0)","v":0},{"$f":"MAX(MIN(AI$40,$AO3460-SUM($Y3460:AH3460)),0)","v":0},31.853056754942237,0,{"$f":"INDEX(Demand!$C3426:$H3426,,$AM$13)","v":6.3849896876637998E-5},{"$f":"INDEX(Demand!$K3426:$P3426,,$AM$13)","v":0},7.2407045009784738,31.853056754942237,24.612352253963763,17.009612527936365,7.602739726027397,3414,3414,7820,52.472186637499981,52.472186637499981,0,0,0,0,0,0,0,0,0,7.6027397260273979,0]
[null,null,null,null,null,null,null,null,null,null,null,null,null,null,null,null,null,null,null,null,null,null,null,0,0,{"$f":"MAX(MIN(Z$40*IF($Z$37=\"Solar\",$AM3477,1),$AO3477-SUM($Y3477:Y3477)),0)","v":31.512069757725776},{"$f":"MAX(MIN(AA$40,$AO3477-SUM($Y3477:Z3477)),0)","v":0},{"$f":"MAX(MIN(AB$40,$AO3477-SUM($Y3477:AA3477)),0)","v":0},{"$f":"MAX(MIN(AC$40,$AO3477-SUM($Y3477:AB3477)),0)","v":0},{"$f":"MAX(MIN(AD$40,$AO3477-SUM($Y3477:AC3477)),0)","v":0},{"$f":"MAX(MIN(AE$40,$AO3477-SUM($Y3477:AD3477)),0)","v":0},{"$f":"MAX(MIN(AF$40,$AO3477-SUM($Y3477:AE3477)),0)","v":0},{"$f":"MAX(MIN(AG$40,$AO3477-SUM($Y3477:AF3477)),0)","v":0},{"$f":"MAX(MIN(AH$40,$AO3477-SUM($Y3477:AG3477)),0)","v":0},{"$f":"MAX(MIN(AI$40,$AO3477-SUM($Y3477:AH3477)),0)","v":0},31.512069757725776,0,{"$f":"INDEX(Demand!$C3443:$H3443,,$AM$13)","v":6.2569915655855503E-5},{"$f":"INDEX(Demand!$K3443:$P3443,,$AM$13)","v":0},7.2407045009784738,31.512069757725776,24.271365256747302,16.668625530719904,7.602739726027397,3431,3431,2482,52.159650478010342,52.159650478010342,0,0,0,0,0,0,0,0,0,7.6027397260273979,0]
[null,null,null,null,null,null,null,null,null,null,null,null,null,null,null,null,null,null,null,null,null,null,null,0,0,{"$f":"MAX(MIN(Z$40*IF($Z$37=\"Solar\",$AM3484,1),$AO3484-SUM($Y3484:Y3484)),0)","v":31.296718087093396},{"$f":"MAX(MIN(AA$40,$AO3484-SUM($Y3484:Z3484)),0)","v":0},{"$f":"MAX(MIN(AB$40,$AO3484-SUM($Y3484:AA3484)),0)","v":0},{"$f":"MAX(MIN(AC$40,$AO3484-SUM($Y3484:AB3484)),0)","v":0},{"$f":"MAX(MIN(AD$40,$AO3484-SUM($Y3484:AC3484)),0)","v":0},{"$f":"MAX(MIN(AE$40,$AO3484-SUM($Y3484:AD3484)),0)","v":0},{"$f":"MAX(MIN(AF$40,$AO3484-SUM($Y3484:AE3484)),0)","v":0},{"$f":"MAX(MIN(AG$40,$AO3484-SUM($Y3484:AF3484)),0)","v":0},{"$f":"MAX(MIN(AH$40,$AO3484-SUM($Y3484:AG3484)),0)","v":0},{"$f":"MAX(MIN(AI$40,$AO3484-SUM($Y3484:AH3484)),0)","v":0},31.296718087093396,0,{"$f":"INDEX(Demand!$C3450:$H3450,,$AM$13)","v":6.1761538513842047E-5},{"$f":"INDEX(Demand!$K3450:$P3450,,$AM$13)","v":0},7.2407045009784738,31.296718087093396,24.056013586114922,16.453273860087524,7.602739726027397,3438,3438,7808,52.086320368580751,52.086320368580751,0,0,0,0,0,0,0,0,0,7.6027397260273979,0]
[null,null,null,null,null,null,null,null,null,null,null,null,null,null,null,null,null,null,null,null,null,null,null,0,0,{"$f":"MAX(MIN(Z$40*IF($Z$37=\"Solar\",$AM3496,1),$AO3496-SUM($Y3496:Y3496)),0)","v":31.020784251013115},{"$f":"MAX(MIN(AA$40,$AO3496-SUM($Y3496:Z3496)),0)","v":0},{"$f":"MAX(MIN(AB$40,$AO3496-SUM($Y3496:AA3496)),0)","v":0},{"$f":"MAX(MIN(AC$40,$AO3496-SUM($Y3496:AB3496)),0)","v":0},{"$f":"MAX(MIN(AD$40,$AO3496-SUM($Y3496:AC3496)),0)","v":0},{"$f":"MAX(MIN(AE$40,$AO3496-SUM($Y3496:AD3496)),0)","v":0},{"$f":"MAX(MIN(AF$40,$AO3496-SUM($Y3496:AE3496)),0)","v":0},{"$f":"MAX(MIN(AG$40,$AO3496-SUM($Y3496:AF3496)),0)","v":0},{"$f":"MAX(MIN(AH$40,$AO3496-SUM($Y3496:AG3496)),0)","v":0},{"$f":"MAX(MIN(AI$40,$AO3496-SUM($Y3496:AH3496)),0)","v":0},31.020784251013115,0,{"$f":"INDEX(Demand!$C3462:$H3462,,$AM$13)","v":6.0725750840868028E-5},{"$f":"INDEX(Demand!$K3462:$P3462,,$AM$13)","v":0},7.2407045009784738,31.020784251013115,23.780079750034641,16.177340024007243,7.602739726027397,3450,3450,7802,51.902694052100891,51.902694052100891,0,0,0,0,0,0,0,0,0,7.6027397260273979,0]
[null,null,null,null,null,null,null,null,null,null,null,null,null,null,null,null,null,null,null,null,null,null,null,0,0,{"$f":"MAX(MIN(Z$40*IF($Z$37=\"Solar\",$AM3518,1),$AO3518-SUM($Y3518:Y3518)),0)","v":30.574488262404564},{"$f":"MAX(MIN(AA$40,$AO3518-SUM($Y3518:Z3518)),0)","v":0},{"$f":"MAX(MIN(AB$40,$AO3518-SUM($Y3518:AA3518)),0)","v":0},{"$f":"MAX(MIN(AC$40,$AO3518-SUM($Y3518:AB3518)),0)","v":0},{"$f":"MAX(MIN(AD$40,$AO3518-SUM($Y3518:AC3518)),0)","v":0},{"$f":"MAX(MIN(AE$40,$AO3518-SUM($Y3518:AD3518)),0)","v":0},{"$f":"MAX(MIN(AF$40,$AO3518-SUM($Y3518:AE3518)),0)","v":0},{"$f":"MAX(MIN(AG$40,$AO3518-SUM($Y3518:AF3518)),0)","v":0},{"$f":"MAX(MIN(AH$40,$AO3518-SUM($Y3518:AG3518)),0)","v":0},{"$f":"MAX(MIN(AI$40,$AO3518-SUM($Y3518:AH3518)),0)","v":0},30.574488262404564,0,{"$f":"INDEX(Demand!$C3484:$H3484,,$AM$13)","v":5.9050465598343441E-5},{"$f":"INDEX(Demand!$K3484:$P3484,,$AM$13)","v":0.17911625756841171},7.2407045009784738,30.574488262404564,23.333783761426091,15.731044035398693,7.602739726027397,3472,3472,2503,51.626016590263653,51.626016590263653,0,0,0,0,0,0,0,0,0,7.6027397260273979,0]
[null,null,null,null,null,null,null,null,null,null,null,null,null,null,null,null,null,null,null,null,null,null,null,0,0,{"$f":"MAX(MIN(Z$40*IF($Z$37=\"Solar\",$AM3531,1),$AO3531-SUM($Y3531:Y3531)),0)","v":30.342346961313289},{"$f":"MAX(MIN(AA$40,$AO3531-SUM($Y3531:Z3531)),0)","v":0},{"$f":"MAX(MIN(AB$40,$AO3531-SUM($Y3531:AA3531)),0)","v":0},{"$f":"MAX(MIN(AC$40,$AO3531-SUM($Y3531:AB3531)),0)","v":0},{"$f":"MAX(MIN(AD$40,$AO3531-SUM($Y3531:AC3531)),0)","v":0},{"$f":"MAX(MIN(AE$40,$AO3531-SUM($Y3531:AD3531)),0)","v":0},{"$f":"MAX(MIN(AF$40,$AO3531-SUM($Y3531:AE3531)),0)","v":0},{"$f":"MAX(MIN(AG$40,$AO3531-SUM($Y3531:AF3531)),0)","v":0},{"$f":"MAX(MIN(AH$40,$AO3531-SUM($Y3531:AG3531)),0)","v":0},{"$f":"MAX(MIN(AI$40,$AO3531-SUM($Y3531:AH3531)),0)","v":0},30.342346961313289,0,{"$f":"INDEX(Demand!$C3497:$H3497,,$AM$13)","v":5.8179064317970796E-5},{"$f":"INDEX(Demand!$K3497:$P3497,,$AM$13)","v":0},7.2407045009784738,30.342346961313289,23.101642460334816,15.498902734307418,7.602739726027397,3485,3485,2509,51.442354656604351,51.442354656604351,0,0,0,0,0,0,0,0,0,7.6027397260273979,0]
[null,null,null,null,null,null,null,null,null,null,null,null,null,null,null,null,null,null,null,null,null,null,null,0,0,{"$f":"MAX(MIN(Z$40*IF($Z$37=\"Solar\",$AM3548,1),$AO3548-SUM($Y3548:Y3548)),0)","v":29.98270009029498},{"$f":"MAX(MIN(AA$40,$AO3548-SUM($Y3548:Z3548)),0)","v":0},{"$f":"MAX(MIN(AB$40,$AO3548-SUM($Y3548:AA3548)),0)","v":0},{"$f":"MAX(MIN(AC$40,$AO3548-SUM($Y3548:AB3548)),0)","v":0},{"$f":"MAX(MIN(AD$40,$AO3548-SUM($Y3548:AC3548)),0)","v":0},{"$f":"MAX(MIN(AE$40,$AO3548-SUM($Y3548:AD3548)),0)","v":0},{"$f":"MAX(MIN(AF$40,$AO3548-SUM($Y3548:AE3548)),0)","v":0},{"$f":"MAX(MIN(AG$40,$AO3548-SUM($Y3548:AF3548)),0)","v":0},{"$f":"MAX(MIN(AH$40,$AO3548-SUM($Y3548:AG3548)),0)","v":0},{"$f":"MAX(MIN(AI$40,$AO3548-SUM($Y3548:AH3548)),0)","v":0},29.98270009029498,0,{"$f":"INDEX(Demand!$C3514:$H3514,,$AM$13)","v":5.6829038525860014E-5},{"$f":"INDEX(Demand!$K3514:$P3514,,$AM$13)","v":0},7.2407045009784738,29.98270009029498,22.741995589316506,15.139255863289108,7.602739726027397,3502,3502,7776,51.157469327601348,51.157469327601348,0,0,0,0,0,0,0,0,0,7.6027397260273979,0]
[null,null,null,null,null,null,null,null,null,null,null,null,null,null,null,null,null,null,null,null,null,null,null,0,0,{"$f":"MAX(MIN(Z$40*IF($Z$37=\"Solar\",$AM3568,1),$AO3568-SUM($Y3568:Y3568)),0)","v":29.661976205921924},{"$f":"MAX(MIN(AA$40,$AO3568-SUM($Y3568:Z3568)),0)","v":0},{"$f":"MAX(MIN(AB$40,$AO3568-SUM($Y3568:AA3568)),0)","v":0},{"$f":"MAX(MIN(AC$40,$AO3568-SUM($Y3568:AB3568)),0)","v":0},{"$f":"MAX(MIN(AD$40,$AO3568-SUM($Y3568:AC3568)),0)","v":0},{"$f":"MAX(MIN(AE$40,$AO3568-SUM($Y3568:AD3568)),0)","v":0},{"$f":"MAX(MIN(AF$40,$AO3568-SUM($Y3568:AE3568)),0)","v":0},{"$f":"MAX(MIN(AG$40,$AO3568-SUM($Y3568:AF3568)),0)","v":0},{"$f":"MAX(MIN(AH$40,$AO3568-SUM($Y3568:AG3568)),0)","v":0},{"$f":"MAX(MIN(AI$40,$AO3568-SUM($Y3568:AH3568)),0)","v":0},{"$f":"SUM(Z3568:AI3568)","v":29.661976205921924},{"$f":"SUM(Z3568:AI3568)-AJ3568","v":0},{"$f":"INDEX(Demand!$C3534:$H3534,,$AM$13)","v":5.5625120040976173E-5},{"$f":"INDEX(Demand!$K3534:$P3534,,$AM$13)","v":0},7.2407045009784738,29.661976205921924,22.42127170494345,{"$f":"AP3568-AR3568","v":14.818531978916052},7.602739726027397,3522,3522,7766,50.869183256949931,50.869183256949931,0,0,0,0,0,0,0,0,0,7.6027397260273979,{"$f":"SUM(AW3568:BC3568)-AV3568","v":0}]
[null,null,null,null,null,null,null,null,null,null,null,null,null,null,null,null,null,null,null,null,null,null,null,0,0,{"$f":"MAX(MIN(Z$40*IF($Z$37=\"Solar\",$AM3583,1),$AO3583-SUM($Y3583:Y3583)),0)","v":29.428959970312107},{"$f":"MAX(MIN(AA$40,$AO3583-SUM($Y3583:Z3583)),0)","v":0},{"$f":"MAX(MIN(AB$40,$AO3583-SUM($Y3583:AA3583)),0)","v":0},{"$f":"MAX(MIN(AC$40,$AO3583-SUM($Y3583:AB3583)),0)","v":0},{"$f":"MAX(MIN(AD$40,$AO3583-SUM($Y3583:AC3583)),0)","v":0},{"$f":"MAX(MIN(AE$40,$AO3583-SUM($Y3583:AD3583)),0)","v":0},{"$f":"MAX(MIN(AF$40,$AO3583-SUM($Y3583:AE3583)),0)","v":0},{"$f":"MAX(MIN(AG$40,$AO3583-SUM($Y3583:AF3583)),0)","v":0},{"$f":"MAX(MIN(AH$40,$AO3583-SUM($Y3583:AG3583)),0)","v":0},{"$f":"MAX(MIN(AI$40,$AO3583-SUM($Y3583:AH3583)),0)","v":0},29.428959970312107,0,{"$f":"INDEX(Demand!$C3549:$H3549,,$AM$13)","v":5.4750434471870254E-5},{"$f":"INDEX(Demand!$K3549:$P3549,,$AM$13)","v":0.59950840558794027},7.2407045009784738,29.428959970312107,22.188255469333633,14.585515743306235,7.602739726027397,3537,3537,2535,50.61249613644862,50.61249613644862,0,0,0,0,0,0,0,0,0,7.6027397260273979,0]
[null,null,null,null,null,null,null,null,null,null,null,null,null,null,null,null,null,null,null,null,null,null,null,0,0,{"$f":"MAX(MIN(Z$40*IF($Z$37=\"Solar\",$AM3600,1),$AO3600-SUM($Y3600:Y3600)),0)","v":29.15282505639038},{"$f":"MAX(MIN(AA$40,$AO3600-SUM($Y3600:Z3600)),0)","v":0},{"$f":"MAX(MIN(AB$40,$AO3600-SUM($Y3600:AA3600)),0)","v":0},{"$f":"MAX(MIN(AC$40,$AO3600-SUM($Y3600:AB3600)),0)","v":0},{"$f":"MAX(MIN(AD$40,$AO3600-SUM($Y3600:AC3600)),0)","v":0},{"$f":"MAX(MIN(AE$40,$AO3600-SUM($Y3600:AD3600)),0)","v":0},{"$f":"MAX(MIN(AF$40,$AO3600-SUM($Y3600:AE3600)),0)","v":0},{"$f":"MAX(MIN(AG$40,$AO3600-SUM($Y3600:AF3600)),0)","v":0},{"$f":"MAX(MIN(AH$40,$AO3600-SUM($Y3600:AG3600)),0)","v":0},{"$f":"MAX(MIN(AI$40,$AO3600-SUM($Y3600:AH3600)),0)","v":0},29.15282505639038,0,{"$f":"INDEX(Demand!$C3566:$H3566,,$AM$13)","v":5.3713892002194099E-5},{"$f":"INDEX(Demand!$K3566:$P3566,,$AM$13)","v":0},7.2407045009784738,29.15282505639038,21.912120555411907,14.309380829384509,7.602739726027397,3554,3554,7750,50.320272499944785,50.320272499944785,0,0,0,0,0,0,0,0,0,7.6027397260273979,0]
[null,null,null,null,null,null,null,null,null,null,null,null,null,null,null,null,null,null,null,null,null,null,null,0,0,{"$f":"MAX(MIN(Z$40*IF($Z$37=\"Solar\",$AM3618,1),$AO3618-SUM($Y3618:Y3618)),0)","v":28.834280528361411},{"$f":"MAX(MIN(AA$40,$AO3618-SUM($Y3618:Z3618)),0)","v":0},{"$f":"MAX(MIN(AB$40,$AO3618-SUM($Y3618:AA3618)),0)","v":0},{"$f":"MAX(MIN(AC$40,$AO3618-SUM($Y3618:AB3618)),0)","v":0},{"$f":"MAX(MIN(AD$40,$AO3618-SUM($Y3618:AC3618)),0)","v":0},{"$f":"MAX(MIN(AE$40,$AO3618-SUM($Y3618:AD3618)),0)","v":0},{"$f":"MAX(MIN(AF$40,$AO3618-SUM($Y3618:AE3618)),0)","v":0},{"$f":"MAX(MIN(AG$40,$AO3618-SUM($Y3618:AF3618)),0)","v":0},{"$f":"MAX(MIN(AH$40,$AO3618-SUM($Y3618:AG3618)),0)","v":0},{"$f":"MAX(MIN(AI$40,$AO3618-SUM($Y3618:AH3618)),0)","v":0},28.834280528361411,0,{"$f":"INDEX(Demand!$C3584:$H3584,,$AM$13)","v":5.2518154284367631E-5},{"$f":"INDEX(Demand!$K3584:$P3584,,$AM$13)","v":0},7.2407045009784738,28.834280528361411,21.593576027382937,13.990836301355539,7.602739726027397,3572,3572,7741,49.936649406475169,49.936649406475169,0,0,0,0,0,0,0,0,0,7.6027397260273979,0]
[null,null,null,null,null,null,null,null,null,null,null,null,null,null,null,null,null,null,null,null,null,null,null,0,0,{"$f":"MAX(MIN(Z$40*IF($Z$37=\"Solar\",$AM3635,1),$AO3635-SUM($Y3635:Y3635)),0)","v":28.528572520596136},{"$f":"MAX(MIN(AA$40,$AO3635-SUM($Y3635:Z3635)),0)","v":0},{"$f":"MAX(MIN(AB$40,$AO3635-SUM($Y3635:AA3635)),0)","v":0},{"$f":"MAX(MIN(AC$40,$AO3635-SUM($Y3635:AB3635)),0)","v":0},{"$f":"MAX(MIN(AD$40,$AO3635-SUM($Y3635:AC3635)),0)","v":0},{"$f":"MAX(MIN(AE$40,$AO3635-SUM($Y3635:AD3635)),0)","v":0},{"$f":"MAX(MIN(AF$40,$AO3635-SUM($Y3635:AE3635)),0)","v":0},{"$f":"MAX(MIN(AG$40,$AO3635-SUM($Y3635:AF3635)),0)","v":0},{"$f":"MAX(MIN(AH$40,$AO3635-SUM($Y3635:AG3635)),0)","v":0},{"$f":"MAX(MIN(AI$40,$AO3635-SUM($Y3635:AH3635)),0)","v":0},28.528572520596136,0,{"$f":"INDEX(Demand!$C3601:$H3601,,$AM$13)","v":5.1370601702666151E-5},{"$f":"INDEX(Demand!$K3601:$P3601,,$AM$13)","v":0.66892920363960284},7.2407045009784738,28.528572520596136,21.287868019617662,13.685128293590264,7.602739726027397,3589,3589,2561,49.727734164915503,49.727734164915503,0,0,0,0,0,0,0,0,0,7.6027397260273979,0]
[null,null,null,null,null,null,null,null,null,null,null,null,null,null,null,null,null,null,null,null,null,null,null,0,0,{"$f":"MAX(MIN(Z$40*IF($Z$37=\"Solar\",$AM3652,1),$AO3652-SUM($Y3652:Y3652)),0)","v":28.227909250566174},{"$f":"MAX(MIN(AA$40,$AO3652-SUM($Y3652:Z3652)),0)","v":0},{"$f":"MAX(MIN(AB$40,$AO3652-SUM($Y3652:AA3652)),0)","v":0},{"$f":"MAX(MIN(AC$40,$AO3652-SUM($Y3652:AB3652)),0)","v":0},{"$f":"MAX(MIN(AD$40,$AO3652-SUM($Y3652:AC3652)),0)","v":0},{"$f":"MAX(MIN(AE$40,$AO3652-SUM($Y3652:AD3652)),0)","v":0},{"$f":"MAX(MIN(AF$40,$AO3652-SUM($Y3652:AE3652)),0)","v":0},{"$f":"MAX(MIN(AG$40,$AO3652-SUM($Y3652:AF3652)),0)","v":0},{"$f":"MAX(MIN(AH$40,$AO3652-SUM($Y3652:AG3652)),0)","v":0},{"$f":"MAX(MIN(AI$40,$AO3652-SUM($Y3652:AH3652)),0)","v":0},28.227909250566174,0,{"$f":"INDEX(Demand!$C3618:$H3618,,$AM$13)","v":5.0241985824175292E-5},{"$f":"INDEX(Demand!$K3618:$P3618,,$AM$13)","v":0},7.2407045009784738,28.227909250566174,20.987204749587701,13.384465023560303,7.602739726027397,3606,3606,7724,49.436039405851886,49.436039405851886,0,0,0,0,0,0,0,0,0,7.6027397260273979,0]
[null,null,null,null,null,null,null,null,null,null,null,null,null,null,null,null,null,null,null,null,null,null,null,0,0,{"$f":"MAX(MIN(Z$40*IF($Z$37=\"Solar\",$AM3670,1),$AO3670-SUM($Y3670:Y3670)),0)","v":27.807795828666553},{"$f":"MAX(MIN(AA$40,$AO3670-SUM($Y3670:Z3670)),0)","v":0},{"$f":"MAX(MIN(AB$40,$AO3670-SUM($Y3670:AA3670)),0)","v":0},{"$f":"MAX(MIN(AC$40,$AO3670-SUM($Y3670:AB3670)),0)","v":0},{"$f":"MAX(MIN(AD$40,$AO3670-SUM($Y3670:AC3670)),0)","v":0},{"$f":"MAX(MIN(AE$40,$AO3670-SUM($Y3670:AD3670)),0)","v":0},{"$f":"MAX(MIN(AF$40,$AO3670-SUM($Y3670:AE3670)),0)","v":0},{"$f":"MAX(MIN(AG$40,$AO3670-SUM($Y3670:AF3670)),0)","v":0},{"$f":"MAX(MIN(AH$40,$AO3670-SUM($Y3670:AG3670)),0)","v":0},{"$f":"MAX(MIN(AI$40,$AO3670-SUM($Y3670:AH3670)),0)","v":0},27.807795828666553,0,{"$f":"INDEX(Demand!$C3636:$H3636,,$AM$13)","v":4.8664983489717258E-5},{"$f":"INDEX(Demand!$K3636:$P3636,,$AM$13)","v":0},7.2407045009784738,27.807795828666553,20.567091327688079,12.964351601660681,7.602739726027397,3624,3624,7715,49.277211103715558,49.277211103715558,0,0,0,0,0,0,0,0,0,7.6027397260273979,0]
[null,null,null,null,null,null,null,null,null,null,null,null,null,null,null,null,null,null,null,null,null,null,null,0,0,{"$f":"MAX(MIN(Z$40*IF($Z$37=\"Solar\",$AM3687,1),$AO3687-SUM($Y3687:Y3687)),0)","v":27.516108410209831},{"$f":"MAX(MIN(AA$40,$AO3687-SUM($Y3687:Z3687)),0)","v":0},{"$f":"MAX(MIN(AB$40,$AO3687-SUM($Y3687:AA3687)),0)","v":0},{"$f":"MAX(MIN(AC$40,$AO3687-SUM($Y3687:AB3687)),0)","v":0},{"$f":"MAX(MIN(AD$40,$AO3687-SUM($Y3687:AC3687)),0)","v":0},{"$f":"MAX(MIN(AE$40,$AO3687-SUM($Y3687:AD3687)),0)","v":0},{"$f":"MAX(MIN(AF$40,$AO3687-SUM($Y3687:AE3687)),0)","v":0},{"$f":"MAX(MIN(AG$40,$AO3687-SUM($Y3687:AF3687)),0)","v":0},{"$f":"MAX(MIN(AH$40,$AO3687-SUM($Y3687:AG3687)),0)","v":0},{"$f":"MAX(MIN(AI$40,$AO3687-SUM($Y3687:AH3687)),0)","v":0},27.516108410209831,0,{"$f":"INDEX(Demand!$C3653:$H3653,,$AM$13)","v":4.7570060747762608E-5},{"$f":"INDEX(Demand!$K3653:$P3653,,$AM$13)","v":0},7.2407045009784738,27.516108410209831,20.275403909231358,12.67266418320396,7.602739726027397,3641,3641,2587,49.123770968684568,49.123770968684568,0,0,0,0,0,0,0,0,0,7.6027397260273979,0]
[null,null,null,null,null,null,null,null,null,null,null,null,null,null,null,null,null,null,null,null,null,null,null,0,0,{"$f":"MAX(MIN(Z$40*IF($Z$37=\"Solar\",$AM3702,1),$AO3702-SUM($Y3702:Y3702)),0)","v":27.28057082109741},{"$f":"MAX(MIN(AA$40,$AO3702-SUM($Y3702:Z3702)),0)","v":0},{"$f":"MAX(MIN(AB$40,$AO3702-SUM($Y3702:AA3702)),0)","v":0},{"$f":"MAX(MIN(AC$40,$AO3702-SUM($Y3702:AB3702)),0)","v":0},{"$f":"MAX(MIN(AD$40,$AO3702-SUM($Y3702:AC3702)),0)","v":0},{"$f":"MAX(MIN(AE$40,$AO3702-SUM($Y3702:AD3702)),0)","v":0},{"$f":"MAX(MIN(AF$40,$AO3702-SUM($Y3702:AE3702)),0)","v":0},{"$f":"MAX(MIN(AG$40,$AO3702-SUM($Y3702:AF3702)),0)","v":0},{"$f":"MAX(MIN(AH$40,$AO3702-SUM($Y3702:AG3702)),0)","v":0},{"$f":"MAX(MIN(AI$40,$AO3702-SUM($Y3702:AH3702)),0)","v":0},27.28057082109741,0,{"$f":"INDEX(Demand!$C3668:$H3668,,$AM$13)","v":4.6685910638481754E-5},{"$f":"INDEX(Demand!$K3668:$P3668,,$AM$13)","v":0.51955666302105075},7.2407045009784738,27.28057082109741,20.039866320118936,12.437126594091538,7.602739726027397,3656,3656,7699,48.841877744850621,48.841877744850621,0,0,0,0,0,0,0,0,0,7.6027397260273979,0]
[null,null,null,null,null,null,null,null,null,null,null,null,null,null,null,null,null,null,null,null,null,null,null,0,0,{"$f":"MAX(MIN(Z$40*IF($Z$37=\"Solar\",$AM3722,1),$AO3722-SUM($Y3722:Y3722)),0)","v":26.911701766624429},{"$f":"MAX(MIN(AA$40,$AO3722-SUM($Y3722:Z3722)),0)","v":0},{"$f":"MAX(MIN(AB$40,$AO3722-SUM($Y3722:AA3722)),0)","v":0},{"$f":"MAX(MIN(AC$40,$AO3722-SUM($Y3722:AB3722)),0)","v":0},{"$f":"MAX(MIN(AD$40,$AO3722-SUM($Y3722:AC3722)),0)","v":0},{"$f":"MAX(MIN(AE$40,$AO3722-SUM($Y3722:AD3722)),0)","v":0},{"$f":"MAX(MIN(AF$40,$AO3722-SUM($Y3722:AE3722)),0)","v":0},{"$f":"MAX(MIN(AG$40,$AO3722-SUM($Y3722:AF3722)),0)","v":0},{"$f":"MAX(MIN(AH$40,$AO3722-SUM($Y3722:AG3722)),0)","v":0},{"$f":"MAX(MIN(AI$40,$AO3722-SUM($Y3722:AH3722)),0)","v":0},26.911701766624429,0,{"$f":"INDEX(Demand!$C3688:$H3688,,$AM$13)","v":4.5301267040610198E-5},{"$f":"INDEX(Demand!$K3688:$P3688,,$AM$13)","v":0},7.2407045009784738,26.911701766624429,19.670997265645955,12.068257539618557,7.602739726027397,3676,3676,7689,48.476418264474326,48.476418264474326,0,0,0,0,0,0,0,0,0,7.6027397260273979,0]
[null,null,null,null,null,null,null,null,null,null,null,null,null,null,null,null,null,null,null,null,null,null,null,0,0,{"$f":"MAX(MIN(Z$40*IF($Z$37=\"Solar\",$AM3739,1),$AO3739-SUM($Y3739:Y3739)),0)","v":26.6051486743537},{"$f":"MAX(MIN(AA$40,$AO3739-SUM($Y3739:Z3739)),0)","v":0},{"$f":"MAX(MIN(AB$40,$AO3739-SUM($Y3739:AA3739)),0)","v":0},{"$f":"MAX(MIN(AC$40,$AO3739-SUM($Y3739:AB3739)),0)","v":0},{"$f":"MAX(MIN(AD$40,$AO3739-SUM($Y3739:AC3739)),0)","v":0},{"$f":"MAX(MIN(AE$40,$AO3739-SUM($Y3739:AD3739)),0)","v":0},{"$f":"MAX(MIN(AF$40,$AO3739-SUM($Y3739:AE3739)),0)","v":0},{"$f":"MAX(MIN(AG$40,$AO3739-SUM($Y3739:AF3739)),0)","v":0},{"$f":"MAX(MIN(AH$40,$AO3739-SUM($Y3739:AG3739)),0)","v":0},{"$f":"MAX(MIN(AI$40,$AO3739-SUM($Y3739:AH3739)),0)","v":0},26.6051486743537,0,{"$f":"INDEX(Demand!$C3705:$H3705,,$AM$13)","v":4.4150542219774135E-5},{"$f":"INDEX(Demand!$K3705:$P3705,,$AM$13)","v":0},7.2407045009784738,26.6051486743537,19.364444173375226,11.761704447347828,7.602739726027397,3693,3693,2613,48.278850018822283,48.278850018822283,0,0,0,0,0,0,0,0,0,7.6027397260273979,0]
[null,null,null,null,null,null,null,null,null,null,null,null,null,null,null,null,null,null,null,null,null,null,null,0,0,{"$f":"MAX(MIN(Z$40*IF($Z$37=\"Solar\",$AM3752,1),$AO3752-SUM($Y3752:Y3752)),0)","v":26.353428687212109},{"$f":"MAX(MIN(AA$40,$AO3752-SUM($Y3752:Z3752)),0)","v":0},{"$f":"MAX(MIN(AB$40,$AO3752-SUM($Y3752:AA3752)),0)","v":0},{"$f":"MAX(MIN(AC$40,$AO3752-SUM($Y3752:AB3752)),0)","v":0},{"$f":"MAX(MIN(AD$40,$AO3752-SUM($Y3752:AC3752)),0)","v":0},{"$f":"MAX(MIN(AE$40,$AO3752-SUM($Y3752:AD3752)),0)","v":0},{"$f":"MAX(MIN(AF$40,$AO3752-SUM($Y3752:AE3752)),0)","v":0},{"$f":"MAX(MIN(AG$40,$AO3752-SUM($Y3752:AF3752)),0)","v":0},{"$f":"MAX(MIN(AH$40,$AO3752-SUM($Y3752:AG3752)),0)","v":0},{"$f":"MAX(MIN(AI$40,$AO3752-SUM($Y3752:AH3752)),0)","v":0},26.353428687212109,0,{"$f":"INDEX(Demand!$C3718:$H3718,,$AM$13)","v":4.3205647373146542E-5},{"$f":"INDEX(Demand!$K3718:$P3718,,$AM$13)","v":0.81919247725248356},7.2407045009784738,26.353428687212109,19.112724186233635,11.509984460206237,7.602739726027397,3706,3706,7674,48.055590374539285,48.055590374539285,0,0,0,0,0,0,0,0,0,7.6027397260273979,0]
[null,null,null,null,null,null,null,null,null,null,null,null,null,null,null,null,null,null,null,null,null,null,null,0,0,{"$f":"MAX(MIN(Z$40*IF($Z$37=\"Solar\",$AM3758,1),$AO3758-SUM($Y3758:Y3758)),0)","v":26.233933071595555},{"$f":"MAX(MIN(AA$40,$AO3758-SUM($Y3758:Z3758)),0)","v":0},{"$f":"MAX(MIN(AB$40,$AO3758-SUM($Y3758:AA3758)),0)","v":0},{"$f":"MAX(MIN(AC$40,$AO3758-SUM($Y3758:AB3758)),0)","v":0},{"$f":"MAX(MIN(AD$40,$AO3758-SUM($Y3758:AC3758)),0)","v":0},{"$f":"MAX(MIN(AE$40,$AO3758-SUM($Y3758:AD3758)),0)","v":0},{"$f":"MAX(MIN(AF$40,$AO3758-SUM($Y3758:AE3758)),0)","v":0},{"$f":"MAX(MIN(AG$40,$AO3758-SUM($Y3758:AF3758)),0)","v":0},{"$f":"MAX(MIN(AH$40,$AO3758-SUM($Y3758:AG3758)),0)","v":0},{"$f":"MAX(MIN(AI$40,$AO3758-SUM($Y3758:AH3758)),0)","v":0},26.233933071595555,0,{"$f":"INDEX(Demand!$C3724:$H3724,,$AM$13)","v":4.2757090257468773E-5},{"$f":"INDEX(Demand!$K3724:$P3724,,$AM$13)","v":0.20338027533797121},7.2407045009784738,26.233933071595555,18.993228570617081,11.390488844589683,7.602739726027397,3712,3712,7671,48.031317441560361,48.031317441560361,0,0,0,0,0,0,0,0,0,7.6027397260273979,0]
[null,null,null,null,null,null,null,null,null,null,null,null,null,null,null,null,null,null,null,null,null,null,null,0,0,{"$f":"MAX(MIN(Z$40*IF($Z$37=\"Solar\",$AM3775,1),$AO3775-SUM($Y3775:Y3775)),0)","v":25.865775938988566},{"$f":"MAX(MIN(AA$40,$AO3775-SUM($Y3775:Z3775)),0)","v":0},{"$f":"MAX(MIN(AB$40,$AO3775-SUM($Y3775:AA3775)),0)","v":0},{"$f":"MAX(MIN(AC$40,$AO3775-SUM($Y3775:AB3775)),0)","v":0},{"$f":"MAX(MIN(AD$40,$AO3775-SUM($Y3775:AC3775)),0)","v":0},{"$f":"MAX(MIN(AE$40,$AO3775-SUM($Y3775:AD3775)),0)","v":0},{"$f":"MAX(MIN(AF$40,$AO3775-SUM($Y3775:AE3775)),0)","v":0},{"$f":"MAX(MIN(AG$40,$AO3775-SUM($Y3775:AF3775)),0)","v":0},{"$f":"MAX(MIN(AH$40,$AO3775-SUM($Y3775:AG3775)),0)","v":0},{"$f":"MAX(MIN(AI$40,$AO3775-SUM($Y3775:AH3775)),0)","v":0},25.865775938988566,0,{"$f":"INDEX(Demand!$C3741:$H3741,,$AM$13)","v":4.1375119038974075E-5},{"$f":"INDEX(Demand!$K3741:$P3741,,$AM$13)","v":0.51822620108015471},7.2407045009784738,25.865775938988566,18.625071438010092,11.022331711982694,7.602739726027397,3729,3729,2631,47.783985669655806,47.783985669655806,0,0,0,0,0,0,0,0,0,7.6027397260273979,0]
[null,null,null,null,null,null,null,null,null,null,null,null,null,null,null,null,null,null,null,null,null,null,null,0,0,{"$f":"MAX(MIN(Z$40*IF($Z$37=\"Solar\",$AM3802,1),$AO3802-SUM($Y3802:Y3802)),0)","v":25.369628676013729},{"$f":"MAX(MIN(AA$40,$AO3802-SUM($Y3802:Z3802)),0)","v":0},{"$f":"MAX(MIN(AB$40,$AO3802-SUM($Y3802:AA3802)),0)","v":0},{"$f":"MAX(MIN(AC$40,$AO3802-SUM($Y3802:AB3802)),0)","v":0},{"$f":"MAX(MIN(AD$40,$AO3802-SUM($Y3802:AC3802)),0)","v":0},{"$f":"MAX(MIN(AE$40,$AO3802-SUM($Y3802:AD3802)),0)","v":0},{"$f":"MAX(MIN(AF$40,$AO3802-SUM($Y3802:AE3802)),0)","v":0},{"$f":"MAX(MIN(AG$40,$AO3802-SUM($Y3802:AF3802)),0)","v":0},{"$f":"MAX(MIN(AH$40,$AO3802-SUM($Y3802:AG3802)),0)","v":0},{"$f":"MAX(MIN(AI$40,$AO3802-SUM($Y3802:AH3802)),0)","v":0},25.369628676013729,0,{"$f":"INDEX(Demand!$C3768:$H3768,,$AM$13)","v":3.9512704388167637E-5},{"$f":"INDEX(Demand!$K3768:$P3768,,$AM$13)","v":0.71947548229245384},7.2407045009784738,25.369628676013729,18.128924175035255,10.526184449007857,7.602739726027397,3756,3756,7649,47.29542443903614,47.29542443903614,0,0,0,0,0,0,0,0,0,7.6027397260273979,0]
[null,null,null,null,null,null,null,null,null,null,null,null,null,null,null,null,null,null,null,null,null,null,null,0,0,{"$f":"MAX(MIN(Z$40*IF($Z$37=\"Solar\",$AM3810,1),$AO3810-SUM($Y3810:Y3810)),0)","v":25.269912236903025},{"$f":"MAX(MIN(AA$40,$AO3810-SUM($Y3810:Z3810)),0)","v":0},{"$f":"MAX(MIN(AB$40,$AO3810-SUM($Y3810:AA3810)),0)","v":0},{"$f":"MAX(MIN(AC$40,$AO3810-SUM($Y3810:AB3810)),0)","v":0},{"$f":"MAX(MIN(AD$40,$AO3810-SUM($Y3810:AC3810)),0)","v":0},{"$f":"MAX(MIN(AE$40,$AO3810-SUM($Y3810:AD3810)),0)","v":0},{"$f":"MAX(MIN(AF$40,$AO3810-SUM($Y3810:AE3810)),0)","v":0},{"$f":"MAX(MIN(AG$40,$AO3810-SUM($Y3810:AF3810)),0)","v":0},{"$f":"MAX(MIN(AH$40,$AO3810-SUM($Y3810:AG3810)),0)","v":0},{"$f":"MAX(MIN(AI$40,$AO3810-SUM($Y3810:AH3810)),0)","v":0},25.269912236903025,0,{"$f":"INDEX(Demand!$C3776:$H3776,,$AM$13)","v":3.9138393430544867E-5},{"$f":"INDEX(Demand!$K3776:$P3776,,$AM$13)","v":0},7.2407045009784738,25.269912236903025,18.029207735924551,10.426468009897153,7.602739726027397,3764,3764,7645,47.19807867338519,47.19807867338519,0,0,0,0,0,0,0,0,0,7.6027397260273979,0]
[null,null,null,null,null,null,null,null,null,null,null,null,null,null,null,null,null,null,null,null,null,null,null,0,0,{"$f":"MAX(MIN(Z$40*IF($Z$37=\"Solar\",$AM3836,1),$AO3836-SUM($Y3836:Y3836)),0)","v":24.812411532135499},{"$f":"MAX(MIN(AA$40,$AO3836-SUM($Y3836:Z3836)),0)","v":0},{"$f":"MAX(MIN(AB$40,$AO3836-SUM($Y3836:AA3836)),0)","v":0},{"$f":"MAX(MIN(AC$40,$AO3836-SUM($Y3836:AB3836)),0)","v":0},{"$f":"MAX(MIN(AD$40,$AO3836-SUM($Y3836:AC3836)),0)","v":0},{"$f":"MAX(MIN(AE$40,$AO3836-SUM($Y3836:AD3836)),0)","v":0},{"$f":"MAX(MIN(AF$40,$AO3836-SUM($Y3836:AE3836)),0)","v":0},{"$f":"MAX(MIN(AG$40,$AO3836-SUM($Y3836:AF3836)),0)","v":0},{"$f":"MAX(MIN(AH$40,$AO3836-SUM($Y3836:AG3836)),0)","v":0},{"$f":"MAX(MIN(AI$40,$AO3836-SUM($Y3836:AH3836)),0)","v":0},24.812411532135499,0,{"$f":"INDEX(Demand!$C3802:$H3802,,$AM$13)","v":3.7421048442678782E-5},{"$f":"INDEX(Demand!$K3802:$P3802,,$AM$13)","v":0},7.2407045009784738,24.812411532135499,17.571707031157025,9.9689673051296275,7.602739726027397,3790,3790,7632,46.807736724502156,46.807736724502156,0,0,0,0,0,0,0,0,0,7.6027397260273979,0]
[null,null,null,null,null,null,null,null,null,null,null,null,null,null,null,null,null,null,null,null,null,null,null,0,0,{"$f":"MAX(MIN(Z$40*IF($Z$37=\"Solar\",$AM3845,1),$AO3845-SUM($Y3845:Y3845)),0)","v":24.661676967765423},{"$f":"MAX(MIN(AA$40,$AO3845-SUM($Y3845:Z3845)),0)","v":0},{"$f":"MAX(MIN(AB$40,$AO3845-SUM($Y3845:AA3845)),0)","v":0},{"$f":"MAX(MIN(AC$40,$AO3845-SUM($Y3845:AB3845)),0)","v":0},{"$f":"MAX(MIN(AD$40,$AO3845-SUM($Y3845:AC3845)),0)","v":0},{"$f":"MAX(MIN(AE$40,$AO3845-SUM($Y3845:AD3845)),0)","v":0},{"$f":"MAX(MIN(AF$40,$AO3845-SUM($Y3845:AE3845)),0)","v":0},{"$f":"MAX(MIN(AG$40,$AO3845-SUM($Y3845:AF3845)),0)","v":0},{"$f":"MAX(MIN(AH$40,$AO3845-SUM($Y3845:AG3845)),0)","v":0},{"$f":"MAX(MIN(AI$40,$AO3845-SUM($Y3845:AH3845)),0)","v":0},24.661676967765423,0,{"$f":"INDEX(Demand!$C3811:$H3811,,$AM$13)","v":3.6855228005854179E-5},{"$f":"INDEX(Demand!$K3811:$P3811,,$AM$13)","v":0.12943816170750136},7.2407045009784738,24.661676967765423,17.420972466786949,9.8182327407595515,7.602739726027397,3799,3799,2666,46.656907625595423,46.656907625595423,0,0,0,0,0,0,0,0,0,7.6027397260273979,0]
[null,null,null,null,null,null,null,null,null,null,null,null,null,null,null,null,null,null,null,null,null,null,null,0,0,{"$f":"MAX(MIN(Z$40*IF($Z$37=\"Solar\",$AM3862,1),$AO3862-SUM($Y3862:Y3862)),0)","v":24.40702580746628},{"$f":"MAX(MIN(AA$40,$AO3862-SUM($Y3862:Z3862)),0)","v":0},{"$f":"MAX(MIN(AB$40,$AO3862-SUM($Y3862:AA3862)),0)","v":0},{"$f":"MAX(MIN(AC$40,$AO3862-SUM($Y3862:AB3862)),0)","v":0},{"$f":"MAX(MIN(AD$40,$AO3862-SUM($Y3862:AC3862)),0)","v":0},{"$f":"MAX(MIN(AE$40,$AO3862-SUM($Y3862:AD3862)),0)","v":0},{"$f":"MAX(MIN(AF$40,$AO3862-SUM($Y3862:AE3862)),0)","v":0},{"$f":"MAX(MIN(AG$40,$AO3862-SUM($Y3862:AF3862)),0)","v":0},{"$f":"MAX(MIN(AH$40,$AO3862-SUM($Y3862:AG3862)),0)","v":0},{"$f":"MAX(MIN(AI$40,$AO3862-SUM($Y3862:AH3862)),0)","v":0},24.40702580746628,0,{"$f":"INDEX(Demand!$C3828:$H3828,,$AM$13)","v":3.5899330256983514E-5},{"$f":"INDEX(Demand!$K3828:$P3828,,$AM$13)","v":0},7.2407045009784738,24.40702580746628,17.166321306487806,9.5635815804604078,7.602739726027397,3816,3816,7619,46.399142735415026,46.399142735415026,0,0,0,0,0,0,0,0,0,7.6027397260273979,0]
[null,null,null,null,null,null,null,null,null,null,null,null,null,null,null,null,null,null,null,null,null,null,null,0,0,{"$f":"MAX(MIN(Z$40*IF($Z$37=\"Solar\",$AM3886,1),$AO3886-SUM($Y3886:Y3886)),0)","v":24.092301002164451},{"$f":"MAX(MIN(AA$40,$AO3886-SUM($Y3886:Z3886)),0)","v":0},{"$f":"MAX(MIN(AB$40,$AO3886-SUM($Y3886:AA3886)),0)","v":0},{"$f":"MAX(MIN(AC$40,$AO3886-SUM($Y3886:AB3886)),0)","v":0},{"$f":"MAX(MIN(AD$40,$AO3886-SUM($Y3886:AC3886)),0)","v":0},{"$f":"MAX(MIN(AE$40,$AO3886-SUM($Y3886:AD3886)),0)","v":0},{"$f":"MAX(MIN(AF$40,$AO3886-SUM($Y3886:AE3886)),0)","v":0},{"$f":"MAX(MIN(AG$40,$AO3886-SUM($Y3886:AF3886)),0)","v":0},{"$f":"MAX(MIN(AH$40,$AO3886-SUM($Y3886:AG3886)),0)","v":0},{"$f":"MAX(MIN(AI$40,$AO3886-SUM($Y3886:AH3886)),0)","v":0},24.092301002164451,0,{"$f":"INDEX(Demand!$C3852:$H3852,,$AM$13)","v":3.4717930837682351E-5},{"$f":"INDEX(Demand!$K3852:$P3852,,$AM$13)","v":0},7.2407045009784738,24.092301002164451,16.851596501185977,9.2488567751585791,7.602739726027397,3840,3840,7607,46.055656348851365,46.055656348851365,0,0,0,0,0,0,0,0,0,7.6027397260273979,0]
[null,null,null,null,null,null,null,null,null,null,null,null,null,null,null,null,null,null,null,null,null,null,null,0,0,{"$f":"MAX(MIN(Z$40*IF($Z$37=\"Solar\",$AM3897,1),$AO3897-SUM($Y3897:Y3897)),0)","v":23.986113725227671},{"$f":"MAX(MIN(AA$40,$AO3897-SUM($Y3897:Z3897)),0)","v":0},{"$f":"MAX(MIN(AB$40,$AO3897-SUM($Y3897:AA3897)),0)","v":0},{"$f":"MAX(MIN(AC$40,$AO3897-SUM($Y3897:AB3897)),0)","v":0},{"$f":"MAX(MIN(AD$40,$AO3897-SUM($Y3897:AC3897)),0)","v":0},{"$f":"MAX(MIN(AE$40,$AO3897-SUM($Y3897:AD3897)),0)","v":0},{"$f":"MAX(MIN(AF$40,$AO3897-SUM($Y3897:AE3897)),0)","v":0},{"$f":"MAX(MIN(AG$40,$AO3897-SUM($Y3897:AF3897)),0)","v":0},{"$f":"MAX(MIN(AH$40,$AO3897-SUM($Y3897:AG3897)),0)","v":0},{"$f":"MAX(MIN(AI$40,$AO3897-SUM($Y3897:AH3897)),0)","v":0},23.986113725227671,0,{"$f":"INDEX(Demand!$C3863:$H3863,,$AM$13)","v":3.4319329948280023E-5},{"$f":"INDEX(Demand!$K3863:$P3863,,$AM$13)","v":0.88359585527280127},7.2407045009784738,23.986113725227671,16.745409224249197,9.1426694982217995,7.602739726027397,3851,3851,7601,45.717085448900484,45.717085448900484,0,0,0,0,0,0,0,0,0,7.6027397260273979,0]
[null,null,null,null,null,null,null,null,null,null,null,null,null,null,null,null,null,null,null,null,null,null,null,0,0,{"$f":"MAX(MIN(Z$40*IF($Z$37=\"Solar\",$AM3914,1),$AO3914-SUM($Y3914:Y3914)),0)","v":23.707581360144399},{"$f":"MAX(MIN(AA$40,$AO3914-SUM($Y3914:Z3914)),0)","v":0},{"$f":"MAX(MIN(AB$40,$AO3914-SUM($Y3914:AA3914)),0)","v":0},{"$f":"MAX(MIN(AC$40,$AO3914-SUM($Y3914:AB3914)),0)","v":0},{"$f":"MAX(MIN(AD$40,$AO3914-SUM($Y3914:AC3914)),0)","v":0},{"$f":"MAX(MIN(AE$40,$AO3914-SUM($Y3914:AD3914)),0)","v":0},{"$f":"MAX(MIN(AF$40,$AO3914-SUM($Y3914:AE3914)),0)","v":0},{"$f":"MAX(MIN(AG$40,$AO3914-SUM($Y3914:AF3914)),0)","v":0},{"$f":"MAX(MIN(AH$40,$AO3914-SUM($Y3914:AG3914)),0)","v":0},{"$f":"MAX(MIN(AI$40,$AO3914-SUM($Y3914:AH3914)),0)","v":0},23.707581360144399,0,{"$f":"INDEX(Demand!$C3880:$H3880,,$AM$13)","v":3.3273788037306787E-5},{"$f":"INDEX(Demand!$K3880:$P3880,,$AM$13)","v":0},7.2407045009784738,23.707581360144399,16.466876859165925,8.8641371331385272,7.602739726027397,3868,3868,7593,45.531263345024485,45.531263345024485,0,0,0,0,0,0,0,0,0,7.6027397260273979,0]
[null,null,null,null,null,null,null,null,null,null,null,null,null,null,null,null,null,null,null,null,null,null,null,0,0,{"$f":"MAX(MIN(Z$40*IF($Z$37=\"Solar\",$AM3936,1),$AO3936-SUM($Y3936:Y3936)),0)","v":23.445819629775198},{"$f":"MAX(MIN(AA$40,$AO3936-SUM($Y3936:Z3936)),0)","v":0},{"$f":"MAX(MIN(AB$40,$AO3936-SUM($Y3936:AA3936)),0)","v":0},{"$f":"MAX(MIN(AC$40,$AO3936-SUM($Y3936:AB3936)),0)","v":0},{"$f":"MAX(MIN(AD$40,$AO3936-SUM($Y3936:AC3936)),0)","v":0},{"$f":"MAX(MIN(AE$40,$AO3936-SUM($Y3936:AD3936)),0)","v":0},{"$f":"MAX(MIN(AF$40,$AO3936-SUM($Y3936:AE3936)),0)","v":0},{"$f":"MAX(MIN(AG$40,$AO3936-SUM($Y3936:AF3936)),0)","v":0},{"$f":"MAX(MIN(AH$40,$AO3936-SUM($Y3936:AG3936)),0)","v":0},{"$f":"MAX(MIN(AI$40,$AO3936-SUM($Y3936:AH3936)),0)","v":0},23.445819629775198,0,{"$f":"INDEX(Demand!$C3902:$H3902,,$AM$13)","v":3.229119895934432E-5},{"$f":"INDEX(Demand!$K3902:$P3902,,$AM$13)","v":0},7.2407045009784738,23.445819629775198,16.205115128796724,8.6023754027693258,7.602739726027397,3890,3890,7582,45.283050712322591,45.283050712322591,0,0,0,0,0,0,0,0,0,7.6027397260273979,0]
[null,null,null,null,null,null,null,null,null,null,null,null,null,null,null,null,null,null,null,null,null,null,null,0,0,{"$f":"MAX(MIN(Z$40*IF($Z$37=\"Solar\",$AM3949,1),$AO3949-SUM($Y3949:Y3949)),0)","v":23.291915501701233},{"$f":"MAX(MIN(AA$40,$AO3949-SUM($Y3949:Z3949)),0)","v":0},{"$f":"MAX(MIN(AB$40,$AO3949-SUM($Y3949:AA3949)),0)","v":0},{"$f":"MAX(MIN(AC$40,$AO3949-SUM($Y3949:AB3949)),0)","v":0},{"$f":"MAX(MIN(AD$40,$AO3949-SUM($Y3949:AC3949)),0)","v":0},{"$f":"MAX(MIN(AE$40,$AO3949-SUM($Y3949:AD3949)),0)","v":0},{"$f":"MAX(MIN(AF$40,$AO3949-SUM($Y3949:AE3949)),0)","v":0},{"$f":"MAX(MIN(AG$40,$AO3949-SUM($Y3949:AF3949)),0)","v":0},{"$f":"MAX(MIN(AH$40,$AO3949-SUM($Y3949:AG3949)),0)","v":0},{"$f":"MAX(MIN(AI$40,$AO3949-SUM($Y3949:AH3949)),0)","v":0},23.291915501701233,0,{"$f":"INDEX(Demand!$C3915:$H3915,,$AM$13)","v":3.1713480760868479E-5},{"$f":"INDEX(Demand!$K3915:$P3915,,$AM$13)","v":0.40249856242459786},7.2407045009784738,23.291915501701233,16.051211000722759,8.4484712746953612,7.602739726027397,3903,3903,2718,45.175706613554809,45.175706613554809,0,0,0,0,0,0,0,0,0,7.6027397260273979,0]
[null,null,null,null,null,null,null,null,null,null,null,null,null,null,null,null,null,null,null,null,null,null,null,0,0,{"$f":"MAX(MIN(Z$40*IF($Z$37=\"Solar\",$AM3970,1),$AO3970-SUM($Y3970:Y3970)),0)","v":22.957876697440845},{"$f":"MAX(MIN(AA$40,$AO3970-SUM($Y3970:Z3970)),0)","v":0},{"$f":"MAX(MIN(AB$40,$AO3970-SUM($Y3970:AA3970)),0)","v":0},{"$f":"MAX(MIN(AC$40,$AO3970-SUM($Y3970:AB3970)),0)","v":0},{"$f":"MAX(MIN(AD$40,$AO3970-SUM($Y3970:AC3970)),0)","v":0},{"$f":"MAX(MIN(AE$40,$AO3970-SUM($Y3970:AD3970)),0)","v":0},{"$f":"MAX(MIN(AF$40,$AO3970-SUM($Y3970:AE3970)),0)","v":0},{"$f":"MAX(MIN(AG$40,$AO3970-SUM($Y3970:AF3970)),0)","v":0},{"$f":"MAX(MIN(AH$40,$AO3970-SUM($Y3970:AG3970)),0)","v":0},{"$f":"MAX(MIN(AI$40,$AO3970-SUM($Y3970:AH3970)),0)","v":0},22.957876697440845,0,{"$f":"INDEX(Demand!$C3936:$H3936,,$AM$13)","v":3.0459581345476618E-5},{"$f":"INDEX(Demand!$K3936:$P3936,,$AM$13)","v":0.85301778083458324},7.2407045009784738,22.957876697440845,15.71717219646237,8.1144324704349735,7.602739726027397,3924,3924,7565,45.031164902564008,45.031164902564008,0,0,0,0,0,0,0,0,0,7.6027397260273979,0]
[null,null,null,null,null,null,null,null,null,null,null,null,null,null,null,null,null,null,null,null,null,null,null,0,0,{"$f":"MAX(MIN(Z$40*IF($Z$37=\"Solar\",$AM3984,1),$AO3984-SUM($Y3984:Y3984)),0)","v":22.75498828175914},{"$f":"MAX(MIN(AA$40,$AO3984-SUM($Y3984:Z3984)),0)","v":0},{"$f":"MAX(MIN(AB$40,$AO3984-SUM($Y3984:AA3984)),0)","v":0},{"$f":"MAX(MIN(AC$40,$AO3984-SUM($Y3984:AB3984)),0)","v":0},{"$f":"MAX(MIN(AD$40,$AO3984-SUM($Y3984:AC3984)),0)","v":0},{"$f":"MAX(MIN(AE$40,$AO3984-SUM($Y3984:AD3984)),0)","v":0},{"$f":"MAX(MIN(AF$40,$AO3984-SUM($Y3984:AE3984)),0)","v":0},{"$f":"MAX(MIN(AG$40,$AO3984-SUM($Y3984:AF3984)),0)","v":0},{"$f":"MAX(MIN(AH$40,$AO3984-SUM($Y3984:AG3984)),0)","v":0},{"$f":"MAX(MIN(AI$40,$AO3984-SUM($Y3984:AH3984)),0)","v":0},22.75498828175914,0,{"$f":"INDEX(Demand!$C3950:$H3950,,$AM$13)","v":2.969798819351828E-5},{"$f":"INDEX(Demand!$K3950:$P3950,,$AM$13)","v":0},7.2407045009784738,22.75498828175914,15.514283780780667,7.9115440547532705,7.602739726027397,3938,3938,7558,44.852217440000381,44.852217440000381,0,0,0,0,0,0,0,0,0,7.6027397260273979,0]
[null,null,null,null,null,null,null,null,null,null,null,null,null,null,null,null,null,null,null,null,null,null,null,0,0,{"$f":"MAX(MIN(Z$40*IF($Z$37=\"Solar\",$AM4001,1),$AO4001-SUM($Y4001:Y4001)),0)","v":22.525501339206848},{"$f":"MAX(MIN(AA$40,$AO4001-SUM($Y4001:Z4001)),0)","v":0},{"$f":"MAX(MIN(AB$40,$AO4001-SUM($Y4001:AA4001)),0)","v":0},{"$f":"MAX(MIN(AC$40,$AO4001-SUM($Y4001:AB4001)),0)","v":0},{"$f":"MAX(MIN(AD$40,$AO4001-SUM($Y4001:AC4001)),0)","v":0},{"$f":"MAX(MIN(AE$40,$AO4001-SUM($Y4001:AD4001)),0)","v":0},{"$f":"MAX(MIN(AF$40,$AO4001-SUM($Y4001:AE4001)),0)","v":0},{"$f":"MAX(MIN(AG$40,$AO4001-SUM($Y4001:AF4001)),0)","v":0},{"$f":"MAX(MIN(AH$40,$AO4001-SUM($Y4001:AG4001)),0)","v":0},{"$f":"MAX(MIN(AI$40,$AO4001-SUM($Y4001:AH4001)),0)","v":0},22.525501339206848,0,{"$f":"INDEX(Demand!$C3967:$H3967,,$AM$13)","v":2.8836550721475127E-5},{"$f":"INDEX(Demand!$K3967:$P3967,,$AM$13)","v":0},7.2407045009784738,22.525501339206848,15.284796838228372,7.6820571122009751,7.602739726027397,3955,3955,2744,44.680835180632215,44.680835180632215,0,0,0,0,0,0,0,0,0,7.6027397260273979,0]
[null,null,null,null,null,null,null,null,null,null,null,null,null,null,null,null,null,null,null,null,null,null,null,0,0,{"$f":"MAX(MIN(Z$40*IF($Z$37=\"Solar\",$AM4003,1),$AO4003-SUM($Y4003:Y4003)),0)","v":22.478337069115295},{"$f":"MAX(MIN(AA$40,$AO4003-SUM($Y4003:Z4003)),0)","v":0},{"$f":"MAX(MIN(AB$40,$AO4003-SUM($Y4003:AA4003)),0)","v":0},{"$f":"MAX(MIN(AC$40,$AO4003-SUM($Y4003:AB4003)),0)","v":0},{"$f":"MAX(MIN(AD$40,$AO4003-SUM($Y4003:AC4003)),0)","v":0},{"$f":"MAX(MIN(AE$40,$AO4003-SUM($Y4003:AD4003)),0)","v":0},{"$f":"MAX(MIN(AF$40,$AO4003-SUM($Y4003:AE4003)),0)","v":0},{"$f":"MAX(MIN(AG$40,$AO4003-SUM($Y4003:AF4003)),0)","v":0},{"$f":"MAX(MIN(AH$40,$AO4003-SUM($Y4003:AG4003)),0)","v":0},{"$f":"MAX(MIN(AI$40,$AO4003-SUM($Y4003:AH4003)),0)","v":0},22.478337069115295,0,{"$f":"INDEX(Demand!$C3969:$H3969,,$AM$13)","v":2.865950766557591E-5},{"$f":"INDEX(Demand!$K3969:$P3969,,$AM$13)","v":0},7.2407045009784738,22.478337069115295,15.237632568136821,7.6348928421094238,7.602739726027397,3957,3957,2745,44.654056537131581,44.654056537131581,0,0,0,0,0,0,0,0,0,7.6027397260273979,0]
[null,null,null,null,null,null,null,null,null,null,null,null,null,null,null,null,null,null,null,null,null,null,null,0,0,{"$f":"MAX(MIN(Z$40*IF($Z$37=\"Solar\",$AM4020,1),$AO4020-SUM($Y4020:Y4020)),0)","v":22.324416895475913},{"$f":"MAX(MIN(AA$40,$AO4020-SUM($Y4020:Z4020)),0)","v":0},{"$f":"MAX(MIN(AB$40,$AO4020-SUM($Y4020:AA4020)),0)","v":0},{"$f":"MAX(MIN(AC$40,$AO4020-SUM($Y4020:AB4020)),0)","v":0},{"$f":"MAX(MIN(AD$40,$AO4020-SUM($Y4020:AC4020)),0)","v":0},{"$f":"MAX(MIN(AE$40,$AO4020-SUM($Y4020:AD4020)),0)","v":0},{"$f":"MAX(MIN(AF$40,$AO4020-SUM($Y4020:AE4020)),0)","v":0},{"$f":"MAX(MIN(AG$40,$AO4020-SUM($Y4020:AF4020)),0)","v":0},{"$f":"MAX(MIN(AH$40,$AO4020-SUM($Y4020:AG4020)),0)","v":0},{"$f":"MAX(MIN(AI$40,$AO4020-SUM($Y4020:AH4020)),0)","v":0},22.324416895475913,0,{"$f":"INDEX(Demand!$C3986:$H3986,,$AM$13)","v":2.8081729235998658E-5},{"$f":"INDEX(Demand!$K3986:$P3986,,$AM$13)","v":0.60268798412465763},7.2407045009784738,22.324416895475913,15.083712394497441,7.4809726684700442,7.602739726027397,3974,3974,7540,44.498812249636366,44.498812249636366,0,0,0,0,0,0,0,0,0,7.6027397260273979,0]
[null,null,null,null,null,null,null,null,null,null,null,null,null,null,null,null,null,null,null,null,null,null,null,0,0,{"$f":"MAX(MIN(Z$40*IF($Z$37=\"Solar\",$AM4037,1),$AO4037-SUM($Y4037:Y4037)),0)","v":22.061215914695389},{"$f":"MAX(MIN(AA$40,$AO4037-SUM($Y4037:Z4037)),0)","v":0},{"$f":"MAX(MIN(AB$40,$AO4037-SUM($Y4037:AA4037)),0)","v":0},{"$f":"MAX(MIN(AC$40,$AO4037-SUM($Y4037:AB4037)),0)","v":0},{"$f":"MAX(MIN(AD$40,$AO4037-SUM($Y4037:AC4037)),0)","v":0},{"$f":"MAX(MIN(AE$40,$AO4037-SUM($Y4037:AD4037)),0)","v":0},{"$f":"MAX(MIN(AF$40,$AO4037-SUM($Y4037:AE4037)),0)","v":0},{"$f":"MAX(MIN(AG$40,$AO4037-SUM($Y4037:AF4037)),0)","v":0},{"$f":"MAX(MIN(AH$40,$AO4037-SUM($Y4037:AG4037)),0)","v":0},{"$f":"MAX(MIN(AI$40,$AO4037-SUM($Y4037:AH4037)),0)","v":0},22.061215914695389,0,{"$f":"INDEX(Demand!$C4003:$H4003,,$AM$13)","v":2.7093737566402084E-5},{"$f":"INDEX(Demand!$K4003:$P4003,,$AM$13)","v":0.27070390456754351},7.2407045009784738,22.061215914695389,14.820511413716913,7.2177716876895159,7.602739726027397,3991,3991,2762,44.330516968221524,44.330516968221524,0,0,0,0,0,0,0,0,0,7.6027397260273979,0]
[null,null,null,null,null,null,null,null,null,null,null,null,null,null,null,null,null,null,null,null,null,null,null,0,0,{"$f":"MAX(MIN(Z$40*IF($Z$37=\"Solar\",$AM4053,1),$AO4053-SUM($Y4053:Y4053)),0)","v":21.841892029749456},{"$f":"MAX(MIN(AA$40,$AO4053-SUM($Y4053:Z4053)),0)","v":0},{"$f":"MAX(MIN(AB$40,$AO4053-SUM($Y4053:AA4053)),0)","v":0},{"$f":"MAX(MIN(AC$40,$AO4053-SUM($Y4053:AB4053)),0)","v":0},{"$f":"MAX(MIN(AD$40,$AO4053-SUM($Y4053:AC4053)),0)","v":0},{"$f":"MAX(MIN(AE$40,$AO4053-SUM($Y4053:AD4053)),0)","v":0},{"$f":"MAX(MIN(AF$40,$AO4053-SUM($Y4053:AE4053)),0)","v":0},{"$f":"MAX(MIN(AG$40,$AO4053-SUM($Y4053:AF4053)),0)","v":0},{"$f":"MAX(MIN(AH$40,$AO4053-SUM($Y4053:AG4053)),0)","v":0},{"$f":"MAX(MIN(AI$40,$AO4053-SUM($Y4053:AH4053)),0)","v":0},21.841892029749456,0,{"$f":"INDEX(Demand!$C4019:$H4019,,$AM$13)","v":2.6270449709998445E-5},{"$f":"INDEX(Demand!$K4019:$P4019,,$AM$13)","v":0},7.2407045009784738,21.841892029749456,14.601187528770982,6.998447802743585,7.602739726027397,4007,4007,2770,44.160664543156152,44.160664543156152,0,0,0,0,0,0,0,0,0,7.6027397260273979,0]
[null,null,null,null,null,null,null,null,null,null,null,null,null,null,null,null,null,null,null,null,null,null,null,0,0,{"$f":"MAX(MIN(Z$40*IF($Z$37=\"Solar\",$AM4072,1),$AO4072-SUM($Y4072:Y4072)),0)","v":21.585257392175027},{"$f":"MAX(MIN(AA$40,$AO4072-SUM($Y4072:Z4072)),0)","v":0},{"$f":"MAX(MIN(AB$40,$AO4072-SUM($Y4072:AA4072)),0)","v":0},{"$f":"MAX(MIN(AC$40,$AO4072-SUM($Y4072:AB4072)),0)","v":0},{"$f":"MAX(MIN(AD$40,$AO4072-SUM($Y4072:AC4072)),0)","v":0},{"$f":"MAX(MIN(AE$40,$AO4072-SUM($Y4072:AD4072)),0)","v":0},{"$f":"MAX(MIN(AF$40,$AO4072-SUM($Y4072:AE4072)),0)","v":0},{"$f":"MAX(MIN(AG$40,$AO4072-SUM($Y4072:AF4072)),0)","v":0},{"$f":"MAX(MIN(AH$40,$AO4072-SUM($Y4072:AG4072)),0)","v":0},{"$f":"MAX(MIN(AI$40,$AO4072-SUM($Y4072:AH4072)),0)","v":0},21.585257392175027,0,{"$f":"INDEX(Demand!$C4038:$H4038,,$AM$13)","v":2.5307106475860189E-5},{"$f":"INDEX(Demand!$K4038:$P4038,,$AM$13)","v":0},7.2407045009784738,21.585257392175027,14.344552891196553,6.7418131651691562,7.602739726027397,4026,4026,7514,43.96886232068583,43.96886232068583,0,0,0,0,0,0,0,0,0,7.6027397260273979,0]
[null,null,null,null,null,null,null,null,null,null,null,null,null,null,null,null,null,null,null,null,null,null,null,0,0,{"$f":"MAX(MIN(Z$40*IF($Z$37=\"Solar\",$AM4089,1),$AO4089-SUM($Y4089:Y4089)),0)","v":21.338712996517138},{"$f":"MAX(MIN(AA$40,$AO4089-SUM($Y4089:Z4089)),0)","v":0},{"$f":"MAX(MIN(AB$40,$AO4089-SUM($Y4089:AA4089)),0)","v":0},{"$f":"MAX(MIN(AC$40,$AO4089-SUM($Y4089:AB4089)),0)","v":0},{"$f":"MAX(MIN(AD$40,$AO4089-SUM($Y4089:AC4089)),0)","v":0},{"$f":"MAX(MIN(AE$40,$AO4089-SUM($Y4089:AD4089)),0)","v":0},{"$f":"MAX(MIN(AF$40,$AO4089-SUM($Y4089:AE4089)),0)","v":0},{"$f":"MAX(MIN(AG$40,$AO4089-SUM($Y4089:AF4089)),0)","v":0},{"$f":"MAX(MIN(AH$40,$AO4089-SUM($Y4089:AG4089)),0)","v":0},{"$f":"MAX(MIN(AI$40,$AO4089-SUM($Y4089:AH4089)),0)","v":0},21.338712996517138,0,{"$f":"INDEX(Demand!$C4055:$H4055,,$AM$13)","v":2.4381639525192446E-5},{"$f":"INDEX(Demand!$K4055:$P4055,,$AM$13)","v":0.89628034411608859},7.2407045009784738,21.338712996517138,14.098008495538666,6.4952687695112692,7.602739726027397,4043,4043,2788,43.805641710376989,43.805641710376989,0,0,0,0,0,0,0,0,0,7.6027397260273979,0]
[null,null,null,null,null,null,null,null,null,null,null,null,null,null,null,null,null,null,null,null,null,null,null,0,0,{"$f":"MAX(MIN(Z$40*IF($Z$37=\"Solar\",$AM4104,1),$AO4104-SUM($Y4104:Y4104)),0)","v":21.161685413363298},{"$f":"MAX(MIN(AA$40,$AO4104-SUM($Y4104:Z4104)),0)","v":0},{"$f":"MAX(MIN(AB$40,$AO4104-SUM($Y4104:AA4104)),0)","v":0},{"$f":"MAX(MIN(AC$40,$AO4104-SUM($Y4104:AB4104)),0)","v":0},{"$f":"MAX(MIN(AD$40,$AO4104-SUM($Y4104:AC4104)),0)","v":0},{"$f":"MAX(MIN(AE$40,$AO4104-SUM($Y4104:AD4104)),0)","v":0},{"$f":"MAX(MIN(AF$40,$AO4104-SUM($Y4104:AE4104)),0)","v":0},{"$f":"MAX(MIN(AG$40,$AO4104-SUM($Y4104:AF4104)),0)","v":0},{"$f":"MAX(MIN(AH$40,$AO4104-SUM($Y4104:AG4104)),0)","v":0},{"$f":"MAX(MIN(AI$40,$AO4104-SUM($Y4104:AH4104)),0)","v":0},21.161685413363298,0,{"$f":"INDEX(Demand!$C4070:$H4070,,$AM$13)","v":2.3717121570410751E-5},{"$f":"INDEX(Demand!$K4070:$P4070,,$AM$13)","v":0},7.2407045009784738,21.161685413363298,13.920980912384824,6.3182411863574268,7.602739726027397,4058,4058,7498,43.640732132354884,43.640732132354884,0,0,0,0,0,0,0,0,0,7.6027397260273979,0]
[null,null,null,null,null,null,null,null,null,null,null,null,null,null,null,null,null,null,null,null,null,null,null,0,0,{"$f":"MAX(MIN(Z$40*IF($Z$37=\"Solar\",$AM4124,1),$AO4124-SUM($Y4124:Y4124)),0)","v":20.868193777914556},{"$f":"MAX(MIN(AA$40,$AO4124-SUM($Y4124:Z4124)),0)","v":0},{"$f":"MAX(MIN(AB$40,$AO4124-SUM($Y4124:AA4124)),0)","v":0},{"$f":"MAX(MIN(AC$40,$AO4124-SUM($Y4124:AB4124)),0)","v":0},{"$f":"MAX(MIN(AD$40,$AO4124-SUM($Y4124:AC4124)),0)","v":0},{"$f":"MAX(MIN(AE$40,$AO4124-SUM($Y4124:AD4124)),0)","v":0},{"$f":"MAX(MIN(AF$40,$AO4124-SUM($Y4124:AE4124)),0)","v":0},{"$f":"MAX(MIN(AG$40,$AO4124-SUM($Y4124:AF4124)),0)","v":0},{"$f":"MAX(MIN(AH$40,$AO4124-SUM($Y4124:AG4124)),0)","v":0},{"$f":"MAX(MIN(AI$40,$AO4124-SUM($Y4124:AH4124)),0)","v":0},20.868193777914556,0,{"$f":"INDEX(Demand!$C4090:$H4090,,$AM$13)","v":2.2615426242149713E-5},{"$f":"INDEX(Demand!$K4090:$P4090,,$AM$13)","v":0},7.2407045009784738,20.868193777914556,13.627489276936082,6.0247495509086848,7.602739726027397,4078,4078,7488,43.500028894568146,43.500028894568146,0,0,0,0,0,0,0,0,0,7.6027397260273979,0]
[null,null,null,null,null,null,null,null,null,null,null,null,null,null,null,null,null,null,null,null,null,null,null,0,0,{"$f":"MAX(MIN(Z$40*IF($Z$37=\"Solar\",$AM4137,1),$AO4137-SUM($Y4137:Y4137)),0)","v":20.710317346094659},{"$f":"MAX(MIN(AA$40,$AO4137-SUM($Y4137:Z4137)),0)","v":0},{"$f":"MAX(MIN(AB$40,$AO4137-SUM($Y4137:AA4137)),0)","v":0},{"$f":"MAX(MIN(AC$40,$AO4137-SUM($Y4137:AB4137)),0)","v":0},{"$f":"MAX(MIN(AD$40,$AO4137-SUM($Y4137:AC4137)),0)","v":0},{"$f":"MAX(MIN(AE$40,$AO4137-SUM($Y4137:AD4137)),0)","v":0},{"$f":"MAX(MIN(AF$40,$AO4137-SUM($Y4137:AE4137)),0)","v":0},{"$f":"MAX(MIN(AG$40,$AO4137-SUM($Y4137:AF4137)),0)","v":0},{"$f":"MAX(MIN(AH$40,$AO4137-SUM($Y4137:AG4137)),0)","v":0},{"$f":"MAX(MIN(AI$40,$AO4137-SUM($Y4137:AH4137)),0)","v":0},20.710317346094659,0,{"$f":"INDEX(Demand!$C4103:$H4103,,$AM$13)","v":2.2022796993576536E-5},{"$f":"INDEX(Demand!$K4103:$P4103,,$AM$13)","v":0.87617683868712737},7.2407045009784738,20.710317346094659,13.469612845116185,5.8668731190887877,7.602739726027397,4091,4091,2812,43.377373945964557,43.377373945964557,0,0,0,0,0,0,0,0,0,7.6027397260273979,0]
[null,null,null,null,null,null,null,null,null,null,null,null,null,null,null,null,null,null,null,null,null,null,null,0,0,{"$f":"MAX(MIN(Z$40*IF($Z$37=\"Solar\",$AM4159,1),$AO4159-SUM($Y4159:Y4159)),0)","v":20.431156806322161},{"$f":"MAX(MIN(AA$40,$AO4159-SUM($Y4159:Z4159)),0)","v":0},{"$f":"MAX(MIN(AB$40,$AO4159-SUM($Y4159:AA4159)),0)","v":0},{"$f":"MAX(MIN(AC$40,$AO4159-SUM($Y4159:AB4159)),0)","v":0},{"$f":"MAX(MIN(AD$40,$AO4159-SUM($Y4159:AC4159)),0)","v":0},{"$f":"MAX(MIN(AE$40,$AO4159-SUM($Y4159:AD4159)),0)","v":0},{"$f":"MAX(MIN(AF$40,$AO4159-SUM($Y4159:AE4159)),0)","v":0},{"$f":"MAX(MIN(AG$40,$AO4159-SUM($Y4159:AF4159)),0)","v":0},{"$f":"MAX(MIN(AH$40,$AO4159-SUM($Y4159:AG4159)),0)","v":0},{"$f":"MAX(MIN(AI$40,$AO4159-SUM($Y4159:AH4159)),0)","v":0},20.431156806322161,0,{"$f":"INDEX(Demand!$C4125:$H4125,,$AM$13)","v":2.0974897069505589E-5},{"$f":"INDEX(Demand!$K4125:$P4125,,$AM$13)","v":0.63783247454645908},7.2407045009784738,20.431156806322161,13.190452305343687,5.5877125793162898,7.602739726027397,4113,4113,2823,43.140489607848593,43.140489607848593,0,0,0,0,0,0,0,0,0,7.6027397260273979,0]
[null,null,null,null,null,null,null,null,null,null,null,null,null,null,null,null,null,null,null,null,null,null,null,0,0,{"$f":"MAX(MIN(Z$40*IF($Z$37=\"Solar\",$AM4176,1),$AO4176-SUM($Y4176:Y4176)),0)","v":20.293327245652602},{"$f":"MAX(MIN(AA$40,$AO4176-SUM($Y4176:Z4176)),0)","v":0},{"$f":"MAX(MIN(AB$40,$AO4176-SUM($Y4176:AA4176)),0)","v":0},{"$f":"MAX(MIN(AC$40,$AO4176-SUM($Y4176:AB4176)),0)","v":0},{"$f":"MAX(MIN(AD$40,$AO4176-SUM($Y4176:AC4176)),0)","v":0},{"$f":"MAX(MIN(AE$40,$AO4176-SUM($Y4176:AD4176)),0)","v":0},{"$f":"MAX(MIN(AF$40,$AO4176-SUM($Y4176:AE4176)),0)","v":0},{"$f":"MAX(MIN(AG$40,$AO4176-SUM($Y4176:AF4176)),0)","v":0},{"$f":"MAX(MIN(AH$40,$AO4176-SUM($Y4176:AG4176)),0)","v":0},{"$f":"MAX(MIN(AI$40,$AO4176-SUM($Y4176:AH4176)),0)","v":0},20.293327245652602,0,{"$f":"INDEX(Demand!$C4142:$H4142,,$AM$13)","v":2.0457518838764009E-5},{"$f":"INDEX(Demand!$K4142:$P4142,,$AM$13)","v":0},7.2407045009784738,20.293327245652602,13.052622744674128,5.4498830186467311,7.602739726027397,4130,4130,7462,42.999810276119263,42.999810276119263,0,0,0,0,0,0,0,0,0,7.6027397260273979,0]
[null,null,null,null,null,null,null,null,null,null,null,null,null,null,null,null,null,null,null,null,null,null,null,0,0,{"$f":"MAX(MIN(Z$40*IF($Z$37=\"Solar\",$AM4187,1),$AO4187-SUM($Y4187:Y4187)),0)","v":20.193607347512305},{"$f":"MAX(MIN(AA$40,$AO4187-SUM($Y4187:Z4187)),0)","v":0},{"$f":"MAX(MIN(AB$40,$AO4187-SUM($Y4187:AA4187)),0)","v":0},{"$f":"MAX(MIN(AC$40,$AO4187-SUM($Y4187:AB4187)),0)","v":0},{"$f":"MAX(MIN(AD$40,$AO4187-SUM($Y4187:AC4187)),0)","v":0},{"$f":"MAX(MIN(AE$40,$AO4187-SUM($Y4187:AD4187)),0)","v":0},{"$f":"MAX(MIN(AF$40,$AO4187-SUM($Y4187:AE4187)),0)","v":0},{"$f":"MAX(MIN(AG$40,$AO4187-SUM($Y4187:AF4187)),0)","v":0},{"$f":"MAX(MIN(AH$40,$AO4187-SUM($Y4187:AG4187)),0)","v":0},{"$f":"MAX(MIN(AI$40,$AO4187-SUM($Y4187:AH4187)),0)","v":0},20.193607347512305,0,{"$f":"INDEX(Demand!$C4153:$H4153,,$AM$13)","v":2.0083194896795924E-5},{"$f":"INDEX(Demand!$K4153:$P4153,,$AM$13)","v":0.73986086525126571},7.2407045009784738,20.193607347512305,12.952902846533833,5.3501631205064362,7.602739726027397,4141,4141,2837,42.811100164868577,42.811100164868577,0,0,0,0,0,0,0,0,0,7.6027397260273979,0]
[null,null,null,null,null,null,null,null,null,null,null,null,null,null,null,null,null,null,null,null,null,null,null,0,0,{"$f":"MAX(MIN(Z$40*IF($Z$37=\"Solar\",$AM4211,1),$AO4211-SUM($Y4211:Y4211)),0)","v":19.952152822922386},{"$f":"MAX(MIN(AA$40,$AO4211-SUM($Y4211:Z4211)),0)","v":0},{"$f":"MAX(MIN(AB$40,$AO4211-SUM($Y4211:AA4211)),0)","v":0},{"$f":"MAX(MIN(AC$40,$AO4211-SUM($Y4211:AB4211)),0)","v":0},{"$f":"MAX(MIN(AD$40,$AO4211-SUM($Y4211:AC4211)),0)","v":0},{"$f":"MAX(MIN(AE$40,$AO4211-SUM($Y4211:AD4211)),0)","v":0},{"$f":"MAX(MIN(AF$40,$AO4211-SUM($Y4211:AE4211)),0)","v":0},{"$f":"MAX(MIN(AG$40,$AO4211-SUM($Y4211:AF4211)),0)","v":0},{"$f":"MAX(MIN(AH$40,$AO4211-SUM($Y4211:AG4211)),0)","v":0},{"$f":"MAX(MIN(AI$40,$AO4211-SUM($Y4211:AH4211)),0)","v":0},19.952152822922386,0,{"$f":"INDEX(Demand!$C4177:$H4177,,$AM$13)","v":1.9176834068755686E-5},{"$f":"INDEX(Demand!$K4177:$P4177,,$AM$13)","v":0.70215692685841868},7.2407045009784738,19.952152822922386,12.711448321943914,5.108708595916517,7.602739726027397,4165,4165,2849,42.576546365697951,42.576546365697951,0,0,0,0,0,0,0,0,0,7.6027397260273979,0]
[null,null,null,null,null,null,null,null,null,null,null,null,null,null,null,null,null,null,null,null,null,null,null,0,0,{"$f":"MAX(MIN(Z$40*IF($Z$37=\"Solar\",$AM4228,1),$AO4228-SUM($Y4228:Y4228)),0)","v":19.807909357722959},{"$f":"MAX(MIN(AA$40,$AO4228-SUM($Y4228:Z4228)),0)","v":0},{"$f":"MAX(MIN(AB$40,$AO4228-SUM($Y4228:AA4228)),0)","v":0},{"$f":"MAX(MIN(AC$40,$AO4228-SUM($Y4228:AB4228)),0)","v":0},{"$f":"MAX(MIN(AD$40,$AO4228-SUM($Y4228:AC4228)),0)","v":0},{"$f":"MAX(MIN(AE$40,$AO4228-SUM($Y4228:AD4228)),0)","v":0},{"$f":"MAX(MIN(AF$40,$AO4228-SUM($Y4228:AE4228)),0)","v":0},{"$f":"MAX(MIN(AG$40,$AO4228-SUM($Y4228:AF4228)),0)","v":0},{"$f":"MAX(MIN(AH$40,$AO4228-SUM($Y4228:AG4228)),0)","v":0},{"$f":"MAX(MIN(AI$40,$AO4228-SUM($Y4228:AH4228)),0)","v":0},19.807909357722959,0,{"$f":"INDEX(Demand!$C4194:$H4194,,$AM$13)","v":1.8635379619808882E-5},{"$f":"INDEX(Demand!$K4194:$P4194,,$AM$13)","v":0},7.2407045009784738,19.807909357722959,12.567204856744485,4.9644651307170884,7.602739726027397,4182,4182,7436,42.426474871856449,42.426474871856449,0,0,0,0,0,0,0,0,0,7.6027397260273979,0]
[null,null,null,null,null,null,null,null,null,null,null,null,null,null,null,null,null,null,null,null,null,null,null,0,0,{"$f":"MAX(MIN(Z$40*IF($Z$37=\"Solar\",$AM4238,1),$AO4238-SUM($Y4238:Y4238)),0)","v":19.714745533723985},{"$f":"MAX(MIN(AA$40,$AO4238-SUM($Y4238:Z4238)),0)","v":0},{"$f":"MAX(MIN(AB$40,$AO4238-SUM($Y4238:AA4238)),0)","v":0},{"$f":"MAX(MIN(AC$40,$AO4238-SUM($Y4238:AB4238)),0)","v":0},{"$f":"MAX(MIN(AD$40,$AO4238-SUM($Y4238:AC4238)),0)","v":0},{"$f":"MAX(MIN(AE$40,$AO4238-SUM($Y4238:AD4238)),0)","v":0},{"$f":"MAX(MIN(AF$40,$AO4238-SUM($Y4238:AE4238)),0)","v":0},{"$f":"MAX(MIN(AG$40,$AO4238-SUM($Y4238:AF4238)),0)","v":0},{"$f":"MAX(MIN(AH$40,$AO4238-SUM($Y4238:AG4238)),0)","v":0},{"$f":"MAX(MIN(AI$40,$AO4238-SUM($Y4238:AH4238)),0)","v":0},19.714745533723985,0,{"$f":"INDEX(Demand!$C4204:$H4204,,$AM$13)","v":1.828566556575869E-5},{"$f":"INDEX(Demand!$K4204:$P4204,,$AM$13)","v":0.22524269655320167},7.2407045009784738,19.714745533723985,12.474041032745513,4.8713013067181157,7.602739726027397,4192,4192,7431,42.356975788672365,42.356975788672365,0,0,0,0,0,0,0,0,0,7.6027397260273979,0]
[null,null,null,null,null,null,null,null,null,null,null,null,null,null,null,null,null,null,null,null,null,null,null,0,0,{"$f":"MAX(MIN(Z$40*IF($Z$37=\"Solar\",$AM4263,1),$AO4263-SUM($Y4263:Y4263)),0)","v":19.435949914098337},{"$f":"MAX(MIN(AA$40,$AO4263-SUM($Y4263:Z4263)),0)","v":0},{"$f":"MAX(MIN(AB$40,$AO4263-SUM($Y4263:AA4263)),0)","v":0},{"$f":"MAX(MIN(AC$40,$AO4263-SUM($Y4263:AB4263)),0)","v":0},{"$f":"MAX(MIN(AD$40,$AO4263-SUM($Y4263:AC4263)),0)","v":0},{"$f":"MAX(MIN(AE$40,$AO4263-SUM($Y4263:AD4263)),0)","v":0},{"$f":"MAX(MIN(AF$40,$AO4263-SUM($Y4263:AE4263)),0)","v":0},{"$f":"MAX(MIN(AG$40,$AO4263-SUM($Y4263:AF4263)),0)","v":0},{"$f":"MAX(MIN(AH$40,$AO4263-SUM($Y4263:AG4263)),0)","v":0},{"$f":"MAX(MIN(AI$40,$AO4263-SUM($Y4263:AH4263)),0)","v":0},19.435949914098337,0,{"$f":"INDEX(Demand!$C4229:$H4229,,$AM$13)","v":1.7239135462058802E-5},{"$f":"INDEX(Demand!$K4229:$P4229,,$AM$13)","v":1.3293344307765164E-2},7.2407045009784738,19.435949914098337,12.195245413119862,4.5925056870924648,7.602739726027397,4217,4217,2875,42.175269838779741,42.175269838779741,0,0,0,0,0,0,0,0,0,7.6027397260273979,0]
[null,null,null,null,null,null,null,null,null,null,null,null,null,null,null,null,null,null,null,null,null,null,null,{"$f":"IF(MOD(ROW(),1000)=ROW($Y$46),(ROW()-ROW($Y$46)),0)","v":0},0,{"$f":"MAX(MIN(Z$40*IF($Z$37=\"Solar\",$AM4271,1),$AO4271-SUM($Y4271:Y4271)),0)","v":19.359283631571},{"$f":"MAX(MIN(AA$40,$AO4271-SUM($Y4271:Z4271)),0)","v":0},{"$f":"MAX(MIN(AB$40,$AO4271-SUM($Y4271:AA4271)),0)","v":0},{"$f":"MAX(MIN(AC$40,$AO4271-SUM($Y4271:AB4271)),0)","v":0},{"$f":"MAX(MIN(AD$40,$AO4271-SUM($Y4271:AC4271)),0)","v":0},{"$f":"MAX(MIN(AE$40,$AO4271-SUM($Y4271:AD4271)),0)","v":0},{"$f":"MAX(MIN(AF$40,$AO4271-SUM($Y4271:AE4271)),0)","v":0},{"$f":"MAX(MIN(AG$40,$AO4271-SUM($Y4271:AF4271)),0)","v":0},{"$f":"MAX(MIN(AH$40,$AO4271-SUM($Y4271:AG4271)),0)","v":0},{"$f":"MAX(MIN(AI$40,$AO4271-SUM($Y4271:AH4271)),0)","v":0},19.359283631571,0,{"$f":"INDEX(Demand!$C4237:$H4237,,$AM$13)","v":1.6951349116235467E-5},{"$f":"INDEX(Demand!$K4237:$P4237,,$AM$13)","v":0},{"$f":"IF(AP4271>0,Centralised_GWh*Support_thousand/(1-Centralised_HeatLoss)*Centralised_HeatLoss/BaseLoadHours,0)","v":7.2407045009784738},19.359283631571,{"$f":"Centralised_GWh*Support_thousand*((1-Centralised_WWDemand)*AL4271+Centralised_WWDemand/8760)","v":12.118579130592526},4.5158394045651287,{"$f":"Centralised_GWh*Support_thousand*Centralised_WWDemand/8760","v":7.602739726027397},4225,{"$f":"_xlfn.RANK.EQ(AV4271,$AV$47:$AV$8806)","v":4225},7415,42.130467858455553,42.130467858455553,0,0,0,0,0,0,0,0,0,{"$f":"Centralised_GWh*Support_thousand*(Centralised_WWDemand/8760)","v":7.6027397260273979},0]
[null,null,null,null,null,null,null,null,null,null,null,null,null,null,null,null,null,null,null,null,null,null,null,0,0,{"$f":"MAX(MIN(Z$40*IF($Z$37=\"Solar\",$AM4282,1),$AO4282-SUM($Y4282:Y4282)),0)","v":19.280940889029644},{"$f":"MAX(MIN(AA$40,$AO4282-SUM($Y4282:Z4282)),0)","v":0},{"$f":"MAX(MIN(AB$40,$AO4282-SUM($Y4282:AA4282)),0)","v":0},{"$f":"MAX(MIN(AC$40,$AO4282-SUM($Y4282:AB4282)),0)","v":0},{"$f":"MAX(MIN(AD$40,$AO4282-SUM($Y4282:AC4282)),0)","v":0},{"$f":"MAX(MIN(AE$40,$AO4282-SUM($Y4282:AD4282)),0)","v":0},{"$f":"MAX(MIN(AF$40,$AO4282-SUM($Y4282:AE4282)),0)","v":0},{"$f":"MAX(MIN(AG$40,$AO4282-SUM($Y4282:AF4282)),0)","v":0},{"$f":"MAX(MIN(AH$40,$AO4282-SUM($Y4282:AG4282)),0)","v":0},{"$f":"MAX(MIN(AI$40,$AO4282-SUM($Y4282:AH4282)),0)","v":0},19.280940889029644,0,{"$f":"INDEX(Demand!$C4248:$H4248,,$AM$13)","v":1.665726975234149E-5},{"$f":"INDEX(Demand!$K4248:$P4248,,$AM$13)","v":0.45369879694670256},7.2407045009784738,19.280940889029644,12.04023638805117,4.437496662023773,7.602739726027397,4236,4236,7409,42.082196100735786,42.082196100735786,0,0,0,0,0,0,0,0,0,7.6027397260273979,0]
[null,null,null,null,null,null,null,null,null,null,null,null,null,null,null,null,null,null,null,null,null,null,null,0,0,{"$f":"MAX(MIN(Z$40*IF($Z$37=\"Solar\",$AM4299,1),$AO4299-SUM($Y4299:Y4299)),0)","v":19.047372954151399},{"$f":"MAX(MIN(AA$40,$AO4299-SUM($Y4299:Z4299)),0)","v":0},{"$f":"MAX(MIN(AB$40,$AO4299-SUM($Y4299:AA4299)),0)","v":0},{"$f":"MAX(MIN(AC$40,$AO4299-SUM($Y4299:AB4299)),0)","v":0},{"$f":"MAX(MIN(AD$40,$AO4299-SUM($Y4299:AC4299)),0)","v":0},{"$f":"MAX(MIN(AE$40,$AO4299-SUM($Y4299:AD4299)),0)","v":0},{"$f":"MAX(MIN(AF$40,$AO4299-SUM($Y4299:AE4299)),0)","v":0},{"$f":"MAX(MIN(AG$40,$AO4299-SUM($Y4299:AF4299)),0)","v":0},{"$f":"MAX(MIN(AH$40,$AO4299-SUM($Y4299:AG4299)),0)","v":0},{"$f":"MAX(MIN(AI$40,$AO4299-SUM($Y4299:AH4299)),0)","v":0},19.047372954151399,0,{"$f":"INDEX(Demand!$C4265:$H4265,,$AM$13)","v":1.5780513240035769E-5},{"$f":"INDEX(Demand!$K4265:$P4265,,$AM$13)","v":0},7.2407045009784738,19.047372954151399,11.806668453172927,4.2039287271455299,7.602739726027397,4253,4253,2893,41.981650606189369,41.981650606189369,0,0,0,0,0,0,0,0,0,7.6027397260273979,0]
[null,null,null,null,null,null,null,null,null,null,null,null,null,null,null,null,null,null,null,null,null,null,null,0,0,{"$f":"MAX(MIN(Z$40*IF($Z$37=\"Solar\",$AM4321,1),$AO4321-SUM($Y4321:Y4321)),0)","v":18.849495611290742},{"$f":"MAX(MIN(AA$40,$AO4321-SUM($Y4321:Z4321)),0)","v":0},{"$f":"MAX(MIN(AB$40,$AO4321-SUM($Y4321:AA4321)),0)","v":0},{"$f":"MAX(MIN(AC$40,$AO4321-SUM($Y4321:AB4321)),0)","v":0},{"$f":"MAX(MIN(AD$40,$AO4321-SUM($Y4321:AC4321)),0)","v":0},{"$f":"MAX(MIN(AE$40,$AO4321-SUM($Y4321:AD4321)),0)","v":0},{"$f":"MAX(MIN(AF$40,$AO4321-SUM($Y4321:AE4321)),0)","v":0},{"$f":"MAX(MIN(AG$40,$AO4321-SUM($Y4321:AF4321)),0)","v":0},{"$f":"MAX(MIN(AH$40,$AO4321-SUM($Y4321:AG4321)),0)","v":0},{"$f":"MAX(MIN(AI$40,$AO4321-SUM($Y4321:AH4321)),0)","v":0},18.849495611290742,0,{"$f":"INDEX(Demand!$C4287:$H4287,,$AM$13)","v":1.503773042148976E-5},{"$f":"INDEX(Demand!$K4287:$P4287,,$AM$13)","v":0},7.2407045009784738,18.849495611290742,11.60879111031227,4.0060513842848726,7.602739726027397,4275,4275,7390,41.79566993954267,41.79566993954267,0,0,0,0,0,0,0,0,0,7.6027397260273979,0]
[null,null,null,null,null,null,null,null,null,null,null,null,null,null,null,null,null,null,null,null,null,null,null,0,0,{"$f":"MAX(MIN(Z$40*IF($Z$37=\"Solar\",$AM4334,1),$AO4334-SUM($Y4334:Y4334)),0)","v":18.74559883479192},{"$f":"MAX(MIN(AA$40,$AO4334-SUM($Y4334:Z4334)),0)","v":0},{"$f":"MAX(MIN(AB$40,$AO4334-SUM($Y4334:AA4334)),0)","v":0},{"$f":"MAX(MIN(AC$40,$AO4334-SUM($Y4334:AB4334)),0)","v":0},{"$f":"MAX(MIN(AD$40,$AO4334-SUM($Y4334:AC4334)),0)","v":0},{"$f":"MAX(MIN(AE$40,$AO4334-SUM($Y4334:AD4334)),0)","v":0},{"$f":"MAX(MIN(AF$40,$AO4334-SUM($Y4334:AE4334)),0)","v":0},{"$f":"MAX(MIN(AG$40,$AO4334-SUM($Y4334:AF4334)),0)","v":0},{"$f":"MAX(MIN(AH$40,$AO4334-SUM($Y4334:AG4334)),0)","v":0},{"$f":"MAX(MIN(AI$40,$AO4334-SUM($Y4334:AH4334)),0)","v":0},18.74559883479192,0,{"$f":"INDEX(Demand!$C4300:$H4300,,$AM$13)","v":1.4647727506704377E-5},{"$f":"INDEX(Demand!$K4300:$P4300,,$AM$13)","v":0.24594378234544662},7.2407045009784738,18.74559883479192,11.504894333813445,3.9021546077860476,7.602739726027397,4288,4288,7383,41.6753557211836,41.6753557211836,0,0,0,0,0,0,0,0,0,7.6027397260273979,0]
[null,null,null,null,null,null,null,null,null,null,null,null,null,null,null,null,null,null,null,null,null,null,null,0,0,{"$f":"MAX(MIN(Z$40*IF($Z$37=\"Solar\",$AM4351,1),$AO4351-SUM($Y4351:Y4351)),0)","v":18.602492926480974},{"$f":"MAX(MIN(AA$40,$AO4351-SUM($Y4351:Z4351)),0)","v":0},{"$f":"MAX(MIN(AB$40,$AO4351-SUM($Y4351:AA4351)),0)","v":0},{"$f":"MAX(MIN(AC$40,$AO4351-SUM($Y4351:AB4351)),0)","v":0},{"$f":"MAX(MIN(AD$40,$AO4351-SUM($Y4351:AC4351)),0)","v":0},{"$f":"MAX(MIN(AE$40,$AO4351-SUM($Y4351:AD4351)),0)","v":0},{"$f":"MAX(MIN(AF$40,$AO4351-SUM($Y4351:AE4351)),0)","v":0},{"$f":"MAX(MIN(AG$40,$AO4351-SUM($Y4351:AF4351)),0)","v":0},{"$f":"MAX(MIN(AH$40,$AO4351-SUM($Y4351:AG4351)),0)","v":0},{"$f":"MAX(MIN(AI$40,$AO4351-SUM($Y4351:AH4351)),0)","v":0},18.602492926480974,0,{"$f":"INDEX(Demand!$C4317:$H4317,,$AM$13)","v":1.4110543166197828E-5},{"$f":"INDEX(Demand!$K4317:$P4317,,$AM$13)","v":0.68377851191214467},7.2407045009784738,18.602492926480974,11.3617884255025,3.7590486994751027,7.602739726027397,4305,4305,2919,41.55048041285535,41.55048041285535,0,0,0,0,0,0,0,0,0,7.6027397260273979,0]
[null,null,null,null,null,null,null,null,null,null,null,null,null,null,null,null,null,null,null,null,null,null,null,0,0,{"$f":"MAX(MIN(Z$40*IF($Z$37=\"Solar\",$AM4372,1),$AO4372-SUM($Y4372:Y4372)),0)","v":18.43763244026696},{"$f":"MAX(MIN(AA$40,$AO4372-SUM($Y4372:Z4372)),0)","v":0},{"$f":"MAX(MIN(AB$40,$AO4372-SUM($Y4372:AA4372)),0)","v":0},{"$f":"MAX(MIN(AC$40,$AO4372-SUM($Y4372:AB4372)),0)","v":0},{"$f":"MAX(MIN(AD$40,$AO4372-SUM($Y4372:AC4372)),0)","v":0},{"$f":"MAX(MIN(AE$40,$AO4372-SUM($Y4372:AD4372)),0)","v":0},{"$f":"MAX(MIN(AF$40,$AO4372-SUM($Y4372:AE4372)),0)","v":0},{"$f":"MAX(MIN(AG$40,$AO4372-SUM($Y4372:AF4372)),0)","v":0},{"$f":"MAX(MIN(AH$40,$AO4372-SUM($Y4372:AG4372)),0)","v":0},{"$f":"MAX(MIN(AI$40,$AO4372-SUM($Y4372:AH4372)),0)","v":0},18.43763244026696,0,{"$f":"INDEX(Demand!$C4338:$H4338,,$AM$13)","v":1.3491697497226302E-5},{"$f":"INDEX(Demand!$K4338:$P4338,,$AM$13)","v":2.2550202388066442E-5},7.2407045009784738,18.43763244026696,11.196927939288484,3.594188213261087,7.602739726027397,4326,4326,7364,41.391553810986018,41.391553810986018,0,0,0,0,0,0,0,0,0,7.6027397260273979,0]
[null,null,null,null,null,null,null,null,null,null,null,null,null,null,null,null,null,null,null,null,null,null,null,0,0,{"$f":"MAX(MIN(Z$40*IF($Z$37=\"Solar\",$AM4386,1),$AO4386-SUM($Y4386:Y4386)),0)","v":18.302466478629146},{"$f":"MAX(MIN(AA$40,$AO4386-SUM($Y4386:Z4386)),0)","v":0},{"$f":"MAX(MIN(AB$40,$AO4386-SUM($Y4386:AA4386)),0)","v":0},{"$f":"MAX(MIN(AC$40,$AO4386-SUM($Y4386:AB4386)),0)","v":0},{"$f":"MAX(MIN(AD$40,$AO4386-SUM($Y4386:AC4386)),0)","v":0},{"$f":"MAX(MIN(AE$40,$AO4386-SUM($Y4386:AD4386)),0)","v":0},{"$f":"MAX(MIN(AF$40,$AO4386-SUM($Y4386:AE4386)),0)","v":0},{"$f":"MAX(MIN(AG$40,$AO4386-SUM($Y4386:AF4386)),0)","v":0},{"$f":"MAX(MIN(AH$40,$AO4386-SUM($Y4386:AG4386)),0)","v":0},{"$f":"MAX(MIN(AI$40,$AO4386-SUM($Y4386:AH4386)),0)","v":0},18.302466478629146,0,{"$f":"INDEX(Demand!$C4352:$H4352,,$AM$13)","v":1.2984317761348633E-5},{"$f":"INDEX(Demand!$K4352:$P4352,,$AM$13)","v":0},7.2407045009784738,18.302466478629146,11.061761977650672,3.4590222516232751,7.602739726027397,4340,4340,7357,41.248137461641669,41.248137461641669,0,0,0,0,0,0,0,0,0,7.6027397260273979,0]
[null,null,null,null,null,null,null,null,null,null,null,null,null,null,null,null,null,null,null,null,null,null,null,0,0,{"$f":"MAX(MIN(Z$40*IF($Z$37=\"Solar\",$AM4403,1),$AO4403-SUM($Y4403:Y4403)),0)","v":18.116549268457725},{"$f":"MAX(MIN(AA$40,$AO4403-SUM($Y4403:Z4403)),0)","v":0},{"$f":"MAX(MIN(AB$40,$AO4403-SUM($Y4403:AA4403)),0)","v":0},{"$f":"MAX(MIN(AC$40,$AO4403-SUM($Y4403:AB4403)),0)","v":0},{"$f":"MAX(MIN(AD$40,$AO4403-SUM($Y4403:AC4403)),0)","v":0},{"$f":"MAX(MIN(AE$40,$AO4403-SUM($Y4403:AD4403)),0)","v":0},{"$f":"MAX(MIN(AF$40,$AO4403-SUM($Y4403:AE4403)),0)","v":0},{"$f":"MAX(MIN(AG$40,$AO4403-SUM($Y4403:AF4403)),0)","v":0},{"$f":"MAX(MIN(AH$40,$AO4403-SUM($Y4403:AG4403)),0)","v":0},{"$f":"MAX(MIN(AI$40,$AO4403-SUM($Y4403:AH4403)),0)","v":0},18.116549268457725,0,{"$f":"INDEX(Demand!$C4369:$H4369,,$AM$13)","v":1.2286430335780227E-5},{"$f":"INDEX(Demand!$K4369:$P4369,,$AM$13)","v":0.77940264513874036},7.2407045009784738,18.116549268457725,10.875844767479251,3.2731050414518537,7.602739726027397,4357,4357,2945,41.120979590282332,41.120979590282332,0,0,0,0,0,0,0,0,0,7.6027397260273979,0]
[null,null,null,null,null,null,null,null,null,null,null,null,null,null,null,null,null,null,null,null,null,null,null,0,0,{"$f":"MAX(MIN(Z$40*IF($Z$37=\"Solar\",$AM4422,1),$AO4422-SUM($Y4422:Y4422)),0)","v":17.966538971547592},{"$f":"MAX(MIN(AA$40,$AO4422-SUM($Y4422:Z4422)),0)","v":0},{"$f":"MAX(MIN(AB$40,$AO4422-SUM($Y4422:AA4422)),0)","v":0},{"$f":"MAX(MIN(AC$40,$AO4422-SUM($Y4422:AB4422)),0)","v":0},{"$f":"MAX(MIN(AD$40,$AO4422-SUM($Y4422:AC4422)),0)","v":0},{"$f":"MAX(MIN(AE$40,$AO4422-SUM($Y4422:AD4422)),0)","v":0},{"$f":"MAX(MIN(AF$40,$AO4422-SUM($Y4422:AE4422)),0)","v":0},{"$f":"MAX(MIN(AG$40,$AO4422-SUM($Y4422:AF4422)),0)","v":0},{"$f":"MAX(MIN(AH$40,$AO4422-SUM($Y4422:AG4422)),0)","v":0},{"$f":"MAX(MIN(AI$40,$AO4422-SUM($Y4422:AH4422)),0)","v":0},17.966538971547592,0,{"$f":"INDEX(Demand!$C4388:$H4388,,$AM$13)","v":1.1723328620652106E-5},{"$f":"INDEX(Demand!$K4388:$P4388,,$AM$13)","v":0.51667023711537818},7.2407045009784738,17.966538971547592,10.72583447056912,3.1230947445417234,7.602739726027397,4376,4376,7339,40.945024305945267,40.945024305945267,0,0,0,0,0,0,0,0,0,7.6027397260273979,0]
[null,null,null,null,null,null,null,null,null,null,null,null,null,null,null,null,null,null,null,null,null,null,null,0,0,{"$f":"MAX(MIN(Z$40*IF($Z$37=\"Solar\",$AM4438,1),$AO4438-SUM($Y4438:Y4438)),0)","v":17.819328939546509},{"$f":"MAX(MIN(AA$40,$AO4438-SUM($Y4438:Z4438)),0)","v":0},{"$f":"MAX(MIN(AB$40,$AO4438-SUM($Y4438:AA4438)),0)","v":0},{"$f":"MAX(MIN(AC$40,$AO4438-SUM($Y4438:AB4438)),0)","v":0},{"$f":"MAX(MIN(AD$40,$AO4438-SUM($Y4438:AC4438)),0)","v":0},{"$f":"MAX(MIN(AE$40,$AO4438-SUM($Y4438:AD4438)),0)","v":0},{"$f":"MAX(MIN(AF$40,$AO4438-SUM($Y4438:AE4438)),0)","v":0},{"$f":"MAX(MIN(AG$40,$AO4438-SUM($Y4438:AF4438)),0)","v":0},{"$f":"MAX(MIN(AH$40,$AO4438-SUM($Y4438:AG4438)),0)","v":0},{"$f":"MAX(MIN(AI$40,$AO4438-SUM($Y4438:AH4438)),0)","v":0},17.819328939546509,0,{"$f":"INDEX(Demand!$C4404:$H4404,,$AM$13)","v":1.1170738410437828E-5},{"$f":"INDEX(Demand!$K4404:$P4404,,$AM$13)","v":0},7.2407045009784738,17.819328939546509,10.578624438568033,2.975884712540636,7.602739726027397,4392,4392,7331,40.825685916213459,40.825685916213459,0,0,0,0,0,0,0,0,0,7.6027397260273979,0]
[null,null,null,null,null,null,null,null,null,null,null,null,null,null,null,null,null,null,null,null,null,null,null,0,0,{"$f":"MAX(MIN(Z$40*IF($Z$37=\"Solar\",$AM4456,1),$AO4456-SUM($Y4456:Y4456)),0)","v":17.621615935084598},{"$f":"MAX(MIN(AA$40,$AO4456-SUM($Y4456:Z4456)),0)","v":0},{"$f":"MAX(MIN(AB$40,$AO4456-SUM($Y4456:AA4456)),0)","v":0},{"$f":"MAX(MIN(AC$40,$AO4456-SUM($Y4456:AB4456)),0)","v":0},{"$f":"MAX(MIN(AD$40,$AO4456-SUM($Y4456:AC4456)),0)","v":0},{"$f":"MAX(MIN(AE$40,$AO4456-SUM($Y4456:AD4456)),0)","v":0},{"$f":"MAX(MIN(AF$40,$AO4456-SUM($Y4456:AE4456)),0)","v":0},{"$f":"MAX(MIN(AG$40,$AO4456-SUM($Y4456:AF4456)),0)","v":0},{"$f":"MAX(MIN(AH$40,$AO4456-SUM($Y4456:AG4456)),0)","v":0},{"$f":"MAX(MIN(AI$40,$AO4456-SUM($Y4456:AH4456)),0)","v":0},17.621615935084598,0,{"$f":"INDEX(Demand!$C4422:$H4422,,$AM$13)","v":1.0428572477773002E-5},{"$f":"INDEX(Demand!$K4422:$P4422,,$AM$13)","v":0},7.2407045009784738,17.621615935084598,10.380911434106126,2.7781717080787294,7.602739726027397,4410,4410,7322,40.672195142514802,40.672195142514802,0,0,0,0,0,0,0,0,0,7.6027397260273979,0]
[null,null,null,null,null,null,null,null,null,null,null,null,null,null,null,null,null,null,null,null,null,null,null,0,0,{"$f":"MAX(MIN(Z$40*IF($Z$37=\"Solar\",$AM4473,1),$AO4473-SUM($Y4473:Y4473)),0)","v":17.497865482467358},{"$f":"MAX(MIN(AA$40,$AO4473-SUM($Y4473:Z4473)),0)","v":0},{"$f":"MAX(MIN(AB$40,$AO4473-SUM($Y4473:AA4473)),0)","v":0},{"$f":"MAX(MIN(AC$40,$AO4473-SUM($Y4473:AB4473)),0)","v":0},{"$f":"MAX(MIN(AD$40,$AO4473-SUM($Y4473:AC4473)),0)","v":0},{"$f":"MAX(MIN(AE$40,$AO4473-SUM($Y4473:AD4473)),0)","v":0},{"$f":"MAX(MIN(AF$40,$AO4473-SUM($Y4473:AE4473)),0)","v":0},{"$f":"MAX(MIN(AG$40,$AO4473-SUM($Y4473:AF4473)),0)","v":0},{"$f":"MAX(MIN(AH$40,$AO4473-SUM($Y4473:AG4473)),0)","v":0},{"$f":"MAX(MIN(AI$40,$AO4473-SUM($Y4473:AH4473)),0)","v":0},17.497865482467358,0,{"$f":"INDEX(Demand!$C4439:$H4439,,$AM$13)","v":9.9640437517323038E-6},{"$f":"INDEX(Demand!$K4439:$P4439,,$AM$13)","v":0.92718539648893372},7.2407045009784738,17.497865482467358,10.257160981488884,2.6544212554614868,7.602739726027397,4427,4427,2980,40.46258376748991,40.46258376748991,0,0,0,0,0,0,0,0,0,7.6027397260273979,0]
[null,null,null,null,null,null,null,null,null,null,null,null,null,null,null,null,null,null,null,null,null,null,null,0,0,{"$f":"MAX(MIN(Z$40*IF($Z$37=\"Solar\",$AM4490,1),$AO4490-SUM($Y4490:Y4490)),0)","v":17.336725391653069},{"$f":"MAX(MIN(AA$40,$AO4490-SUM($Y4490:Z4490)),0)","v":0},{"$f":"MAX(MIN(AB$40,$AO4490-SUM($Y4490:AA4490)),0)","v":0},{"$f":"MAX(MIN(AC$40,$AO4490-SUM($Y4490:AB4490)),0)","v":0},{"$f":"MAX(MIN(AD$40,$AO4490-SUM($Y4490:AC4490)),0)","v":0},{"$f":"MAX(MIN(AE$40,$AO4490-SUM($Y4490:AD4490)),0)","v":0},{"$f":"MAX(MIN(AF$40,$AO4490-SUM($Y4490:AE4490)),0)","v":0},{"$f":"MAX(MIN(AG$40,$AO4490-SUM($Y4490:AF4490)),0)","v":0},{"$f":"MAX(MIN(AH$40,$AO4490-SUM($Y4490:AG4490)),0)","v":0},{"$f":"MAX(MIN(AI$40,$AO4490-SUM($Y4490:AH4490)),0)","v":0},17.336725391653069,0,{"$f":"INDEX(Demand!$C4456:$H4456,,$AM$13)","v":9.3591635309579533E-6},{"$f":"INDEX(Demand!$K4456:$P4456,,$AM$13)","v":0},7.2407045009784738,17.336725391653069,10.096020890674597,2.4932811646471995,7.602739726027397,4444,4444,7305,40.349509023563733,40.349509023563733,0,0,0,0,0,0,0,0,0,7.6027397260273979,0]
[null,null,null,null,null,null,null,null,null,null,null,null,null,null,null,null,null,null,null,null,null,null,null,0,0,{"$f":"MAX(MIN(Z$40*IF($Z$37=\"Solar\",$AM4506,1),$AO4506-SUM($Y4506:Y4506)),0)","v":17.16571443944418},{"$f":"MAX(MIN(AA$40,$AO4506-SUM($Y4506:Z4506)),0)","v":0},{"$f":"MAX(MIN(AB$40,$AO4506-SUM($Y4506:AA4506)),0)","v":0},{"$f":"MAX(MIN(AC$40,$AO4506-SUM($Y4506:AB4506)),0)","v":0},{"$f":"MAX(MIN(AD$40,$AO4506-SUM($Y4506:AC4506)),0)","v":0},{"$f":"MAX(MIN(AE$40,$AO4506-SUM($Y4506:AD4506)),0)","v":0},{"$f":"MAX(MIN(AF$40,$AO4506-SUM($Y4506:AE4506)),0)","v":0},{"$f":"MAX(MIN(AG$40,$AO4506-SUM($Y4506:AF4506)),0)","v":0},{"$f":"MAX(MIN(AH$40,$AO4506-SUM($Y4506:AG4506)),0)","v":0},{"$f":"MAX(MIN(AI$40,$AO4506-SUM($Y4506:AH4506)),0)","v":0},17.16571443944418,0,{"$f":"INDEX(Demand!$C4472:$H4472,,$AM$13)","v":8.7172305271708216E-6},{"$f":"INDEX(Demand!$K4472:$P4472,,$AM$13)","v":0},7.2407045009784738,17.16571443944418,9.9250099384657045,2.3222702124383074,7.602739726027397,4460,4460,7297,40.219130335549245,40.219130335549245,0,0,0,0,0,0,0,0,0,7.6027397260273979,0]
[null,null,null,null,null,null,null,null,null,null,null,null,null,null,null,null,null,null,null,null,null,null,null,0,0,{"$f":"MAX(MIN(Z$40*IF($Z$37=\"Solar\",$AM4525,1),$AO4525-SUM($Y4525:Y4525)),0)","v":16.957444942159178},{"$f":"MAX(MIN(AA$40,$AO4525-SUM($Y4525:Z4525)),0)","v":0},{"$f":"MAX(MIN(AB$40,$AO4525-SUM($Y4525:AA4525)),0)","v":0},{"$f":"MAX(MIN(AC$40,$AO4525-SUM($Y4525:AB4525)),0)","v":0},{"$f":"MAX(MIN(AD$40,$AO4525-SUM($Y4525:AC4525)),0)","v":0},{"$f":"MAX(MIN(AE$40,$AO4525-SUM($Y4525:AD4525)),0)","v":0},{"$f":"MAX(MIN(AF$40,$AO4525-SUM($Y4525:AE4525)),0)","v":0},{"$f":"MAX(MIN(AG$40,$AO4525-SUM($Y4525:AF4525)),0)","v":0},{"$f":"MAX(MIN(AH$40,$AO4525-SUM($Y4525:AG4525)),0)","v":0},{"$f":"MAX(MIN(AI$40,$AO4525-SUM($Y4525:AH4525)),0)","v":0},16.957444942159178,0,{"$f":"INDEX(Demand!$C4491:$H4491,,$AM$13)","v":7.9354381199448468E-6},{"$f":"INDEX(Demand!$K4491:$P4491,,$AM$13)","v":0.50827028672582353},7.2407045009784738,16.957444942159178,9.7167404411807041,2.1140007151533071,7.602739726027397,4479,4479,3006,40.097117859265865,40.097117859265865,0,0,0,0,0,0,0,0,0,7.6027397260273979,0]
[null,null,null,null,null,null,null,null,null,null,null,null,null,null,null,null,null,null,null,null,null,null,null,0,0,{"$f":"MAX(MIN(Z$40*IF($Z$37=\"Solar\",$AM4542,1),$AO4542-SUM($Y4542:Y4542)),0)","v":16.786874075415689},{"$f":"MAX(MIN(AA$40,$AO4542-SUM($Y4542:Z4542)),0)","v":0},{"$f":"MAX(MIN(AB$40,$AO4542-SUM($Y4542:AA4542)),0)","v":0},{"$f":"MAX(MIN(AC$40,$AO4542-SUM($Y4542:AB4542)),0)","v":0},{"$f":"MAX(MIN(AD$40,$AO4542-SUM($Y4542:AC4542)),0)","v":0},{"$f":"MAX(MIN(AE$40,$AO4542-SUM($Y4542:AD4542)),0)","v":0},{"$f":"MAX(MIN(AF$40,$AO4542-SUM($Y4542:AE4542)),0)","v":0},{"$f":"MAX(MIN(AG$40,$AO4542-SUM($Y4542:AF4542)),0)","v":0},{"$f":"MAX(MIN(AH$40,$AO4542-SUM($Y4542:AG4542)),0)","v":0},{"$f":"MAX(MIN(AI$40,$AO4542-SUM($Y4542:AH4542)),0)","v":0},16.786874075415689,0,{"$f":"INDEX(Demand!$C4508:$H4508,,$AM$13)","v":7.2951570886254333E-6},{"$f":"INDEX(Demand!$K4508:$P4508,,$AM$13)","v":0.52811446482732194},7.2407045009784738,16.786874075415689,9.5461695744372133,1.9434298484098163,7.602739726027397,4496,4496,7279,39.921927678912276,39.921927678912276,0,0,0,0,0,0,0,0,0,7.6027397260273979,0]
[null,null,null,null,null,null,null,null,null,null,null,null,null,null,null,null,null,null,null,null,null,null,null,0,0,{"$f":"MAX(MIN(Z$40*IF($Z$37=\"Solar\",$AM4556,1),$AO4556-SUM($Y4556:Y4556)),0)","v":16.653546362731678},{"$f":"MAX(MIN(AA$40,$AO4556-SUM($Y4556:Z4556)),0)","v":0},{"$f":"MAX(MIN(AB$40,$AO4556-SUM($Y4556:AA4556)),0)","v":0},{"$f":"MAX(MIN(AC$40,$AO4556-SUM($Y4556:AB4556)),0)","v":0},{"$f":"MAX(MIN(AD$40,$AO4556-SUM($Y4556:AC4556)),0)","v":0},{"$f":"MAX(MIN(AE$40,$AO4556-SUM($Y4556:AD4556)),0)","v":0},{"$f":"MAX(MIN(AF$40,$AO4556-SUM($Y4556:AE4556)),0)","v":0},{"$f":"MAX(MIN(AG$40,$AO4556-SUM($Y4556:AF4556)),0)","v":0},{"$f":"MAX(MIN(AH$40,$AO4556-SUM($Y4556:AG4556)),0)","v":0},{"$f":"MAX(MIN(AI$40,$AO4556-SUM($Y4556:AH4556)),0)","v":0},16.653546362731678,0,{"$f":"INDEX(Demand!$C4522:$H4522,,$AM$13)","v":6.794677686658431E-6},{"$f":"INDEX(Demand!$K4522:$P4522,,$AM$13)","v":0},7.2407045009784738,16.653546362731678,9.4128418617532041,1.8101021357258071,7.602739726027397,4510,4510,7272,39.811716942884296,39.811716942884296,0,0,0,0,0,0,0,0,0,7.6027397260273979,0]
[null,null,null,null,null,null,null,null,null,null,null,null,null,null,null,null,null,null,null,null,null,null,null,0,0,{"$f":"MAX(MIN(Z$40*IF($Z$37=\"Solar\",$AM4561,1),$AO4561-SUM($Y4561:Y4561)),0)","v":16.592300847277272},{"$f":"MAX(MIN(AA$40,$AO4561-SUM($Y4561:Z4561)),0)","v":0},{"$f":"MAX(MIN(AB$40,$AO4561-SUM($Y4561:AA4561)),0)","v":0},{"$f":"MAX(MIN(AC$40,$AO4561-SUM($Y4561:AB4561)),0)","v":0},{"$f":"MAX(MIN(AD$40,$AO4561-SUM($Y4561:AC4561)),0)","v":0},{"$f":"MAX(MIN(AE$40,$AO4561-SUM($Y4561:AD4561)),0)","v":0},{"$f":"MAX(MIN(AF$40,$AO4561-SUM($Y4561:AE4561)),0)","v":0},{"$f":"MAX(MIN(AG$40,$AO4561-SUM($Y4561:AF4561)),0)","v":0},{"$f":"MAX(MIN(AH$40,$AO4561-SUM($Y4561:AG4561)),0)","v":0},{"$f":"MAX(MIN(AI$40,$AO4561-SUM($Y4561:AH4561)),0)","v":0},16.592300847277272,0,{"$f":"INDEX(Demand!$C4527:$H4527,,$AM$13)","v":6.5647771031208833E-6},{"$f":"INDEX(Demand!$K4527:$P4527,,$AM$13)","v":0},7.2407045009784738,16.592300847277272,9.3515963462988001,1.7488566202714031,7.602739726027397,4515,4515,3024,39.765236185851798,39.765236185851798,0,0,0,0,0,0,0,0,0,7.6027397260273979,0]
[null,null,null,null,null,null,null,null,null,null,null,null,null,null,null,null,null,null,null,null,null,null,null,0,0,{"$f":"MAX(MIN(Z$40*IF($Z$37=\"Solar\",$AM4590,1),$AO4590-SUM($Y4590:Y4590)),0)","v":16.340470902706294},{"$f":"MAX(MIN(AA$40,$AO4590-SUM($Y4590:Z4590)),0)","v":0},{"$f":"MAX(MIN(AB$40,$AO4590-SUM($Y4590:AA4590)),0)","v":0},{"$f":"MAX(MIN(AC$40,$AO4590-SUM($Y4590:AB4590)),0)","v":0},{"$f":"MAX(MIN(AD$40,$AO4590-SUM($Y4590:AC4590)),0)","v":0},{"$f":"MAX(MIN(AE$40,$AO4590-SUM($Y4590:AD4590)),0)","v":0},{"$f":"MAX(MIN(AF$40,$AO4590-SUM($Y4590:AE4590)),0)","v":0},{"$f":"MAX(MIN(AG$40,$AO4590-SUM($Y4590:AF4590)),0)","v":0},{"$f":"MAX(MIN(AH$40,$AO4590-SUM($Y4590:AG4590)),0)","v":0},{"$f":"MAX(MIN(AI$40,$AO4590-SUM($Y4590:AH4590)),0)","v":0},16.340470902706294,0,{"$f":"INDEX(Demand!$C4556:$H4556,,$AM$13)","v":5.619469503379969E-6},{"$f":"INDEX(Demand!$K4556:$P4556,,$AM$13)","v":0.46192962081834699},7.2407045009784738,16.340470902706294,9.0997664017278215,1.4970266757004245,7.602739726027397,4544,4544,7255,39.485900415340126,39.485900415340126,0,0,0,0,0,0,0,0,0,7.6027397260273979,0]
[null,null,null,null,null,null,null,null,null,null,null,null,null,null,null,null,null,null,null,null,null,null,null,0,0,{"$f":"MAX(MIN(Z$40*IF($Z$37=\"Solar\",$AM4596,1),$AO4596-SUM($Y4596:Y4596)),0)","v":16.296910439089167},{"$f":"MAX(MIN(AA$40,$AO4596-SUM($Y4596:Z4596)),0)","v":0},{"$f":"MAX(MIN(AB$40,$AO4596-SUM($Y4596:AA4596)),0)","v":0},{"$f":"MAX(MIN(AC$40,$AO4596-SUM($Y4596:AB4596)),0)","v":0},{"$f":"MAX(MIN(AD$40,$AO4596-SUM($Y4596:AC4596)),0)","v":0},{"$f":"MAX(MIN(AE$40,$AO4596-SUM($Y4596:AD4596)),0)","v":0},{"$f":"MAX(MIN(AF$40,$AO4596-SUM($Y4596:AE4596)),0)","v":0},{"$f":"MAX(MIN(AG$40,$AO4596-SUM($Y4596:AF4596)),0)","v":0},{"$f":"MAX(MIN(AH$40,$AO4596-SUM($Y4596:AG4596)),0)","v":0},{"$f":"MAX(MIN(AI$40,$AO4596-SUM($Y4596:AH4596)),0)","v":0},16.296910439089167,0,{"$f":"INDEX(Demand!$C4562:$H4562,,$AM$13)","v":5.4559542495619186E-6},{"$f":"INDEX(Demand!$K4562:$P4562,,$AM$13)","v":0.59150308374017679},7.2407045009784738,16.296910439089167,9.0562059381106934,1.4534662120832964,7.602739726027397,4550,4550,7252,39.429643353568878,39.429643353568878,0,0,0,0,0,0,0,0,0,7.6027397260273979,0]
[null,null,null,null,null,null,null,null,null,null,null,null,null,null,null,null,null,null,null,null,null,null,null,0,0,{"$f":"MAX(MIN(Z$40*IF($Z$37=\"Solar\",$AM4613,1),$AO4613-SUM($Y4613:Y4613)),0)","v":16.109308110081038},{"$f":"MAX(MIN(AA$40,$AO4613-SUM($Y4613:Z4613)),0)","v":0},{"$f":"MAX(MIN(AB$40,$AO4613-SUM($Y4613:AA4613)),0)","v":0},{"$f":"MAX(MIN(AC$40,$AO4613-SUM($Y4613:AB4613)),0)","v":0},{"$f":"MAX(MIN(AD$40,$AO4613-SUM($Y4613:AC4613)),0)","v":0},{"$f":"MAX(MIN(AE$40,$AO4613-SUM($Y4613:AD4613)),0)","v":0},{"$f":"MAX(MIN(AF$40,$AO4613-SUM($Y4613:AE4613)),0)","v":0},{"$f":"MAX(MIN(AG$40,$AO4613-SUM($Y4613:AF4613)),0)","v":0},{"$f":"MAX(MIN(AH$40,$AO4613-SUM($Y4613:AG4613)),0)","v":0},{"$f":"MAX(MIN(AI$40,$AO4613-SUM($Y4613:AH4613)),0)","v":0},16.109308110081038,0,{"$f":"INDEX(Demand!$C4579:$H4579,,$AM$13)","v":4.7517413028347127E-6},{"$f":"INDEX(Demand!$K4579:$P4579,,$AM$13)","v":0.29231827355650525},7.2407045009784738,16.109308110081038,8.868603609102566,1.2658638830751689,7.602739726027397,4567,4567,3050,39.208217258311024,39.208217258311024,0,0,0,0,0,0,0,0,0,7.6027397260273979,0]
[null,null,null,null,null,null,null,null,null,null,null,null,null,null,null,null,null,null,null,null,null,null,null,0,0,{"$f":"MAX(MIN(Z$40*IF($Z$37=\"Solar\",$AM4640,1),$AO4640-SUM($Y4640:Y4640)),0)","v":15.809367681987112},{"$f":"MAX(MIN(AA$40,$AO4640-SUM($Y4640:Z4640)),0)","v":0},{"$f":"MAX(MIN(AB$40,$AO4640-SUM($Y4640:AA4640)),0)","v":0},{"$f":"MAX(MIN(AC$40,$AO4640-SUM($Y4640:AB4640)),0)","v":0},{"$f":"MAX(MIN(AD$40,$AO4640-SUM($Y4640:AC4640)),0)","v":0},{"$f":"MAX(MIN(AE$40,$AO4640-SUM($Y4640:AD4640)),0)","v":0},{"$f":"MAX(MIN(AF$40,$AO4640-SUM($Y4640:AE4640)),0)","v":0},{"$f":"MAX(MIN(AG$40,$AO4640-SUM($Y4640:AF4640)),0)","v":0},{"$f":"MAX(MIN(AH$40,$AO4640-SUM($Y4640:AG4640)),0)","v":0},{"$f":"MAX(MIN(AI$40,$AO4640-SUM($Y4640:AH4640)),0)","v":0},15.809367681987112,0,{"$f":"INDEX(Demand!$C4606:$H4606,,$AM$13)","v":3.625838794974624E-6},{"$f":"INDEX(Demand!$K4606:$P4606,,$AM$13)","v":0.86648025166025877},7.2407045009784738,15.809367681987112,8.5686631810086382,0.96592345498124121,7.602739726027397,4594,4594,7230,38.942869392861908,38.942869392861908,0,0,0,0,0,0,0,0,0,7.6027397260273979,0]
[null,null,null,null,null,null,null,null,null,null,null,null,null,null,null,null,null,null,null,null,null,null,null,0,0,{"$f":"MAX(MIN(Z$40*IF($Z$37=\"Solar\",$AM4648,1),$AO4648-SUM($Y4648:Y4648)),0)","v":15.749074912057955},{"$f":"MAX(MIN(AA$40,$AO4648-SUM($Y4648:Z4648)),0)","v":0},{"$f":"MAX(MIN(AB$40,$AO4648-SUM($Y4648:AA4648)),0)","v":0},{"$f":"MAX(MIN(AC$40,$AO4648-SUM($Y4648:AB4648)),0)","v":0},{"$f":"MAX(MIN(AD$40,$AO4648-SUM($Y4648:AC4648)),0)","v":0},{"$f":"MAX(MIN(AE$40,$AO4648-SUM($Y4648:AD4648)),0)","v":0},{"$f":"MAX(MIN(AF$40,$AO4648-SUM($Y4648:AE4648)),0)","v":0},{"$f":"MAX(MIN(AG$40,$AO4648-SUM($Y4648:AF4648)),0)","v":0},{"$f":"MAX(MIN(AH$40,$AO4648-SUM($Y4648:AG4648)),0)","v":0},{"$f":"MAX(MIN(AI$40,$AO4648-SUM($Y4648:AH4648)),0)","v":0},15.749074912057955,0,{"$f":"INDEX(Demand!$C4614:$H4614,,$AM$13)","v":3.3995145835288411E-6},{"$f":"INDEX(Demand!$K4614:$P4614,,$AM$13)","v":0},7.2407045009784738,15.749074912057955,8.5083704110794809,0.90563068505208388,7.602739726027397,4602,4602,7226,38.885263042812255,38.885263042812255,0,0,0,0,0,0,0,0,0,7.6027397260273979,0]
[null,null,null,null,null,null,null,null,null,null,null,null,null,null,null,null,null,null,null,null,null,null,null,0,0,{"$f":"MAX(MIN(Z$40*IF($Z$37=\"Solar\",$AM4665,1),$AO4665-SUM($Y4665:Y4665)),0)","v":15.548501057719632},{"$f":"MAX(MIN(AA$40,$AO4665-SUM($Y4665:Z4665)),0)","v":0},{"$f":"MAX(MIN(AB$40,$AO4665-SUM($Y4665:AA4665)),0)","v":0},{"$f":"MAX(MIN(AC$40,$AO4665-SUM($Y4665:AB4665)),0)","v":0},{"$f":"MAX(MIN(AD$40,$AO4665-SUM($Y4665:AC4665)),0)","v":0},{"$f":"MAX(MIN(AE$40,$AO4665-SUM($Y4665:AD4665)),0)","v":0},{"$f":"MAX(MIN(AF$40,$AO4665-SUM($Y4665:AE4665)),0)","v":0},{"$f":"MAX(MIN(AG$40,$AO4665-SUM($Y4665:AF4665)),0)","v":0},{"$f":"MAX(MIN(AH$40,$AO4665-SUM($Y4665:AG4665)),0)","v":0},{"$f":"MAX(MIN(AI$40,$AO4665-SUM($Y4665:AH4665)),0)","v":0},15.548501057719632,0,{"$f":"INDEX(Demand!$C4631:$H4631,,$AM$13)","v":2.6466097249015026E-6},{"$f":"INDEX(Demand!$K4631:$P4631,,$AM$13)","v":0.86396590409398955},7.2407045009784738,15.548501057719632,8.3077965567411578,0.7050568307137608,7.602739726027397,4619,4619,3076,38.802473721732554,38.802473721732554,0,0,0,0,0,0,0,0,0,7.6027397260273979,0]
[null,null,null,null,null,null,null,null,null,null,null,null,null,null,null,null,null,null,null,null,null,null,null,0,0,{"$f":"MAX(MIN(Z$40*IF($Z$37=\"Solar\",$AM4690,1),$AO4690-SUM($Y4690:Y4690)),0)","v":15.287194598879351},{"$f":"MAX(MIN(AA$40,$AO4690-SUM($Y4690:Z4690)),0)","v":0},{"$f":"MAX(MIN(AB$40,$AO4690-SUM($Y4690:AA4690)),0)","v":0},{"$f":"MAX(MIN(AC$40,$AO4690-SUM($Y4690:AB4690)),0)","v":0},{"$f":"MAX(MIN(AD$40,$AO4690-SUM($Y4690:AC4690)),0)","v":0},{"$f":"MAX(MIN(AE$40,$AO4690-SUM($Y4690:AD4690)),0)","v":0},{"$f":"MAX(MIN(AF$40,$AO4690-SUM($Y4690:AE4690)),0)","v":0},{"$f":"MAX(MIN(AG$40,$AO4690-SUM($Y4690:AF4690)),0)","v":0},{"$f":"MAX(MIN(AH$40,$AO4690-SUM($Y4690:AG4690)),0)","v":0},{"$f":"MAX(MIN(AI$40,$AO4690-SUM($Y4690:AH4690)),0)","v":0},15.287194598879351,0,{"$f":"INDEX(Demand!$C4656:$H4656,,$AM$13)","v":1.6657296241496986E-6},{"$f":"INDEX(Demand!$K4656:$P4656,,$AM$13)","v":0.93501031671759294},7.2407045009784738,15.287194598879351,8.0464900979008771,0.4437503718734801,7.602739726027397,4644,4644,7205,38.613851296371806,38.613851296371806,0,0,0,0,0,0,0,0,0,7.6027397260273979,0]
[null,null,null,null,null,null,null,null,null,null,null,null,null,null,null,null,null,null,null,null,null,null,null,0,0,{"$f":"MAX(MIN(Z$40*IF($Z$37=\"Solar\",$AM4700,1),$AO4700-SUM($Y4700:Y4700)),0)","v":15.148775846171752},{"$f":"MAX(MIN(AA$40,$AO4700-SUM($Y4700:Z4700)),0)","v":0},{"$f":"MAX(MIN(AB$40,$AO4700-SUM($Y4700:AA4700)),0)","v":0},{"$f":"MAX(MIN(AC$40,$AO4700-SUM($Y4700:AB4700)),0)","v":0},{"$f":"MAX(MIN(AD$40,$AO4700-SUM($Y4700:AC4700)),0)","v":0},{"$f":"MAX(MIN(AE$40,$AO4700-SUM($Y4700:AD4700)),0)","v":0},{"$f":"MAX(MIN(AF$40,$AO4700-SUM($Y4700:AE4700)),0)","v":0},{"$f":"MAX(MIN(AG$40,$AO4700-SUM($Y4700:AF4700)),0)","v":0},{"$f":"MAX(MIN(AH$40,$AO4700-SUM($Y4700:AG4700)),0)","v":0},{"$f":"MAX(MIN(AI$40,$AO4700-SUM($Y4700:AH4700)),0)","v":0},15.148775846171752,0,{"$f":"INDEX(Demand!$C4666:$H4666,,$AM$13)","v":1.1461397115836325E-6},{"$f":"INDEX(Demand!$K4666:$P4666,,$AM$13)","v":0},7.2407045009784738,15.148775846171752,7.9080713451932771,0.30533161916588014,7.602739726027397,4654,4654,7200,38.522805594285245,38.522805594285245,0,0,0,0,0,0,0,0,0,7.6027397260273979,0]
[null,null,null,null,null,null,null,null,null,null,null,null,null,null,null,null,null,null,null,null,null,null,null,0,0,{"$f":"MAX(MIN(Z$40*IF($Z$37=\"Solar\",$AM4717,1),$AO4717-SUM($Y4717:Y4717)),0)","v":14.957932943018854},{"$f":"MAX(MIN(AA$40,$AO4717-SUM($Y4717:Z4717)),0)","v":0},{"$f":"MAX(MIN(AB$40,$AO4717-SUM($Y4717:AA4717)),0)","v":0},{"$f":"MAX(MIN(AC$40,$AO4717-SUM($Y4717:AB4717)),0)","v":0},{"$f":"MAX(MIN(AD$40,$AO4717-SUM($Y4717:AC4717)),0)","v":0},{"$f":"MAX(MIN(AE$40,$AO4717-SUM($Y4717:AD4717)),0)","v":0},{"$f":"MAX(MIN(AF$40,$AO4717-SUM($Y4717:AE4717)),0)","v":0},{"$f":"MAX(MIN(AG$40,$AO4717-SUM($Y4717:AF4717)),0)","v":0},{"$f":"MAX(MIN(AH$40,$AO4717-SUM($Y4717:AG4717)),0)","v":0},{"$f":"MAX(MIN(AI$40,$AO4717-SUM($Y4717:AH4717)),0)","v":0},14.957932943018854,0,{"$f":"INDEX(Demand!$C4683:$H4683,,$AM$13)","v":4.2976244749618008E-7},{"$f":"INDEX(Demand!$K4683:$P4683,,$AM$13)","v":0.45927997203774917},7.2407045009784738,14.957932943018854,7.7172284420403798,0.11448871601298283,7.602739726027397,4671,4671,3102,38.355164138939102,38.355164138939102,0,0,0,0,0,0,0,0,0,7.6027397260273979,0]
[null,null,null,null,null,null,null,null,null,null,null,null,null,null,null,null,null,null,null,null,null,null,null,0,0,{"$f":"MAX(MIN(Z$40*IF($Z$37=\"Solar\",$AM4723,1),$AO4723-SUM($Y4723:Y4723)),0)","v":14.923476744012948},{"$f":"MAX(MIN(AA$40,$AO4723-SUM($Y4723:Z4723)),0)","v":0},{"$f":"MAX(MIN(AB$40,$AO4723-SUM($Y4723:AA4723)),0)","v":0},{"$f":"MAX(MIN(AC$40,$AO4723-SUM($Y4723:AB4723)),0)","v":0},{"$f":"MAX(MIN(AD$40,$AO4723-SUM($Y4723:AC4723)),0)","v":0},{"$f":"MAX(MIN(AE$40,$AO4723-SUM($Y4723:AD4723)),0)","v":0},{"$f":"MAX(MIN(AF$40,$AO4723-SUM($Y4723:AE4723)),0)","v":0},{"$f":"MAX(MIN(AG$40,$AO4723-SUM($Y4723:AF4723)),0)","v":0},{"$f":"MAX(MIN(AH$40,$AO4723-SUM($Y4723:AG4723)),0)","v":0},{"$f":"MAX(MIN(AI$40,$AO4723-SUM($Y4723:AH4723)),0)","v":0},14.923476744012948,0,{"$f":"INDEX(Demand!$C4689:$H4689,,$AM$13)","v":3.0042236113767025E-7},{"$f":"INDEX(Demand!$K4689:$P4689,,$AM$13)","v":0},7.2407045009784738,14.923476744012948,7.6827722430344734,8.0032517007076365E-2,7.602739726027397,4677,4677,3105,38.274080150852839,38.274080150852839,0,0,0,0,0,0,0,0,0,7.6027397260273979,0]
[null,null,null,null,null,null,null,null,null,null,null,null,null,null,null,null,null,null,null,null,null,null,null,0,0,{"$f":"MAX(MIN(Z$40*IF($Z$37=\"Solar\",$AM4752,1),$AO4752-SUM($Y4752:Y4752)),0)","v":14.843444227005872},{"$f":"MAX(MIN(AA$40,$AO4752-SUM($Y4752:Z4752)),0)","v":0},{"$f":"MAX(MIN(AB$40,$AO4752-SUM($Y4752:AA4752)),0)","v":0},{"$f":"MAX(MIN(AC$40,$AO4752-SUM($Y4752:AB4752)),0)","v":0},{"$f":"MAX(MIN(AD$40,$AO4752-SUM($Y4752:AC4752)),0)","v":0},{"$f":"MAX(MIN(AE$40,$AO4752-SUM($Y4752:AD4752)),0)","v":0},{"$f":"MAX(MIN(AF$40,$AO4752-SUM($Y4752:AE4752)),0)","v":0},{"$f":"MAX(MIN(AG$40,$AO4752-SUM($Y4752:AF4752)),0)","v":0},{"$f":"MAX(MIN(AH$40,$AO4752-SUM($Y4752:AG4752)),0)","v":0},{"$f":"MAX(MIN(AI$40,$AO4752-SUM($Y4752:AH4752)),0)","v":0},14.843444227005872,0,{"$f":"INDEX(Demand!$C4718:$H4718,,$AM$13)","v":0},{"$f":"INDEX(Demand!$K4718:$P4718,,$AM$13)","v":0},7.2407045009784738,14.843444227005872,7.6027397260273979,0,7.602739726027397,4706,4706,7174,37.989660804749178,37.989660804749178,0,0,0,0,0,0,0,0,0,7.6027397260273979,0]
[null,null,null,null,null,null,null,null,null,null,null,null,null,null,null,null,null,null,null,null,null,null,null,0,0,{"$f":"MAX(MIN(Z$40*IF($Z$37=\"Solar\",$AM4757,1),$AO4757-SUM($Y4757:Y4757)),0)","v":14.843444227005872},{"$f":"MAX(MIN(AA$40,$AO4757-SUM($Y4757:Z4757)),0)","v":0},{"$f":"MAX(MIN(AB$40,$AO4757-SUM($Y4757:AA4757)),0)","v":0},{"$f":"MAX(MIN(AC$40,$AO4757-SUM($Y4757:AB4757)),0)","v":0},{"$f":"MAX(MIN(AD$40,$AO4757-SUM($Y4757:AC4757)),0)","v":0},{"$f":"MAX(MIN(AE$40,$AO4757-SUM($Y4757:AD4757)),0)","v":0},{"$f":"MAX(MIN(AF$40,$AO4757-SUM($Y4757:AE4757)),0)","v":0},{"$f":"MAX(MIN(AG$40,$AO4757-SUM($Y4757:AF4757)),0)","v":0},{"$f":"MAX(MIN(AH$40,$AO4757-SUM($Y4757:AG4757)),0)","v":0},{"$f":"MAX(MIN(AI$40,$AO4757-SUM($Y4757:AH4757)),0)","v":0},14.843444227005872,0,{"$f":"INDEX(Demand!$C4723:$H4723,,$AM$13)","v":0},{"$f":"INDEX(Demand!$K4723:$P4723,,$AM$13)","v":0.27693903552784388},7.2407045009784738,14.843444227005872,7.6027397260273979,0,7.602739726027397,4711,4711,7172,37.972217333614026,37.972217333614026,0,0,0,0,0,0,0,0,0,7.6027397260273979,0]
[null,null,null,null,null,null,null,null,null,null,null,null,null,null,null,null,null,null,null,null,null,null,null,0,0,{"$f":"MAX(MIN(Z$40*IF($Z$37=\"Solar\",$AM4787,1),$AO4787-SUM($Y4787:Y4787)),0)","v":14.843444227005872},{"$f":"MAX(MIN(AA$40,$AO4787-SUM($Y4787:Z4787)),0)","v":0},{"$f":"MAX(MIN(AB$40,$AO4787-SUM($Y4787:AA4787)),0)","v":0},{"$f":"MAX(MIN(AC$40,$AO4787-SUM($Y4787:AB4787)),0)","v":0},{"$f":"MAX(MIN(AD$40,$AO4787-SUM($Y4787:AC4787)),0)","v":0},{"$f":"MAX(MIN(AE$40,$AO4787-SUM($Y4787:AD4787)),0)","v":0},{"$f":"MAX(MIN(AF$40,$AO4787-SUM($Y4787:AE4787)),0)","v":0},{"$f":"MAX(MIN(AG$40,$AO4787-SUM($Y4787:AF4787)),0)","v":0},{"$f":"MAX(MIN(AH$40,$AO4787-SUM($Y4787:AG4787)),0)","v":0},{"$f":"MAX(MIN(AI$40,$AO4787-SUM($Y4787:AH4787)),0)","v":0},14.843444227005872,0,{"$f":"INDEX(Demand!$C4753:$H4753,,$AM$13)","v":0},{"$f":"INDEX(Demand!$K4753:$P4753,,$AM$13)","v":0.60994914929361499},7.2407045009784738,14.843444227005872,7.6027397260273979,0,7.602739726027397,4741,4741,3137,37.7076524042632,37.7076524042632,0,0,0,0,0,0,0,0,0,7.6027397260273979,0]
[null,null,null,null,null,null,null,null,null,null,null,null,null,null,null,null,null,null,null,null,null,null,null,0,0,{"$f":"MAX(MIN(Z$40*IF($Z$37=\"Solar\",$AM4804,1),$AO4804-SUM($Y4804:Y4804)),0)","v":14.843444227005872},{"$f":"MAX(MIN(AA$40,$AO4804-SUM($Y4804:Z4804)),0)","v":0},{"$f":"MAX(MIN(AB$40,$AO4804-SUM($Y4804:AA4804)),0)","v":0},{"$f":"MAX(MIN(AC$40,$AO4804-SUM($Y4804:AB4804)),0)","v":0},{"$f":"MAX(MIN(AD$40,$AO4804-SUM($Y4804:AC4804)),0)","v":0},{"$f":"MAX(MIN(AE$40,$AO4804-SUM($Y4804:AD4804)),0)","v":0},{"$f":"MAX(MIN(AF$40,$AO4804-SUM($Y4804:AE4804)),0)","v":0},{"$f":"MAX(MIN(AG$40,$AO4804-SUM($Y4804:AF4804)),0)","v":0},{"$f":"MAX(MIN(AH$40,$AO4804-SUM($Y4804:AG4804)),0)","v":0},{"$f":"MAX(MIN(AI$40,$AO4804-SUM($Y4804:AH4804)),0)","v":0},14.843444227005872,0,{"$f":"INDEX(Demand!$C4770:$H4770,,$AM$13)","v":0},{"$f":"INDEX(Demand!$K4770:$P4770,,$AM$13)","v":0},7.2407045009784738,14.843444227005872,7.6027397260273979,0,7.602739726027397,4758,4758,7148,37.471027035176867,37.471027035176867,0,0,0,0,0,0,0,0,0,7.6027397260273979,0]
[null,null,null,null,null,null,null,null,null,null,null,null,null,null,null,null,null,null,null,null,null,null,null,0,0,{"$f":"MAX(MIN(Z$40*IF($Z$37=\"Solar\",$AM4807,1),$AO4807-SUM($Y4807:Y4807)),0)","v":14.843444227005872},{"$f":"MAX(MIN(AA$40,$AO4807-SUM($Y4807:Z4807)),0)","v":0},{"$f":"MAX(MIN(AB$40,$AO4807-SUM($Y4807:AA4807)),0)","v":0},{"$f":"MAX(MIN(AC$40,$AO4807-SUM($Y4807:AB4807)),0)","v":0},{"$f":"MAX(MIN(AD$40,$AO4807-SUM($Y4807:AC4807)),0)","v":0},{"$f":"MAX(MIN(AE$40,$AO4807-SUM($Y4807:AD4807)),0)","v":0},{"$f":"MAX(MIN(AF$40,$AO4807-SUM($Y4807:AE4807)),0)","v":0},{"$f":"MAX(MIN(AG$40,$AO4807-SUM($Y4807:AF4807)),0)","v":0},{"$f":"MAX(MIN(AH$40,$AO4807-SUM($Y4807:AG4807)),0)","v":0},{"$f":"MAX(MIN(AI$40,$AO4807-SUM($Y4807:AH4807)),0)","v":0},14.843444227005872,0,{"$f":"INDEX(Demand!$C4773:$H4773,,$AM$13)","v":0},{"$f":"INDEX(Demand!$K4773:$P4773,,$AM$13)","v":0.67595359168348546},7.2407045009784738,14.843444227005872,7.6027397260273979,0,7.602739726027397,4761,4761,3147,37.435482945229438,37.435482945229438,0,0,0,0,0,0,0,0,0,7.6027397260273979,0]
[null,null,null,null,null,null,null,null,null,null,null,null,null,null,null,null,null,null,null,null,null,null,null,0,0,{"$f":"MAX(MIN(Z$40*IF($Z$37=\"Solar\",$AM4823,1),$AO4823-SUM($Y4823:Y4823)),0)","v":14.843444227005872},{"$f":"MAX(MIN(AA$40,$AO4823-SUM($Y4823:Z4823)),0)","v":0},{"$f":"MAX(MIN(AB$40,$AO4823-SUM($Y4823:AA4823)),0)","v":0},{"$f":"MAX(MIN(AC$40,$AO4823-SUM($Y4823:AB4823)),0)","v":0},{"$f":"MAX(MIN(AD$40,$AO4823-SUM($Y4823:AC4823)),0)","v":0},{"$f":"MAX(MIN(AE$40,$AO4823-SUM($Y4823:AD4823)),0)","v":0},{"$f":"MAX(MIN(AF$40,$AO4823-SUM($Y4823:AE4823)),0)","v":0},{"$f":"MAX(MIN(AG$40,$AO4823-SUM($Y4823:AF4823)),0)","v":0},{"$f":"MAX(MIN(AH$40,$AO4823-SUM($Y4823:AG4823)),0)","v":0},{"$f":"MAX(MIN(AI$40,$AO4823-SUM($Y4823:AH4823)),0)","v":0},14.843444227005872,0,{"$f":"INDEX(Demand!$C4789:$H4789,,$AM$13)","v":0},{"$f":"INDEX(Demand!$K4789:$P4789,,$AM$13)","v":0},7.2407045009784738,14.843444227005872,7.6027397260273979,0,7.602739726027397,4777,4777,3155,37.286168971922727,37.286168971922727,0,0,0,0,0,0,0,0,0,7.6027397260273979,0]
[null,null,null,null,null,null,null,null,null,null,null,null,null,null,null,null,null,null,null,null,null,null,null,0,0,{"$f":"MAX(MIN(Z$40*IF($Z$37=\"Solar\",$AM4840,1),$AO4840-SUM($Y4840:Y4840)),0)","v":14.843444227005872},{"$f":"MAX(MIN(AA$40,$AO4840-SUM($Y4840:Z4840)),0)","v":0},{"$f":"MAX(MIN(AB$40,$AO4840-SUM($Y4840:AA4840)),0)","v":0},{"$f":"MAX(MIN(AC$40,$AO4840-SUM($Y4840:AB4840)),0)","v":0},{"$f":"MAX(MIN(AD$40,$AO4840-SUM($Y4840:AC4840)),0)","v":0},{"$f":"MAX(MIN(AE$40,$AO4840-SUM($Y4840:AD4840)),0)","v":0},{"$f":"MAX(MIN(AF$40,$AO4840-SUM($Y4840:AE4840)),0)","v":0},{"$f":"MAX(MIN(AG$40,$AO4840-SUM($Y4840:AF4840)),0)","v":0},{"$f":"MAX(MIN(AH$40,$AO4840-SUM($Y4840:AG4840)),0)","v":0},{"$f":"MAX(MIN(AI$40,$AO4840-SUM($Y4840:AH4840)),0)","v":0},14.843444227005872,0,{"$f":"INDEX(Demand!$C4806:$H4806,,$AM$13)","v":0},{"$f":"INDEX(Demand!$K4806:$P4806,,$AM$13)","v":0},7.2407045009784738,14.843444227005872,7.6027397260273979,0,7.602739726027397,4794,4794,7130,37.100363463612396,37.100363463612396,0,0,0,0,0,0,0,0,0,7.6027397260273979,0]
[null,null,null,null,null,null,null,null,null,null,null,null,null,null,null,null,null,null,null,null,null,null,null,0,0,{"$f":"MAX(MIN(Z$40*IF($Z$37=\"Solar\",$AM4857,1),$AO4857-SUM($Y4857:Y4857)),0)","v":14.843444227005872},{"$f":"MAX(MIN(AA$40,$AO4857-SUM($Y4857:Z4857)),0)","v":0},{"$f":"MAX(MIN(AB$40,$AO4857-SUM($Y4857:AA4857)),0)","v":0},{"$f":"MAX(MIN(AC$40,$AO4857-SUM($Y4857:AB4857)),0)","v":0},{"$f":"MAX(MIN(AD$40,$AO4857-SUM($Y4857:AC4857)),0)","v":0},{"$f":"MAX(MIN(AE$40,$AO4857-SUM($Y4857:AD4857)),0)","v":0},{"$f":"MAX(MIN(AF$40,$AO4857-SUM($Y4857:AE4857)),0)","v":0},{"$f":"MAX(MIN(AG$40,$AO4857-SUM($Y4857:AF4857)),0)","v":0},{"$f":"MAX(MIN(AH$40,$AO4857-SUM($Y4857:AG4857)),0)","v":0},{"$f":"MAX(MIN(AI$40,$AO4857-SUM($Y4857:AH4857)),0)","v":0},14.843444227005872,0,{"$f":"INDEX(Demand!$C4823:$H4823,,$AM$13)","v":0},{"$f":"INDEX(Demand!$K4823:$P4823,,$AM$13)","v":0.91365527505609401},7.2407045009784738,14.843444227005872,7.6027397260273979,0,7.602739726027397,4811,4811,3172,36.907213890137065,36.907213890137065,0,0,0,0,0,0,0,0,0,7.6027397260273979,0]
[null,null,null,null,null,null,null,null,null,null,null,null,null,null,null,null,null,null,null,null,null,null,null,0,0,{"$f":"MAX(MIN(Z$40*IF($Z$37=\"Solar\",$AM4875,1),$AO4875-SUM($Y4875:Y4875)),0)","v":14.843444227005872},{"$f":"MAX(MIN(AA$40,$AO4875-SUM($Y4875:Z4875)),0)","v":0},{"$f":"MAX(MIN(AB$40,$AO4875-SUM($Y4875:AA4875)),0)","v":0},{"$f":"MAX(MIN(AC$40,$AO4875-SUM($Y4875:AB4875)),0)","v":0},{"$f":"MAX(MIN(AD$40,$AO4875-SUM($Y4875:AC4875)),0)","v":0},{"$f":"MAX(MIN(AE$40,$AO4875-SUM($Y4875:AD4875)),0)","v":0},{"$f":"MAX(MIN(AF$40,$AO4875-SUM($Y4875:AE4875)),0)","v":0},{"$f":"MAX(MIN(AG$40,$AO4875-SUM($Y4875:AF4875)),0)","v":0},{"$f":"MAX(MIN(AH$40,$AO4875-SUM($Y4875:AG4875)),0)","v":0},{"$f":"MAX(MIN(AI$40,$AO4875-SUM($Y4875:AH4875)),0)","v":0},14.843444227005872,0,{"$f":"INDEX(Demand!$C4841:$H4841,,$AM$13)","v":0},{"$f":"INDEX(Demand!$K4841:$P4841,,$AM$13)","v":0},7.2407045009784738,14.843444227005872,7.6027397260273979,0,7.602739726027397,4829,4829,3181,36.765249623216377,36.765249623216377,0,0,0,0,0,0,0,0,0,7.6027397260273979,0]
[null,null,null,null,null,null,null,null,null,null,null,null,null,null,null,null,null,null,null,null,null,null,null,0,0,{"$f":"MAX(MIN(Z$40*IF($Z$37=\"Solar\",$AM4892,1),$AO4892-SUM($Y4892:Y4892)),0)","v":14.843444227005872},{"$f":"MAX(MIN(AA$40,$AO4892-SUM($Y4892:Z4892)),0)","v":0},{"$f":"MAX(MIN(AB$40,$AO4892-SUM($Y4892:AA4892)),0)","v":0},{"$f":"MAX(MIN(AC$40,$AO4892-SUM($Y4892:AB4892)),0)","v":0},{"$f":"MAX(MIN(AD$40,$AO4892-SUM($Y4892:AC4892)),0)","v":0},{"$f":"MAX(MIN(AE$40,$AO4892-SUM($Y4892:AD4892)),0)","v":0},{"$f":"MAX(MIN(AF$40,$AO4892-SUM($Y4892:AE4892)),0)","v":0},{"$f":"MAX(MIN(AG$40,$AO4892-SUM($Y4892:AF4892)),0)","v":0},{"$f":"MAX(MIN(AH$40,$AO4892-SUM($Y4892:AG4892)),0)","v":0},{"$f":"MAX(MIN(AI$40,$AO4892-SUM($Y4892:AH4892)),0)","v":0},14.843444227005872,0,{"$f":"INDEX(Demand!$C4858:$H4858,,$AM$13)","v":0},{"$f":"INDEX(Demand!$K4858:$P4858,,$AM$13)","v":0},7.2407045009784738,14.843444227005872,7.6027397260273979,0,7.602739726027397,4846,4846,7104,36.593690421663652,36.593690421663652,0,0,0,0,0,0,0,0,0,7.6027397260273979,0]
[null,null,null,null,null,null,null,null,null,null,null,null,null,null,null,null,null,null,null,null,null,null,null,0,0,{"$f":"MAX(MIN(Z$40*IF($Z$37=\"Solar\",$AM4907,1),$AO4907-SUM($Y4907:Y4907)),0)","v":14.843444227005872},{"$f":"MAX(MIN(AA$40,$AO4907-SUM($Y4907:Z4907)),0)","v":0},{"$f":"MAX(MIN(AB$40,$AO4907-SUM($Y4907:AA4907)),0)","v":0},{"$f":"MAX(MIN(AC$40,$AO4907-SUM($Y4907:AB4907)),0)","v":0},{"$f":"MAX(MIN(AD$40,$AO4907-SUM($Y4907:AC4907)),0)","v":0},{"$f":"MAX(MIN(AE$40,$AO4907-SUM($Y4907:AD4907)),0)","v":0},{"$f":"MAX(MIN(AF$40,$AO4907-SUM($Y4907:AE4907)),0)","v":0},{"$f":"MAX(MIN(AG$40,$AO4907-SUM($Y4907:AF4907)),0)","v":0},{"$f":"MAX(MIN(AH$40,$AO4907-SUM($Y4907:AG4907)),0)","v":0},{"$f":"MAX(MIN(AI$40,$AO4907-SUM($Y4907:AH4907)),0)","v":0},14.843444227005872,0,{"$f":"INDEX(Demand!$C4873:$H4873,,$AM$13)","v":0},{"$f":"INDEX(Demand!$K4873:$P4873,,$AM$13)","v":0.33571613805233907},7.2407045009784738,14.843444227005872,7.6027397260273979,0,7.602739726027397,4861,4861,3197,36.432075479418081,36.432075479418081,0,0,0,0,0,0,0,0,0,7.6027397260273979,0]
[null,null,null,null,null,null,null,null,null,null,null,null,null,null,null,null,null,null,null,null,null,null,null,0,0,{"$f":"MAX(MIN(Z$40*IF($Z$37=\"Solar\",$AM4927,1),$AO4927-SUM($Y4927:Y4927)),0)","v":14.843444227005872},{"$f":"MAX(MIN(AA$40,$AO4927-SUM($Y4927:Z4927)),0)","v":0},{"$f":"MAX(MIN(AB$40,$AO4927-SUM($Y4927:AA4927)),0)","v":0},{"$f":"MAX(MIN(AC$40,$AO4927-SUM($Y4927:AB4927)),0)","v":0},{"$f":"MAX(MIN(AD$40,$AO4927-SUM($Y4927:AC4927)),0)","v":0},{"$f":"MAX(MIN(AE$40,$AO4927-SUM($Y4927:AD4927)),0)","v":0},{"$f":"MAX(MIN(AF$40,$AO4927-SUM($Y4927:AE4927)),0)","v":0},{"$f":"MAX(MIN(AG$40,$AO4927-SUM($Y4927:AF4927)),0)","v":0},{"$f":"MAX(MIN(AH$40,$AO4927-SUM($Y4927:AG4927)),0)","v":0},{"$f":"MAX(MIN(AI$40,$AO4927-SUM($Y4927:AH4927)),0)","v":0},14.843444227005872,0,{"$f":"INDEX(Demand!$C4893:$H4893,,$AM$13)","v":0},{"$f":"INDEX(Demand!$K4893:$P4893,,$AM$13)","v":0.81111950479755579},7.2407045009784738,14.843444227005872,7.6027397260273979,0,7.602739726027397,4881,4881,3207,36.250880688509781,36.250880688509781,0,0,0,0,0,0,0,0,0,7.6027397260273979,0]
[null,null,null,null,null,null,null,null,null,null,null,null,null,null,null,null,null,null,null,null,null,null,null,0,0,{"$f":"MAX(MIN(Z$40*IF($Z$37=\"Solar\",$AM4941,1),$AO4941-SUM($Y4941:Y4941)),0)","v":14.843444227005872},{"$f":"MAX(MIN(AA$40,$AO4941-SUM($Y4941:Z4941)),0)","v":0},{"$f":"MAX(MIN(AB$40,$AO4941-SUM($Y4941:AA4941)),0)","v":0},{"$f":"MAX(MIN(AC$40,$AO4941-SUM($Y4941:AB4941)),0)","v":0},{"$f":"MAX(MIN(AD$40,$AO4941-SUM($Y4941:AC4941)),0)","v":0},{"$f":"MAX(MIN(AE$40,$AO4941-SUM($Y4941:AD4941)),0)","v":0},{"$f":"MAX(MIN(AF$40,$AO4941-SUM($Y4941:AE4941)),0)","v":0},{"$f":"MAX(MIN(AG$40,$AO4941-SUM($Y4941:AF4941)),0)","v":0},{"$f":"MAX(MIN(AH$40,$AO4941-SUM($Y4941:AG4941)),0)","v":0},{"$f":"MAX(MIN(AI$40,$AO4941-SUM($Y4941:AH4941)),0)","v":0},14.843444227005872,0,{"$f":"INDEX(Demand!$C4907:$H4907,,$AM$13)","v":0},{"$f":"INDEX(Demand!$K4907:$P4907,,$AM$13)","v":0},7.2407045009784738,14.843444227005872,7.6027397260273979,0,7.602739726027397,4895,4895,3214,36.064858109017663,36.064858109017663,0,0,0,0,0,0,0,0,0,7.6027397260273979,0]
[null,null,null,null,null,null,null,null,null,null,null,null,null,null,null,null,null,null,null,null,null,null,null,0,0,{"$f":"MAX(MIN(Z$40*IF($Z$37=\"Solar\",$AM4962,1),$AO4962-SUM($Y4962:Y4962)),0)","v":14.843444227005872},{"$f":"MAX(MIN(AA$40,$AO4962-SUM($Y4962:Z4962)),0)","v":0},{"$f":"MAX(MIN(AB$40,$AO4962-SUM($Y4962:AA4962)),0)","v":0},{"$f":"MAX(MIN(AC$40,$AO4962-SUM($Y4962:AB4962)),0)","v":0},{"$f":"MAX(MIN(AD$40,$AO4962-SUM($Y4962:AC4962)),0)","v":0},{"$f":"MAX(MIN(AE$40,$AO4962-SUM($Y4962:AD4962)),0)","v":0},{"$f":"MAX(MIN(AF$40,$AO4962-SUM($Y4962:AE4962)),0)","v":0},{"$f":"MAX(MIN(AG$40,$AO4962-SUM($Y4962:AF4962)),0)","v":0},{"$f":"MAX(MIN(AH$40,$AO4962-SUM($Y4962:AG4962)),0)","v":0},{"$f":"MAX(MIN(AI$40,$AO4962-SUM($Y4962:AH4962)),0)","v":0},14.843444227005872,0,{"$f":"INDEX(Demand!$C4928:$H4928,,$AM$13)","v":0},{"$f":"INDEX(Demand!$K4928:$P4928,,$AM$13)","v":0},7.2407045009784738,14.843444227005872,7.6027397260273979,0,7.602739726027397,4916,4916,7069,35.893602722117038,35.893602722117038,0,0,0,0,0,0,0,0,0,7.6027397260273979,0]
[null,null,null,null,null,null,null,null,null,null,null,null,null,null,null,null,null,null,null,null,null,null,null,0,0,{"$f":"MAX(MIN(Z$40*IF($Z$37=\"Solar\",$AM4979,1),$AO4979-SUM($Y4979:Y4979)),0)","v":14.843444227005872},{"$f":"MAX(MIN(AA$40,$AO4979-SUM($Y4979:Z4979)),0)","v":0},{"$f":"MAX(MIN(AB$40,$AO4979-SUM($Y4979:AA4979)),0)","v":0},{"$f":"MAX(MIN(AC$40,$AO4979-SUM($Y4979:AB4979)),0)","v":0},{"$f":"MAX(MIN(AD$40,$AO4979-SUM($Y4979:AC4979)),0)","v":0},{"$f":"MAX(MIN(AE$40,$AO4979-SUM($Y4979:AD4979)),0)","v":0},{"$f":"MAX(MIN(AF$40,$AO4979-SUM($Y4979:AE4979)),0)","v":0},{"$f":"MAX(MIN(AG$40,$AO4979-SUM($Y4979:AF4979)),0)","v":0},{"$f":"MAX(MIN(AH$40,$AO4979-SUM($Y4979:AG4979)),0)","v":0},{"$f":"MAX(MIN(AI$40,$AO4979-SUM($Y4979:AH4979)),0)","v":0},14.843444227005872,0,{"$f":"INDEX(Demand!$C4945:$H4945,,$AM$13)","v":0},{"$f":"INDEX(Demand!$K4945:$P4945,,$AM$13)","v":0.83035482743457645},7.2407045009784738,14.843444227005872,7.6027397260273979,0,7.602739726027397,4933,4933,3233,35.690669491453704,35.690669491453704,0,0,0,0,0,0,0,0,0,7.6027397260273979,0]
[null,null,null,null,null,null,null,null,null,null,null,null,null,null,null,null,null,null,null,null,null,null,null,0,0,{"$f":"MAX(MIN(Z$40*IF($Z$37=\"Solar\",$AM4991,1),$AO4991-SUM($Y4991:Y4991)),0)","v":14.843444227005872},{"$f":"MAX(MIN(AA$40,$AO4991-SUM($Y4991:Z4991)),0)","v":0},{"$f":"MAX(MIN(AB$40,$AO4991-SUM($Y4991:AA4991)),0)","v":0},{"$f":"MAX(MIN(AC$40,$AO4991-SUM($Y4991:AB4991)),0)","v":0},{"$f":"MAX(MIN(AD$40,$AO4991-SUM($Y4991:AC4991)),0)","v":0},{"$f":"MAX(MIN(AE$40,$AO4991-SUM($Y4991:AD4991)),0)","v":0},{"$f":"MAX(MIN(AF$40,$AO4991-SUM($Y4991:AE4991)),0)","v":0},{"$f":"MAX(MIN(AG$40,$AO4991-SUM($Y4991:AF4991)),0)","v":0},{"$f":"MAX(MIN(AH$40,$AO4991-SUM($Y4991:AG4991)),0)","v":0},{"$f":"MAX(MIN(AI$40,$AO4991-SUM($Y4991:AH4991)),0)","v":0},14.843444227005872,0,{"$f":"INDEX(Demand!$C4957:$H4957,,$AM$13)","v":0},{"$f":"INDEX(Demand!$K4957:$P4957,,$AM$13)","v":0},7.2407045009784738,14.843444227005872,7.6027397260273979,0,7.602739726027397,4945,4945,3239,35.563925690876246,35.563925690876246,0,0,0,0,0,0,0,0,0,7.6027397260273979,0]
[null,null,null,null,null,null,null,null,null,null,null,null,null,null,null,null,null,null,null,null,null,null,null,0,0,{"$f":"MAX(MIN(Z$40*IF($Z$37=\"Solar\",$AM5014,1),$AO5014-SUM($Y5014:Y5014)),0)","v":14.843444227005872},{"$f":"MAX(MIN(AA$40,$AO5014-SUM($Y5014:Z5014)),0)","v":0},{"$f":"MAX(MIN(AB$40,$AO5014-SUM($Y5014:AA5014)),0)","v":0},{"$f":"MAX(MIN(AC$40,$AO5014-SUM($Y5014:AB5014)),0)","v":0},{"$f":"MAX(MIN(AD$40,$AO5014-SUM($Y5014:AC5014)),0)","v":0},{"$f":"MAX(MIN(AE$40,$AO5014-SUM($Y5014:AD5014)),0)","v":0},{"$f":"MAX(MIN(AF$40,$AO5014-SUM($Y5014:AE5014)),0)","v":0},{"$f":"MAX(MIN(AG$40,$AO5014-SUM($Y5014:AF5014)),0)","v":0},{"$f":"MAX(MIN(AH$40,$AO5014-SUM($Y5014:AG5014)),0)","v":0},{"$f":"MAX(MIN(AI$40,$AO5014-SUM($Y5014:AH5014)),0)","v":0},14.843444227005872,0,{"$f":"INDEX(Demand!$C4980:$H4980,,$AM$13)","v":0},{"$f":"INDEX(Demand!$K4980:$P4980,,$AM$13)","v":0},7.2407045009784738,14.843444227005872,7.6027397260273979,0,7.602739726027397,4968,4968,7043,35.314176720705873,35.314176720705873,0,0,0,0,0,0,0,0,0,7.6027397260273979,0]
[null,null,null,null,null,null,null,null,null,null,null,null,null,null,null,null,null,null,null,null,null,null,null,0,0,{"$f":"MAX(MIN(Z$40*IF($Z$37=\"Solar\",$AM5031,1),$AO5031-SUM($Y5031:Y5031)),0)","v":14.843444227005872},{"$f":"MAX(MIN(AA$40,$AO5031-SUM($Y5031:Z5031)),0)","v":0},{"$f":"MAX(MIN(AB$40,$AO5031-SUM($Y5031:AA5031)),0)","v":0},{"$f":"MAX(MIN(AC$40,$AO5031-SUM($Y5031:AB5031)),0)","v":0},{"$f":"MAX(MIN(AD$40,$AO5031-SUM($Y5031:AC5031)),0)","v":0},{"$f":"MAX(MIN(AE$40,$AO5031-SUM($Y5031:AD5031)),0)","v":0},{"$f":"MAX(MIN(AF$40,$AO5031-SUM($Y5031:AE5031)),0)","v":0},{"$f":"MAX(MIN(AG$40,$AO5031-SUM($Y5031:AF5031)),0)","v":0},{"$f":"MAX(MIN(AH$40,$AO5031-SUM($Y5031:AG5031)),0)","v":0},{"$f":"MAX(MIN(AI$40,$AO5031-SUM($Y5031:AH5031)),0)","v":0},14.843444227005872,0,{"$f":"INDEX(Demand!$C4997:$H4997,,$AM$13)","v":0},{"$f":"INDEX(Demand!$K4997:$P4997,,$AM$13)","v":2.1456517572245214E-2},7.2407045009784738,14.843444227005872,7.6027397260273979,0,7.602739726027397,4985,4985,3259,35.138357611874021,35.138357611874021,0,0,0,0,0,0,0,0,0,7.6027397260273979,0]
[null,null,null,null,null,null,null,null,null,null,null,null,null,null,null,null,null,null,null,null,null,null,null,0,0,{"$f":"MAX(MIN(Z$40*IF($Z$37=\"Solar\",$AM5041,1),$AO5041-SUM($Y5041:Y5041)),0)","v":14.843444227005872},{"$f":"MAX(MIN(AA$40,$AO5041-SUM($Y5041:Z5041)),0)","v":0},{"$f":"MAX(MIN(AB$40,$AO5041-SUM($Y5041:AA5041)),0)","v":0},{"$f":"MAX(MIN(AC$40,$AO5041-SUM($Y5041:AB5041)),0)","v":0},{"$f":"MAX(MIN(AD$40,$AO5041-SUM($Y5041:AC5041)),0)","v":0},{"$f":"MAX(MIN(AE$40,$AO5041-SUM($Y5041:AD5041)),0)","v":0},{"$f":"MAX(MIN(AF$40,$AO5041-SUM($Y5041:AE5041)),0)","v":0},{"$f":"MAX(MIN(AG$40,$AO5041-SUM($Y5041:AF5041)),0)","v":0},{"$f":"MAX(MIN(AH$40,$AO5041-SUM($Y5041:AG5041)),0)","v":0},{"$f":"MAX(MIN(AI$40,$AO5041-SUM($Y5041:AH5041)),0)","v":0},14.843444227005872,0,{"$f":"INDEX(Demand!$C5007:$H5007,,$AM$13)","v":0},{"$f":"INDEX(Demand!$K5007:$P5007,,$AM$13)","v":0},7.2407045009784738,{"$f":"AN5041+AP5041","v":14.843444227005872},7.6027397260273979,0,7.602739726027397,4995,4995,3264,35.016455572721171,35.016455572721171,0,0,0,0,0,0,0,0,0,7.6027397260273979,0]
[null,null,null,null,null,null,null,null,null,null,null,null,null,null,null,null,null,null,null,null,null,null,null,0,0,{"$f":"MAX(MIN(Z$40*IF($Z$37=\"Solar\",$AM5066,1),$AO5066-SUM($Y5066:Y5066)),0)","v":14.843444227005872},{"$f":"MAX(MIN(AA$40,$AO5066-SUM($Y5066:Z5066)),0)","v":0},{"$f":"MAX(MIN(AB$40,$AO5066-SUM($Y5066:AA5066)),0)","v":0},{"$f":"MAX(MIN(AC$40,$AO5066-SUM($Y5066:AB5066)),0)","v":0},{"$f":"MAX(MIN(AD$40,$AO5066-SUM($Y5066:AC5066)),0)","v":0},{"$f":"MAX(MIN(AE$40,$AO5066-SUM($Y5066:AD5066)),0)","v":0},{"$f":"MAX(MIN(AF$40,$AO5066-SUM($Y5066:AE5066)),0)","v":0},{"$f":"MAX(MIN(AG$40,$AO5066-SUM($Y5066:AF5066)),0)","v":0},{"$f":"MAX(MIN(AH$40,$AO5066-SUM($Y5066:AG5066)),0)","v":0},{"$f":"MAX(MIN(AI$40,$AO5066-SUM($Y5066:AH5066)),0)","v":0},14.843444227005872,0,{"$f":"INDEX(Demand!$C5032:$H5032,,$AM$13)","v":0},{"$f":"INDEX(Demand!$K5032:$P5032,,$AM$13)","v":0},7.2407045009784738,14.843444227005872,7.6027397260273979,0,7.602739726027397,5020,5020,7017,34.812763343457767,34.812763343457767,0,0,0,0,0,0,0,0,0,7.6027397260273979,0]
[null,null,null,null,null,null,null,null,null,null,null,null,null,null,null,null,null,null,null,null,null,null,null,0,0,{"$f":"MAX(MIN(Z$40*IF($Z$37=\"Solar\",$AM5075,1),$AO5075-SUM($Y5075:Y5075)),0)","v":14.843444227005872},{"$f":"MAX(MIN(AA$40,$AO5075-SUM($Y5075:Z5075)),0)","v":0},{"$f":"MAX(MIN(AB$40,$AO5075-SUM($Y5075:AA5075)),0)","v":0},{"$f":"MAX(MIN(AC$40,$AO5075-SUM($Y5075:AB5075)),0)","v":0},{"$f":"MAX(MIN(AD$40,$AO5075-SUM($Y5075:AC5075)),0)","v":0},{"$f":"MAX(MIN(AE$40,$AO5075-SUM($Y5075:AD5075)),0)","v":0},{"$f":"MAX(MIN(AF$40,$AO5075-SUM($Y5075:AE5075)),0)","v":0},{"$f":"MAX(MIN(AG$40,$AO5075-SUM($Y5075:AF5075)),0)","v":0},{"$f":"MAX(MIN(AH$40,$AO5075-SUM($Y5075:AG5075)),0)","v":0},{"$f":"MAX(MIN(AI$40,$AO5075-SUM($Y5075:AH5075)),0)","v":0},14.843444227005872,0,{"$f":"INDEX(Demand!$C5041:$H5041,,$AM$13)","v":0},{"$f":"INDEX(Demand!$K5041:$P5041,,$AM$13)","v":0.7581490793879877},7.2407045009784738,14.843444227005872,7.6027397260273979,0,7.602739726027397,5029,5029,3281,34.761314145982816,34.761314145982816,0,0,0,0,0,0,0,0,0,7.6027397260273979,0]
[null,null,null,null,null,null,null,null,null,null,null,null,null,null,null,null,null,null,null,null,null,null,null,0,0,{"$f":"MAX(MIN(Z$40*IF($Z$37=\"Solar\",$AM5085,1),$AO5085-SUM($Y5085:Y5085)),0)","v":14.843444227005872},{"$f":"MAX(MIN(AA$40,$AO5085-SUM($Y5085:Z5085)),0)","v":0},{"$f":"MAX(MIN(AB$40,$AO5085-SUM($Y5085:AA5085)),0)","v":0},{"$f":"MAX(MIN(AC$40,$AO5085-SUM($Y5085:AB5085)),0)","v":0},{"$f":"MAX(MIN(AD$40,$AO5085-SUM($Y5085:AC5085)),0)","v":0},{"$f":"MAX(MIN(AE$40,$AO5085-SUM($Y5085:AD5085)),0)","v":0},{"$f":"MAX(MIN(AF$40,$AO5085-SUM($Y5085:AE5085)),0)","v":0},{"$f":"MAX(MIN(AG$40,$AO5085-SUM($Y5085:AF5085)),0)","v":0},{"$f":"MAX(MIN(AH$40,$AO5085-SUM($Y5085:AG5085)),0)","v":0},{"$f":"MAX(MIN(AI$40,$AO5085-SUM($Y5085:AH5085)),0)","v":0},14.843444227005872,0,{"$f":"INDEX(Demand!$C5051:$H5051,,$AM$13)","v":0},{"$f":"INDEX(Demand!$K5051:$P5051,,$AM$13)","v":0},7.2407045009784738,14.843444227005872,7.6027397260273979,0,7.602739726027397,5039,5039,3286,34.624832564678108,34.624832564678108,0,0,0,0,0,0,0,0,0,7.6027397260273979,0]
[null,null,null,null,null,null,null,null,null,null,null,null,null,null,null,null,null,null,null,null,null,null,null,0,0,{"$f":"MAX(MIN(Z$40*IF($Z$37=\"Solar\",$AM5102,1),$AO5102-SUM($Y5102:Y5102)),0)","v":14.843444227005872},{"$f":"MAX(MIN(AA$40,$AO5102-SUM($Y5102:Z5102)),0)","v":0},{"$f":"MAX(MIN(AB$40,$AO5102-SUM($Y5102:AA5102)),0)","v":0},{"$f":"MAX(MIN(AC$40,$AO5102-SUM($Y5102:AB5102)),0)","v":0},{"$f":"MAX(MIN(AD$40,$AO5102-SUM($Y5102:AC5102)),0)","v":0},{"$f":"MAX(MIN(AE$40,$AO5102-SUM($Y5102:AD5102)),0)","v":0},{"$f":"MAX(MIN(AF$40,$AO5102-SUM($Y5102:AE5102)),0)","v":0},{"$f":"MAX(MIN(AG$40,$AO5102-SUM($Y5102:AF5102)),0)","v":0},{"$f":"MAX(MIN(AH$40,$AO5102-SUM($Y5102:AG5102)),0)","v":0},{"$f":"MAX(MIN(AI$40,$AO5102-SUM($Y5102:AH5102)),0)","v":0},14.843444227005872,0,{"$f":"INDEX(Demand!$C5068:$H5068,,$AM$13)","v":0},{"$f":"INDEX(Demand!$K5068:$P5068,,$AM$13)","v":0.22474659210066414},7.2407045009784738,14.843444227005872,7.6027397260273979,0,7.602739726027397,5056,5056,6999,34.408639989406133,34.408639989406133,0,0,0,0,0,0,0,0,0,7.6027397260273979,0]
[null,null,null,null,null,null,null,null,null,null,null,null,null,null,null,null,null,null,null,null,null,null,null,0,0,{"$f":"MAX(MIN(Z$40*IF($Z$37=\"Solar\",$AM5125,1),$AO5125-SUM($Y5125:Y5125)),0)","v":14.843444227005872},{"$f":"MAX(MIN(AA$40,$AO5125-SUM($Y5125:Z5125)),0)","v":0},{"$f":"MAX(MIN(AB$40,$AO5125-SUM($Y5125:AA5125)),0)","v":0},{"$f":"MAX(MIN(AC$40,$AO5125-SUM($Y5125:AB5125)),0)","v":0},{"$f":"MAX(MIN(AD$40,$AO5125-SUM($Y5125:AC5125)),0)","v":0},{"$f":"MAX(MIN(AE$40,$AO5125-SUM($Y5125:AD5125)),0)","v":0},{"$f":"MAX(MIN(AF$40,$AO5125-SUM($Y5125:AE5125)),0)","v":0},{"$f":"MAX(MIN(AG$40,$AO5125-SUM($Y5125:AF5125)),0)","v":0},{"$f":"MAX(MIN(AH$40,$AO5125-SUM($Y5125:AG5125)),0)","v":0},{"$f":"MAX(MIN(AI$40,$AO5125-SUM($Y5125:AH5125)),0)","v":0},14.843444227005872,0,{"$f":"INDEX(Demand!$C5091:$H5091,,$AM$13)","v":0},{"$f":"INDEX(Demand!$K5091:$P5091,,$AM$13)","v":0.4470577623434171},7.2407045009784738,14.843444227005872,7.6027397260273979,0,7.602739726027397,5079,5079,3306,34.153384298819368,34.153384298819368,0,0,0,0,0,0,0,0,0,7.6027397260273979,0]
[null,null,null,null,null,null,null,null,null,null,null,null,null,null,null,null,null,null,null,null,null,null,null,0,0,{"$f":"MAX(MIN(Z$40*IF($Z$37=\"Solar\",$AM5137,1),$AO5137-SUM($Y5137:Y5137)),0)","v":14.843444227005872},{"$f":"MAX(MIN(AA$40,$AO5137-SUM($Y5137:Z5137)),0)","v":0},{"$f":"MAX(MIN(AB$40,$AO5137-SUM($Y5137:AA5137)),0)","v":0},{"$f":"MAX(MIN(AC$40,$AO5137-SUM($Y5137:AB5137)),0)","v":0},{"$f":"MAX(MIN(AD$40,$AO5137-SUM($Y5137:AC5137)),0)","v":0},{"$f":"MAX(MIN(AE$40,$AO5137-SUM($Y5137:AD5137)),0)","v":0},{"$f":"MAX(MIN(AF$40,$AO5137-SUM($Y5137:AE5137)),0)","v":0},{"$f":"MAX(MIN(AG$40,$AO5137-SUM($Y5137:AF5137)),0)","v":0},{"$f":"MAX(MIN(AH$40,$AO5137-SUM($Y5137:AG5137)),0)","v":0},{"$f":"MAX(MIN(AI$40,$AO5137-SUM($Y5137:AH5137)),0)","v":0},14.843444227005872,0,{"$f":"INDEX(Demand!$C5103:$H5103,,$AM$13)","v":0},{"$f":"INDEX(Demand!$K5103:$P5103,,$AM$13)","v":0},7.2407045009784738,14.843444227005872,7.6027397260273979,0,7.602739726027397,5091,5091,3312,34.059372081461945,34.059372081461945,0,0,0,0,0,0,0,0,0,7.6027397260273979,0]
[null,null,null,null,null,null,null,null,null,null,null,null,null,null,null,null,null,null,null,null,null,null,null,0,0,{"$f":"MAX(MIN(Z$40*IF($Z$37=\"Solar\",$AM5154,1),$AO5154-SUM($Y5154:Y5154)),0)","v":14.843444227005872},{"$f":"MAX(MIN(AA$40,$AO5154-SUM($Y5154:Z5154)),0)","v":0},{"$f":"MAX(MIN(AB$40,$AO5154-SUM($Y5154:AA5154)),0)","v":0},{"$f":"MAX(MIN(AC$40,$AO5154-SUM($Y5154:AB5154)),0)","v":0},{"$f":"MAX(MIN(AD$40,$AO5154-SUM($Y5154:AC5154)),0)","v":0},{"$f":"MAX(MIN(AE$40,$AO5154-SUM($Y5154:AD5154)),0)","v":0},{"$f":"MAX(MIN(AF$40,$AO5154-SUM($Y5154:AE5154)),0)","v":0},{"$f":"MAX(MIN(AG$40,$AO5154-SUM($Y5154:AF5154)),0)","v":0},{"$f":"MAX(MIN(AH$40,$AO5154-SUM($Y5154:AG5154)),0)","v":0},{"$f":"MAX(MIN(AI$40,$AO5154-SUM($Y5154:AH5154)),0)","v":0},14.843444227005872,0,{"$f":"INDEX(Demand!$C5120:$H5120,,$AM$13)","v":0},{"$f":"INDEX(Demand!$K5120:$P5120,,$AM$13)","v":0},7.2407045009784738,14.843444227005872,7.6027397260273979,0,7.602739726027397,5108,5108,6973,33.868561646869807,33.868561646869807,0,0,0,0,0,0,0,0,0,7.6027397260273979,0]
[null,null,null,null,null,null,null,null,null,null,null,null,null,null,null,null,null,null,null,null,null,null,null,0,0,{"$f":"MAX(MIN(Z$40*IF($Z$37=\"Solar\",$AM5175,1),$AO5175-SUM($Y5175:Y5175)),0)","v":14.843444227005872},{"$f":"MAX(MIN(AA$40,$AO5175-SUM($Y5175:Z5175)),0)","v":0},{"$f":"MAX(MIN(AB$40,$AO5175-SUM($Y5175:AA5175)),0)","v":0},{"$f":"MAX(MIN(AC$40,$AO5175-SUM($Y5175:AB5175)),0)","v":0},{"$f":"MAX(MIN(AD$40,$AO5175-SUM($Y5175:AC5175)),0)","v":0},{"$f":"MAX(MIN(AE$40,$AO5175-SUM($Y5175:AD5175)),0)","v":0},{"$f":"MAX(MIN(AF$40,$AO5175-SUM($Y5175:AE5175)),0)","v":0},{"$f":"MAX(MIN(AG$40,$AO5175-SUM($Y5175:AF5175)),0)","v":0},{"$f":"MAX(MIN(AH$40,$AO5175-SUM($Y5175:AG5175)),0)","v":0},{"$f":"MAX(MIN(AI$40,$AO5175-SUM($Y5175:AH5175)),0)","v":0},14.843444227005872,0,{"$f":"INDEX(Demand!$C5141:$H5141,,$AM$13)","v":0},{"$f":"INDEX(Demand!$K5141:$P5141,,$AM$13)","v":1.4127701796123621E-2},7.2407045009784738,14.843444227005872,7.6027397260273979,0,7.602739726027397,5129,5129,3331,33.62930564987127,33.62930564987127,0,0,0,0,0,0,0,0,0,7.6027397260273979,0]
[null,null,null,null,null,null,null,null,null,null,null,null,null,null,null,null,null,null,null,null,null,null,null,0,0,{"$f":"MAX(MIN(Z$40*IF($Z$37=\"Solar\",$AM5189,1),$AO5189-SUM($Y5189:Y5189)),0)","v":14.843444227005872},{"$f":"MAX(MIN(AA$40,$AO5189-SUM($Y5189:Z5189)),0)","v":0},{"$f":"MAX(MIN(AB$40,$AO5189-SUM($Y5189:AA5189)),0)","v":0},{"$f":"MAX(MIN(AC$40,$AO5189-SUM($Y5189:AB5189)),0)","v":0},{"$f":"MAX(MIN(AD$40,$AO5189-SUM($Y5189:AC5189)),0)","v":0},{"$f":"MAX(MIN(AE$40,$AO5189-SUM($Y5189:AD5189)),0)","v":0},{"$f":"MAX(MIN(AF$40,$AO5189-SUM($Y5189:AE5189)),0)","v":0},{"$f":"MAX(MIN(AG$40,$AO5189-SUM($Y5189:AF5189)),0)","v":0},{"$f":"MAX(MIN(AH$40,$AO5189-SUM($Y5189:AG5189)),0)","v":0},{"$f":"MAX(MIN(AI$40,$AO5189-SUM($Y5189:AH5189)),0)","v":0},14.843444227005872,0,{"$f":"INDEX(Demand!$C5155:$H5155,,$AM$13)","v":0},{"$f":"INDEX(Demand!$K5155:$P5155,,$AM$13)","v":0.24213279814186336},7.2407045009784738,14.843444227005872,7.6027397260273979,0,7.602739726027397,5143,5143,3338,33.439473393215096,33.439473393215096,0,0,0,0,0,0,0,0,0,7.6027397260273979,0]
[null,null,null,null,null,null,null,null,null,null,null,null,null,null,null,null,null,null,null,null,null,null,null,0,0,{"$f":"MAX(MIN(Z$40*IF($Z$37=\"Solar\",$AM5206,1),$AO5206-SUM($Y5206:Y5206)),0)","v":14.843444227005872},{"$f":"MAX(MIN(AA$40,$AO5206-SUM($Y5206:Z5206)),0)","v":0},{"$f":"MAX(MIN(AB$40,$AO5206-SUM($Y5206:AA5206)),0)","v":0},{"$f":"MAX(MIN(AC$40,$AO5206-SUM($Y5206:AB5206)),0)","v":0},{"$f":"MAX(MIN(AD$40,$AO5206-SUM($Y5206:AC5206)),0)","v":0},{"$f":"MAX(MIN(AE$40,$AO5206-SUM($Y5206:AD5206)),0)","v":0},{"$f":"MAX(MIN(AF$40,$AO5206-SUM($Y5206:AE5206)),0)","v":0},{"$f":"MAX(MIN(AG$40,$AO5206-SUM($Y5206:AF5206)),0)","v":0},{"$f":"MAX(MIN(AH$40,$AO5206-SUM($Y5206:AG5206)),0)","v":0},{"$f":"MAX(MIN(AI$40,$AO5206-SUM($Y5206:AH5206)),0)","v":0},14.843444227005872,0,{"$f":"INDEX(Demand!$C5172:$H5172,,$AM$13)","v":0},{"$f":"INDEX(Demand!$K5172:$P5172,,$AM$13)","v":0},7.2407045009784738,14.843444227005872,7.6027397260273979,0,7.602739726027397,5160,5160,6947,33.256953203370415,33.256953203370415,0,0,0,0,0,0,0,0,0,7.6027397260273979,0]
[null,null,null,null,null,null,null,null,null,null,null,null,null,null,null,null,null,null,null,null,null,null,null,0,0,{"$f":"MAX(MIN(Z$40*IF($Z$37=\"Solar\",$AM5226,1),$AO5226-SUM($Y5226:Y5226)),0)","v":14.843444227005872},{"$f":"MAX(MIN(AA$40,$AO5226-SUM($Y5226:Z5226)),0)","v":0},{"$f":"MAX(MIN(AB$40,$AO5226-SUM($Y5226:AA5226)),0)","v":0},{"$f":"MAX(MIN(AC$40,$AO5226-SUM($Y5226:AB5226)),0)","v":0},{"$f":"MAX(MIN(AD$40,$AO5226-SUM($Y5226:AC5226)),0)","v":0},{"$f":"MAX(MIN(AE$40,$AO5226-SUM($Y5226:AD5226)),0)","v":0},{"$f":"MAX(MIN(AF$40,$AO5226-SUM($Y5226:AE5226)),0)","v":0},{"$f":"MAX(MIN(AG$40,$AO5226-SUM($Y5226:AF5226)),0)","v":0},{"$f":"MAX(MIN(AH$40,$AO5226-SUM($Y5226:AG5226)),0)","v":0},{"$f":"MAX(MIN(AI$40,$AO5226-SUM($Y5226:AH5226)),0)","v":0},14.843444227005872,0,{"$f":"INDEX(Demand!$C5192:$H5192,,$AM$13)","v":0},{"$f":"INDEX(Demand!$K5192:$P5192,,$AM$13)","v":0},7.2407045009784738,14.843444227005872,7.6027397260273979,0,7.602739726027397,5180,5180,6937,32.982774157085402,32.982774157085402,0,0,0,0,0,0,0,0,0,7.6027397260273979,0]
[null,null,null,null,null,null,null,null,null,null,null,null,null,null,null,null,null,null,null,null,null,null,null,0,0,{"$f":"MAX(MIN(Z$40*IF($Z$37=\"Solar\",$AM5241,1),$AO5241-SUM($Y5241:Y5241)),0)","v":14.843444227005872},{"$f":"MAX(MIN(AA$40,$AO5241-SUM($Y5241:Z5241)),0)","v":0},{"$f":"MAX(MIN(AB$40,$AO5241-SUM($Y5241:AA5241)),0)","v":0},{"$f":"MAX(MIN(AC$40,$AO5241-SUM($Y5241:AB5241)),0)","v":0},{"$f":"MAX(MIN(AD$40,$AO5241-SUM($Y5241:AC5241)),0)","v":0},{"$f":"MAX(MIN(AE$40,$AO5241-SUM($Y5241:AD5241)),0)","v":0},{"$f":"MAX(MIN(AF$40,$AO5241-SUM($Y5241:AE5241)),0)","v":0},{"$f":"MAX(MIN(AG$40,$AO5241-SUM($Y5241:AF5241)),0)","v":0},{"$f":"MAX(MIN(AH$40,$AO5241-SUM($Y5241:AG5241)),0)","v":0},{"$f":"MAX(MIN(AI$40,$AO5241-SUM($Y5241:AH5241)),0)","v":0},14.843444227005872,0,{"$f":"INDEX(Demand!$C5207:$H5207,,$AM$13)","v":0},{"$f":"INDEX(Demand!$K5207:$P5207,,$AM$13)","v":0.94556381143520807},7.2407045009784738,14.843444227005872,7.6027397260273979,0,7.602739726027397,5195,5195,3364,32.857915719706099,32.857915719706099,0,0,0,0,0,0,0,0,0,7.6027397260273979,0]
[null,null,null,null,null,null,null,null,null,null,null,null,null,null,null,null,null,null,null,null,null,null,null,0,0,{"$f":"MAX(MIN(Z$40*IF($Z$37=\"Solar\",$AM5259,1),$AO5259-SUM($Y5259:Y5259)),0)","v":14.843444227005872},{"$f":"MAX(MIN(AA$40,$AO5259-SUM($Y5259:Z5259)),0)","v":0},{"$f":"MAX(MIN(AB$40,$AO5259-SUM($Y5259:AA5259)),0)","v":0},{"$f":"MAX(MIN(AC$40,$AO5259-SUM($Y5259:AB5259)),0)","v":0},{"$f":"MAX(MIN(AD$40,$AO5259-SUM($Y5259:AC5259)),0)","v":0},{"$f":"MAX(MIN(AE$40,$AO5259-SUM($Y5259:AD5259)),0)","v":0},{"$f":"MAX(MIN(AF$40,$AO5259-SUM($Y5259:AE5259)),0)","v":0},{"$f":"MAX(MIN(AG$40,$AO5259-SUM($Y5259:AF5259)),0)","v":0},{"$f":"MAX(MIN(AH$40,$AO5259-SUM($Y5259:AG5259)),0)","v":0},{"$f":"MAX(MIN(AI$40,$AO5259-SUM($Y5259:AH5259)),0)","v":0},14.843444227005872,0,{"$f":"INDEX(Demand!$C5225:$H5225,,$AM$13)","v":0},{"$f":"INDEX(Demand!$K5225:$P5225,,$AM$13)","v":0},7.2407045009784738,14.843444227005872,7.6027397260273979,0,7.602739726027397,5213,5213,3373,32.636980211320477,32.636980211320477,0,0,0,0,0,0,0,0,0,7.6027397260273979,0]
[null,null,null,null,null,null,null,null,null,null,null,null,null,null,null,null,null,null,null,null,null,null,null,0,0,{"$f":"MAX(MIN(Z$40*IF($Z$37=\"Solar\",$AM5276,1),$AO5276-SUM($Y5276:Y5276)),0)","v":14.843444227005872},{"$f":"MAX(MIN(AA$40,$AO5276-SUM($Y5276:Z5276)),0)","v":0},{"$f":"MAX(MIN(AB$40,$AO5276-SUM($Y5276:AA5276)),0)","v":0},{"$f":"MAX(MIN(AC$40,$AO5276-SUM($Y5276:AB5276)),0)","v":0},{"$f":"MAX(MIN(AD$40,$AO5276-SUM($Y5276:AC5276)),0)","v":0},{"$f":"MAX(MIN(AE$40,$AO5276-SUM($Y5276:AD5276)),0)","v":0},{"$f":"MAX(MIN(AF$40,$AO5276-SUM($Y5276:AE5276)),0)","v":0},{"$f":"MAX(MIN(AG$40,$AO5276-SUM($Y5276:AF5276)),0)","v":0},{"$f":"MAX(MIN(AH$40,$AO5276-SUM($Y5276:AG5276)),0)","v":0},{"$f":"MAX(MIN(AI$40,$AO5276-SUM($Y5276:AH5276)),0)","v":0},14.843444227005872,0,{"$f":"INDEX(Demand!$C5242:$H5242,,$AM$13)","v":0},{"$f":"INDEX(Demand!$K5242:$P5242,,$AM$13)","v":0},7.2407045009784738,14.843444227005872,7.6027397260273979,0,7.602739726027397,5230,5230,6912,32.423320769123045,32.423320769123045,0,0,0,0,0,0,0,0,0,7.6027397260273979,0]
[null,null,null,null,null,null,null,null,null,null,null,null,null,null,null,null,null,null,null,null,null,null,null,0,0,{"$f":"MAX(MIN(Z$40*IF($Z$37=\"Solar\",$AM5293,1),$AO5293-SUM($Y5293:Y5293)),0)","v":14.843444227005872},{"$f":"MAX(MIN(AA$40,$AO5293-SUM($Y5293:Z5293)),0)","v":0},{"$f":"MAX(MIN(AB$40,$AO5293-SUM($Y5293:AA5293)),0)","v":0},{"$f":"MAX(MIN(AC$40,$AO5293-SUM($Y5293:AB5293)),0)","v":0},{"$f":"MAX(MIN(AD$40,$AO5293-SUM($Y5293:AC5293)),0)","v":0},{"$f":"MAX(MIN(AE$40,$AO5293-SUM($Y5293:AD5293)),0)","v":0},{"$f":"MAX(MIN(AF$40,$AO5293-SUM($Y5293:AE5293)),0)","v":0},{"$f":"MAX(MIN(AG$40,$AO5293-SUM($Y5293:AF5293)),0)","v":0},{"$f":"MAX(MIN(AH$40,$AO5293-SUM($Y5293:AG5293)),0)","v":0},{"$f":"MAX(MIN(AI$40,$AO5293-SUM($Y5293:AH5293)),0)","v":0},14.843444227005872,0,{"$f":"INDEX(Demand!$C5259:$H5259,,$AM$13)","v":0},{"$f":"INDEX(Demand!$K5259:$P5259,,$AM$13)","v":0.43932304292431029},7.2407045009784738,14.843444227005872,7.6027397260273979,0,7.602739726027397,5247,5247,3390,32.261175550058958,32.261175550058958,0,0,0,0,0,0,0,0,0,7.6027397260273979,0]
[null,null,null,null,null,null,null,null,null,null,null,null,null,null,null,null,null,null,null,null,null,null,null,0,0,{"$f":"MAX(MIN(Z$40*IF($Z$37=\"Solar\",$AM5309,1),$AO5309-SUM($Y5309:Y5309)),0)","v":14.843444227005872},{"$f":"MAX(MIN(AA$40,$AO5309-SUM($Y5309:Z5309)),0)","v":0},{"$f":"MAX(MIN(AB$40,$AO5309-SUM($Y5309:AA5309)),0)","v":0},{"$f":"MAX(MIN(AC$40,$AO5309-SUM($Y5309:AB5309)),0)","v":0},{"$f":"MAX(MIN(AD$40,$AO5309-SUM($Y5309:AC5309)),0)","v":0},{"$f":"MAX(MIN(AE$40,$AO5309-SUM($Y5309:AD5309)),0)","v":0},{"$f":"MAX(MIN(AF$40,$AO5309-SUM($Y5309:AE5309)),0)","v":0},{"$f":"MAX(MIN(AG$40,$AO5309-SUM($Y5309:AF5309)),0)","v":0},{"$f":"MAX(MIN(AH$40,$AO5309-SUM($Y5309:AG5309)),0)","v":0},{"$f":"MAX(MIN(AI$40,$AO5309-SUM($Y5309:AH5309)),0)","v":0},14.843444227005872,0,{"$f":"INDEX(Demand!$C5275:$H5275,,$AM$13)","v":0},{"$f":"INDEX(Demand!$K5275:$P5275,,$AM$13)","v":0.28935292194247453},7.2407045009784738,14.843444227005872,7.6027397260273979,0,7.602739726027397,5263,5263,3398,32.121723249719494,32.121723249719494,0,0,0,0,0,0,0,0,0,7.6027397260273979,0]
[null,null,null,null,null,null,null,null,null,null,null,null,null,null,null,null,null,null,null,null,null,null,null,0,0,{"$f":"MAX(MIN(Z$40*IF($Z$37=\"Solar\",$AM5328,1),$AO5328-SUM($Y5328:Y5328)),0)","v":14.843444227005872},{"$f":"MAX(MIN(AA$40,$AO5328-SUM($Y5328:Z5328)),0)","v":0},{"$f":"MAX(MIN(AB$40,$AO5328-SUM($Y5328:AA5328)),0)","v":0},{"$f":"MAX(MIN(AC$40,$AO5328-SUM($Y5328:AB5328)),0)","v":0},{"$f":"MAX(MIN(AD$40,$AO5328-SUM($Y5328:AC5328)),0)","v":0},{"$f":"MAX(MIN(AE$40,$AO5328-SUM($Y5328:AD5328)),0)","v":0},{"$f":"MAX(MIN(AF$40,$AO5328-SUM($Y5328:AE5328)),0)","v":0},{"$f":"MAX(MIN(AG$40,$AO5328-SUM($Y5328:AF5328)),0)","v":0},{"$f":"MAX(MIN(AH$40,$AO5328-SUM($Y5328:AG5328)),0)","v":0},{"$f":"MAX(MIN(AI$40,$AO5328-SUM($Y5328:AH5328)),0)","v":0},14.843444227005872,0,{"$f":"INDEX(Demand!$C5294:$H5294,,$AM$13)","v":0},{"$f":"INDEX(Demand!$K5294:$P5294,,$AM$13)","v":0},7.2407045009784738,14.843444227005872,7.6027397260273979,0,7.602739726027397,5282,5282,6886,31.909384553362074,31.909384553362074,0,0,0,0,0,0,0,0,0,7.6027397260273979,0]
[null,null,null,null,null,null,null,null,null,null,null,null,null,null,null,null,null,null,null,null,null,null,null,0,0,{"$f":"MAX(MIN(Z$40*IF($Z$37=\"Solar\",$AM5329,1),$AO5329-SUM($Y5329:Y5329)),0)","v":14.843444227005872},{"$f":"MAX(MIN(AA$40,$AO5329-SUM($Y5329:Z5329)),0)","v":0},{"$f":"MAX(MIN(AB$40,$AO5329-SUM($Y5329:AA5329)),0)","v":0},{"$f":"MAX(MIN(AC$40,$AO5329-SUM($Y5329:AB5329)),0)","v":0},{"$f":"MAX(MIN(AD$40,$AO5329-SUM($Y5329:AC5329)),0)","v":0},{"$f":"MAX(MIN(AE$40,$AO5329-SUM($Y5329:AD5329)),0)","v":0},{"$f":"MAX(MIN(AF$40,$AO5329-SUM($Y5329:AE5329)),0)","v":0},{"$f":"MAX(MIN(AG$40,$AO5329-SUM($Y5329:AF5329)),0)","v":0},{"$f":"MAX(MIN(AH$40,$AO5329-SUM($Y5329:AG5329)),0)","v":0},{"$f":"MAX(MIN(AI$40,$AO5329-SUM($Y5329:AH5329)),0)","v":0},14.843444227005872,0,{"$f":"INDEX(Demand!$C5295:$H5295,,$AM$13)","v":0},{"$f":"INDEX(Demand!$K5295:$P5295,,$AM$13)","v":0},7.2407045009784738,14.843444227005872,7.6027397260273979,0,7.602739726027397,5283,5283,3408,31.905838513738829,31.905838513738829,0,0,0,0,0,0,0,0,0,7.6027397260273979,0]
[null,null,null,null,null,null,null,null,null,null,null,null,null,null,null,null,null,null,null,null,null,null,null,0,0,{"$f":"MAX(MIN(Z$40*IF($Z$37=\"Solar\",$AM5360,1),$AO5360-SUM($Y5360:Y5360)),0)","v":14.843444227005872},{"$f":"MAX(MIN(AA$40,$AO5360-SUM($Y5360:Z5360)),0)","v":0},{"$f":"MAX(MIN(AB$40,$AO5360-SUM($Y5360:AA5360)),0)","v":0},{"$f":"MAX(MIN(AC$40,$AO5360-SUM($Y5360:AB5360)),0)","v":0},{"$f":"MAX(MIN(AD$40,$AO5360-SUM($Y5360:AC5360)),0)","v":0},{"$f":"MAX(MIN(AE$40,$AO5360-SUM($Y5360:AD5360)),0)","v":0},{"$f":"MAX(MIN(AF$40,$AO5360-SUM($Y5360:AE5360)),0)","v":0},{"$f":"MAX(MIN(AG$40,$AO5360-SUM($Y5360:AF5360)),0)","v":0},{"$f":"MAX(MIN(AH$40,$AO5360-SUM($Y5360:AG5360)),0)","v":0},{"$f":"MAX(MIN(AI$40,$AO5360-SUM($Y5360:AH5360)),0)","v":0},{"$f":"SUM(Z5360:AI5360)","v":14.843444227005872},{"$f":"SUM(Z5360:AI5360)-AJ5360","v":0},{"$f":"INDEX(Demand!$C5326:$H5326,,$AM$13)","v":0},{"$f":"INDEX(Demand!$K5326:$P5326,,$AM$13)","v":0.86694253080921413},7.2407045009784738,14.843444227005872,7.6027397260273979,{"$f":"AP5360-AR5360","v":0},7.602739726027397,5314,5314,6870,31.636204956107456,31.636204956107456,0,0,0,0,0,0,0,0,0,7.6027397260273979,{"$f":"SUM(AW5360:BC5360)-AV5360","v":0}]
[null,null,null,null,null,null,null,null,null,null,null,null,null,null,null,null,null,null,null,null,null,null,null,0,0,{"$f":"MAX(MIN(Z$40*IF($Z$37=\"Solar\",$AM5364,1),$AO5364-SUM($Y5364:Y5364)),0)","v":14.843444227005872},{"$f":"MAX(MIN(AA$40,$AO5364-SUM($Y5364:Z5364)),0)","v":0},{"$f":"MAX(MIN(AB$40,$AO5364-SUM($Y5364:AA5364)),0)","v":0},{"$f":"MAX(MIN(AC$40,$AO5364-SUM($Y5364:AB5364)),0)","v":0},{"$f":"MAX(MIN(AD$40,$AO5364-SUM($Y5364:AC5364)),0)","v":0},{"$f":"MAX(MIN(AE$40,$AO5364-SUM($Y5364:AD5364)),0)","v":0},{"$f":"MAX(MIN(AF$40,$AO5364-SUM($Y5364:AE5364)),0)","v":0},{"$f":"MAX(MIN(AG$40,$AO5364-SUM($Y5364:AF5364)),0)","v":0},{"$f":"MAX(MIN(AH$40,$AO5364-SUM($Y5364:AG5364)),0)","v":0},{"$f":"MAX(MIN(AI$40,$AO5364-SUM($Y5364:AH5364)),0)","v":0},14.843444227005872,0,{"$f":"INDEX(Demand!$C5330:$H5330,,$AM$13)","v":0},{"$f":"INDEX(Demand!$K5330:$P5330,,$AM$13)","v":0.53189162372732313},7.2407045009784738,14.843444227005872,7.6027397260273979,0,7.602739726027397,5318,5318,6868,31.588786648621046,31.588786648621046,0,0,0,0,0,0,0,0,0,7.6027397260273979,0]
[null,null,null,null,null,null,null,null,null,null,null,null,null,null,null,null,null,null,null,null,null,null,null,0,0,{"$f":"MAX(MIN(Z$40*IF($Z$37=\"Solar\",$AM5393,1),$AO5393-SUM($Y5393:Y5393)),0)","v":14.843444227005872},{"$f":"MAX(MIN(AA$40,$AO5393-SUM($Y5393:Z5393)),0)","v":0},{"$f":"MAX(MIN(AB$40,$AO5393-SUM($Y5393:AA5393)),0)","v":0},{"$f":"MAX(MIN(AC$40,$AO5393-SUM($Y5393:AB5393)),0)","v":0},{"$f":"MAX(MIN(AD$40,$AO5393-SUM($Y5393:AC5393)),0)","v":0},{"$f":"MAX(MIN(AE$40,$AO5393-SUM($Y5393:AD5393)),0)","v":0},{"$f":"MAX(MIN(AF$40,$AO5393-SUM($Y5393:AE5393)),0)","v":0},{"$f":"MAX(MIN(AG$40,$AO5393-SUM($Y5393:AF5393)),0)","v":0},{"$f":"MAX(MIN(AH$40,$AO5393-SUM($Y5393:AG5393)),0)","v":0},{"$f":"MAX(MIN(AI$40,$AO5393-SUM($Y5393:AH5393)),0)","v":0},14.843444227005872,0,{"$f":"INDEX(Demand!$C5359:$H5359,,$AM$13)","v":0},{"$f":"INDEX(Demand!$K5359:$P5359,,$AM$13)","v":0},7.2407045009784738,14.843444227005872,7.6027397260273979,0,7.602739726027397,5347,5347,3440,31.239393139749232,31.239393139749232,0,0,0,0,0,0,0,0,0,7.6027397260273979,0]
[null,null,null,null,null,null,null,null,null,null,null,null,null,null,null,null,null,null,null,null,null,null,null,0,0,{"$f":"MAX(MIN(Z$40*IF($Z$37=\"Solar\",$AM5399,1),$AO5399-SUM($Y5399:Y5399)),0)","v":14.843444227005872},{"$f":"MAX(MIN(AA$40,$AO5399-SUM($Y5399:Z5399)),0)","v":0},{"$f":"MAX(MIN(AB$40,$AO5399-SUM($Y5399:AA5399)),0)","v":0},{"$f":"MAX(MIN(AC$40,$AO5399-SUM($Y5399:AB5399)),0)","v":0},{"$f":"MAX(MIN(AD$40,$AO5399-SUM($Y5399:AC5399)),0)","v":0},{"$f":"MAX(MIN(AE$40,$AO5399-SUM($Y5399:AD5399)),0)","v":0},{"$f":"MAX(MIN(AF$40,$AO5399-SUM($Y5399:AE5399)),0)","v":0},{"$f":"MAX(MIN(AG$40,$AO5399-SUM($Y5399:AF5399)),0)","v":0},{"$f":"MAX(MIN(AH$40,$AO5399-SUM($Y5399:AG5399)),0)","v":0},{"$f":"MAX(MIN(AI$40,$AO5399-SUM($Y5399:AH5399)),0)","v":0},14.843444227005872,0,{"$f":"INDEX(Demand!$C5365:$H5365,,$AM$13)","v":0},{"$f":"INDEX(Demand!$K5365:$P5365,,$AM$13)","v":0},7.2407045009784738,14.843444227005872,7.6027397260273979,0,7.602739726027397,5353,5353,3443,31.18302140929061,31.18302140929061,0,0,0,0,0,0,0,0,0,7.6027397260273979,0]
[null,null,null,null,null,null,null,null,null,null,null,null,null,null,null,null,null,null,null,null,null,null,null,0,0,{"$f":"MAX(MIN(Z$40*IF($Z$37=\"Solar\",$AM5416,1),$AO5416-SUM($Y5416:Y5416)),0)","v":14.843444227005872},{"$f":"MAX(MIN(AA$40,$AO5416-SUM($Y5416:Z5416)),0)","v":0},{"$f":"MAX(MIN(AB$40,$AO5416-SUM($Y5416:AA5416)),0)","v":0},{"$f":"MAX(MIN(AC$40,$AO5416-SUM($Y5416:AB5416)),0)","v":0},{"$f":"MAX(MIN(AD$40,$AO5416-SUM($Y5416:AC5416)),0)","v":0},{"$f":"MAX(MIN(AE$40,$AO5416-SUM($Y5416:AD5416)),0)","v":0},{"$f":"MAX(MIN(AF$40,$AO5416-SUM($Y5416:AE5416)),0)","v":0},{"$f":"MAX(MIN(AG$40,$AO5416-SUM($Y5416:AF5416)),0)","v":0},{"$f":"MAX(MIN(AH$40,$AO5416-SUM($Y5416:AG5416)),0)","v":0},{"$f":"MAX(MIN(AI$40,$AO5416-SUM($Y5416:AH5416)),0)","v":0},14.843444227005872,0,{"$f":"INDEX(Demand!$C5382:$H5382,,$AM$13)","v":0},{"$f":"INDEX(Demand!$K5382:$P5382,,$AM$13)","v":0},7.2407045009784738,14.843444227005872,7.6027397260273979,0,7.602739726027397,5370,5370,6842,31.010552397571907,31.010552397571907,0,0,0,0,0,0,0,0,0,7.6027397260273979,0]
[null,null,null,null,null,null,null,null,null,null,null,null,null,null,null,null,null,null,null,null,null,null,null,0,0,{"$f":"MAX(MIN(Z$40*IF($Z$37=\"Solar\",$AM5443,1),$AO5443-SUM($Y5443:Y5443)),0)","v":14.843444227005872},{"$f":"MAX(MIN(AA$40,$AO5443-SUM($Y5443:Z5443)),0)","v":0},{"$f":"MAX(MIN(AB$40,$AO5443-SUM($Y5443:AA5443)),0)","v":0},{"$f":"MAX(MIN(AC$40,$AO5443-SUM($Y5443:AB5443)),0)","v":0},{"$f":"MAX(MIN(AD$40,$AO5443-SUM($Y5443:AC5443)),0)","v":0},{"$f":"MAX(MIN(AE$40,$AO5443-SUM($Y5443:AD5443)),0)","v":0},{"$f":"MAX(MIN(AF$40,$AO5443-SUM($Y5443:AE5443)),0)","v":0},{"$f":"MAX(MIN(AG$40,$AO5443-SUM($Y5443:AF5443)),0)","v":0},{"$f":"MAX(MIN(AH$40,$AO5443-SUM($Y5443:AG5443)),0)","v":0},{"$f":"MAX(MIN(AI$40,$AO5443-SUM($Y5443:AH5443)),0)","v":0},14.843444227005872,0,{"$f":"INDEX(Demand!$C5409:$H5409,,$AM$13)","v":0},{"$f":"INDEX(Demand!$K5409:$P5409,,$AM$13)","v":0},7.2407045009784738,14.843444227005872,7.6027397260273979,0,7.602739726027397,5397,5397,3465,30.739245401923458,30.739245401923458,0,0,0,0,0,0,0,0,0,7.6027397260273979,0]
[null,null,null,null,null,null,null,null,null,null,null,null,null,null,null,null,null,null,null,null,null,null,null,0,0,{"$f":"MAX(MIN(Z$40*IF($Z$37=\"Solar\",$AM5451,1),$AO5451-SUM($Y5451:Y5451)),0)","v":14.843444227005872},{"$f":"MAX(MIN(AA$40,$AO5451-SUM($Y5451:Z5451)),0)","v":0},{"$f":"MAX(MIN(AB$40,$AO5451-SUM($Y5451:AA5451)),0)","v":0},{"$f":"MAX(MIN(AC$40,$AO5451-SUM($Y5451:AB5451)),0)","v":0},{"$f":"MAX(MIN(AD$40,$AO5451-SUM($Y5451:AC5451)),0)","v":0},{"$f":"MAX(MIN(AE$40,$AO5451-SUM($Y5451:AD5451)),0)","v":0},{"$f":"MAX(MIN(AF$40,$AO5451-SUM($Y5451:AE5451)),0)","v":0},{"$f":"MAX(MIN(AG$40,$AO5451-SUM($Y5451:AF5451)),0)","v":0},{"$f":"MAX(MIN(AH$40,$AO5451-SUM($Y5451:AG5451)),0)","v":0},{"$f":"MAX(MIN(AI$40,$AO5451-SUM($Y5451:AH5451)),0)","v":0},14.843444227005872,0,{"$f":"INDEX(Demand!$C5417:$H5417,,$AM$13)","v":0},{"$f":"INDEX(Demand!$K5417:$P5417,,$AM$13)","v":0},7.2407045009784738,14.843444227005872,7.6027397260273979,0,7.602739726027397,5405,5405,3469,30.635553731426985,30.635553731426985,0,0,0,0,0,0,0,0,0,7.6027397260273979,0]
[null,null,null,null,null,null,null,null,null,null,null,null,null,null,null,null,null,null,null,null,null,null,null,0,0,{"$f":"MAX(MIN(Z$40*IF($Z$37=\"Solar\",$AM5468,1),$AO5468-SUM($Y5468:Y5468)),0)","v":14.843444227005872},{"$f":"MAX(MIN(AA$40,$AO5468-SUM($Y5468:Z5468)),0)","v":0},{"$f":"MAX(MIN(AB$40,$AO5468-SUM($Y5468:AA5468)),0)","v":0},{"$f":"MAX(MIN(AC$40,$AO5468-SUM($Y5468:AB5468)),0)","v":0},{"$f":"MAX(MIN(AD$40,$AO5468-SUM($Y5468:AC5468)),0)","v":0},{"$f":"MAX(MIN(AE$40,$AO5468-SUM($Y5468:AD5468)),0)","v":0},{"$f":"MAX(MIN(AF$40,$AO5468-SUM($Y5468:AE5468)),0)","v":0},{"$f":"MAX(MIN(AG$40,$AO5468-SUM($Y5468:AF5468)),0)","v":0},{"$f":"MAX(MIN(AH$40,$AO5468-SUM($Y5468:AG5468)),0)","v":0},{"$f":"MAX(MIN(AI$40,$AO5468-SUM($Y5468:AH5468)),0)","v":0},14.843444227005872,0,{"$f":"INDEX(Demand!$C5434:$H5434,,$AM$13)","v":0},{"$f":"INDEX(Demand!$K5434:$P5434,,$AM$13)","v":0},7.2407045009784738,14.843444227005872,7.6027397260273979,0,7.602739726027397,5422,5422,6816,30.506177807443994,30.506177807443994,0,0,0,0,0,0,0,0,0,7.6027397260273979,0]
[null,null,null,null,null,null,null,null,null,null,null,null,null,null,null,null,null,null,null,null,null,null,null,0,0,{"$f":"MAX(MIN(Z$40*IF($Z$37=\"Solar\",$AM5477,1),$AO5477-SUM($Y5477:Y5477)),0)","v":14.843444227005872},{"$f":"MAX(MIN(AA$40,$AO5477-SUM($Y5477:Z5477)),0)","v":0},{"$f":"MAX(MIN(AB$40,$AO5477-SUM($Y5477:AA5477)),0)","v":0},{"$f":"MAX(MIN(AC$40,$AO5477-SUM($Y5477:AB5477)),0)","v":0},{"$f":"MAX(MIN(AD$40,$AO5477-SUM($Y5477:AC5477)),0)","v":0},{"$f":"MAX(MIN(AE$40,$AO5477-SUM($Y5477:AD5477)),0)","v":0},{"$f":"MAX(MIN(AF$40,$AO5477-SUM($Y5477:AE5477)),0)","v":0},{"$f":"MAX(MIN(AG$40,$AO5477-SUM($Y5477:AF5477)),0)","v":0},{"$f":"MAX(MIN(AH$40,$AO5477-SUM($Y5477:AG5477)),0)","v":0},{"$f":"MAX(MIN(AI$40,$AO5477-SUM($Y5477:AH5477)),0)","v":0},14.843444227005872,0,{"$f":"INDEX(Demand!$C5443:$H5443,,$AM$13)","v":0},{"$f":"INDEX(Demand!$K5443:$P5443,,$AM$13)","v":0.24758994711977542},7.2407045009784738,14.843444227005872,7.6027397260273979,0,7.602739726027397,5431,5431,3482,30.381248850193575,30.381248850193575,0,0,0,0,0,0,0,0,0,7.6027397260273979,0]
[null,null,null,null,null,null,null,null,null,null,null,null,null,null,null,null,null,null,null,null,null,null,null,0,0,{"$f":"MAX(MIN(Z$40*IF($Z$37=\"Solar\",$AM5503,1),$AO5503-SUM($Y5503:Y5503)),0)","v":14.843444227005872},{"$f":"MAX(MIN(AA$40,$AO5503-SUM($Y5503:Z5503)),0)","v":0},{"$f":"MAX(MIN(AB$40,$AO5503-SUM($Y5503:AA5503)),0)","v":0},{"$f":"MAX(MIN(AC$40,$AO5503-SUM($Y5503:AB5503)),0)","v":0},{"$f":"MAX(MIN(AD$40,$AO5503-SUM($Y5503:AC5503)),0)","v":0},{"$f":"MAX(MIN(AE$40,$AO5503-SUM($Y5503:AD5503)),0)","v":0},{"$f":"MAX(MIN(AF$40,$AO5503-SUM($Y5503:AE5503)),0)","v":0},{"$f":"MAX(MIN(AG$40,$AO5503-SUM($Y5503:AF5503)),0)","v":0},{"$f":"MAX(MIN(AH$40,$AO5503-SUM($Y5503:AG5503)),0)","v":0},{"$f":"MAX(MIN(AI$40,$AO5503-SUM($Y5503:AH5503)),0)","v":0},14.843444227005872,0,{"$f":"INDEX(Demand!$C5469:$H5469,,$AM$13)","v":0},{"$f":"INDEX(Demand!$K5469:$P5469,,$AM$13)","v":0.72376002074618628},7.2407045009784738,14.843444227005872,7.6027397260273979,0,7.602739726027397,5457,5457,3495,30.064019239438352,30.064019239438352,0,0,0,0,0,0,0,0,0,7.6027397260273979,0]
[null,null,null,null,null,null,null,null,null,null,null,null,null,null,null,null,null,null,null,null,null,null,null,0,0,{"$f":"MAX(MIN(Z$40*IF($Z$37=\"Solar\",$AM5520,1),$AO5520-SUM($Y5520:Y5520)),0)","v":14.843444227005872},{"$f":"MAX(MIN(AA$40,$AO5520-SUM($Y5520:Z5520)),0)","v":0},{"$f":"MAX(MIN(AB$40,$AO5520-SUM($Y5520:AA5520)),0)","v":0},{"$f":"MAX(MIN(AC$40,$AO5520-SUM($Y5520:AB5520)),0)","v":0},{"$f":"MAX(MIN(AD$40,$AO5520-SUM($Y5520:AC5520)),0)","v":0},{"$f":"MAX(MIN(AE$40,$AO5520-SUM($Y5520:AD5520)),0)","v":0},{"$f":"MAX(MIN(AF$40,$AO5520-SUM($Y5520:AE5520)),0)","v":0},{"$f":"MAX(MIN(AG$40,$AO5520-SUM($Y5520:AF5520)),0)","v":0},{"$f":"MAX(MIN(AH$40,$AO5520-SUM($Y5520:AG5520)),0)","v":0},{"$f":"MAX(MIN(AI$40,$AO5520-SUM($Y5520:AH5520)),0)","v":0},14.843444227005872,0,{"$f":"INDEX(Demand!$C5486:$H5486,,$AM$13)","v":0},{"$f":"INDEX(Demand!$K5486:$P5486,,$AM$13)","v":0},7.2407045009784738,14.843444227005872,7.6027397260273979,0,7.602739726027397,5474,5474,6790,29.937172834517298,29.937172834517298,0,0,0,0,0,0,0,0,0,7.6027397260273979,0]
[null,null,null,null,null,null,null,null,null,null,null,null,null,null,null,null,null,null,null,null,null,null,null,0,0,{"$f":"MAX(MIN(Z$40*IF($Z$37=\"Solar\",$AM5527,1),$AO5527-SUM($Y5527:Y5527)),0)","v":14.843444227005872},{"$f":"MAX(MIN(AA$40,$AO5527-SUM($Y5527:Z5527)),0)","v":0},{"$f":"MAX(MIN(AB$40,$AO5527-SUM($Y5527:AA5527)),0)","v":0},{"$f":"MAX(MIN(AC$40,$AO5527-SUM($Y5527:AB5527)),0)","v":0},{"$f":"MAX(MIN(AD$40,$AO5527-SUM($Y5527:AC5527)),0)","v":0},{"$f":"MAX(MIN(AE$40,$AO5527-SUM($Y5527:AD5527)),0)","v":0},{"$f":"MAX(MIN(AF$40,$AO5527-SUM($Y5527:AE5527)),0)","v":0},{"$f":"MAX(MIN(AG$40,$AO5527-SUM($Y5527:AF5527)),0)","v":0},{"$f":"MAX(MIN(AH$40,$AO5527-SUM($Y5527:AG5527)),0)","v":0},{"$f":"MAX(MIN(AI$40,$AO5527-SUM($Y5527:AH5527)),0)","v":0},14.843444227005872,0,{"$f":"INDEX(Demand!$C5493:$H5493,,$AM$13)","v":0},{"$f":"INDEX(Demand!$K5493:$P5493,,$AM$13)","v":0.59689258211092455},7.2407045009784738,14.843444227005872,7.6027397260273979,0,7.602739726027397,5481,5481,3507,29.886353886497179,29.886353886497179,0,0,0,0,0,0,0,0,0,7.6027397260273979,0]
[null,null,null,null,null,null,null,null,null,null,null,null,null,null,null,null,null,null,null,null,null,null,null,0,0,{"$f":"MAX(MIN(Z$40*IF($Z$37=\"Solar\",$AM5555,1),$AO5555-SUM($Y5555:Y5555)),0)","v":14.843444227005872},{"$f":"MAX(MIN(AA$40,$AO5555-SUM($Y5555:Z5555)),0)","v":0},{"$f":"MAX(MIN(AB$40,$AO5555-SUM($Y5555:AA5555)),0)","v":0},{"$f":"MAX(MIN(AC$40,$AO5555-SUM($Y5555:AB5555)),0)","v":0},{"$f":"MAX(MIN(AD$40,$AO5555-SUM($Y5555:AC5555)),0)","v":0},{"$f":"MAX(MIN(AE$40,$AO5555-SUM($Y5555:AD5555)),0)","v":0},{"$f":"MAX(MIN(AF$40,$AO5555-SUM($Y5555:AE5555)),0)","v":0},{"$f":"MAX(MIN(AG$40,$AO5555-SUM($Y5555:AF5555)),0)","v":0},{"$f":"MAX(MIN(AH$40,$AO5555-SUM($Y5555:AG5555)),0)","v":0},{"$f":"MAX(MIN(AI$40,$AO5555-SUM($Y5555:AH5555)),0)","v":0},14.843444227005872,0,{"$f":"INDEX(Demand!$C5521:$H5521,,$AM$13)","v":0},{"$f":"INDEX(Demand!$K5521:$P5521,,$AM$13)","v":0.67328139270049969},7.2407045009784738,14.843444227005872,7.6027397260273979,0,7.602739726027397,5509,5509,3521,29.679665965659243,29.679665965659243,0,0,0,0,0,0,0,0,0,7.6027397260273979,0]
[null,null,null,null,null,null,null,null,null,null,null,null,null,null,null,null,null,null,null,null,null,null,null,0,0,{"$f":"MAX(MIN(Z$40*IF($Z$37=\"Solar\",$AM5561,1),$AO5561-SUM($Y5561:Y5561)),0)","v":14.843444227005872},{"$f":"MAX(MIN(AA$40,$AO5561-SUM($Y5561:Z5561)),0)","v":0},{"$f":"MAX(MIN(AB$40,$AO5561-SUM($Y5561:AA5561)),0)","v":0},{"$f":"MAX(MIN(AC$40,$AO5561-SUM($Y5561:AB5561)),0)","v":0},{"$f":"MAX(MIN(AD$40,$AO5561-SUM($Y5561:AC5561)),0)","v":0},{"$f":"MAX(MIN(AE$40,$AO5561-SUM($Y5561:AD5561)),0)","v":0},{"$f":"MAX(MIN(AF$40,$AO5561-SUM($Y5561:AE5561)),0)","v":0},{"$f":"MAX(MIN(AG$40,$AO5561-SUM($Y5561:AF5561)),0)","v":0},{"$f":"MAX(MIN(AH$40,$AO5561-SUM($Y5561:AG5561)),0)","v":0},{"$f":"MAX(MIN(AI$40,$AO5561-SUM($Y5561:AH5561)),0)","v":0},14.843444227005872,0,{"$f":"INDEX(Demand!$C5527:$H5527,,$AM$13)","v":0},{"$f":"INDEX(Demand!$K5527:$P5527,,$AM$13)","v":0},7.2407045009784738,14.843444227005872,7.6027397260273979,0,7.602739726027397,5515,5515,3524,29.593265285313244,29.593265285313244,0,0,0,0,0,0,0,0,0,7.6027397260273979,0]
[null,null,null,null,null,null,null,null,null,null,null,null,null,null,null,null,null,null,null,null,null,null,null,0,0,{"$f":"MAX(MIN(Z$40*IF($Z$37=\"Solar\",$AM5590,1),$AO5590-SUM($Y5590:Y5590)),0)","v":14.843444227005872},{"$f":"MAX(MIN(AA$40,$AO5590-SUM($Y5590:Z5590)),0)","v":0},{"$f":"MAX(MIN(AB$40,$AO5590-SUM($Y5590:AA5590)),0)","v":0},{"$f":"MAX(MIN(AC$40,$AO5590-SUM($Y5590:AB5590)),0)","v":0},{"$f":"MAX(MIN(AD$40,$AO5590-SUM($Y5590:AC5590)),0)","v":0},{"$f":"MAX(MIN(AE$40,$AO5590-SUM($Y5590:AD5590)),0)","v":0},{"$f":"MAX(MIN(AF$40,$AO5590-SUM($Y5590:AE5590)),0)","v":0},{"$f":"MAX(MIN(AG$40,$AO5590-SUM($Y5590:AF5590)),0)","v":0},{"$f":"MAX(MIN(AH$40,$AO5590-SUM($Y5590:AG5590)),0)","v":0},{"$f":"MAX(MIN(AI$40,$AO5590-SUM($Y5590:AH5590)),0)","v":0},14.843444227005872,0,{"$f":"INDEX(Demand!$C5556:$H5556,,$AM$13)","v":0},{"$f":"INDEX(Demand!$K5556:$P5556,,$AM$13)","v":0},7.2407045009784738,14.843444227005872,7.6027397260273979,0,7.602739726027397,5544,5544,6755,29.404564015335854,29.404564015335854,0,0,0,0,0,0,0,0,0,7.6027397260273979,0]
[null,null,null,null,null,null,null,null,null,null,null,null,null,null,null,null,null,null,null,null,null,null,null,0,0,{"$f":"MAX(MIN(Z$40*IF($Z$37=\"Solar\",$AM5591,1),$AO5591-SUM($Y5591:Y5591)),0)","v":14.843444227005872},{"$f":"MAX(MIN(AA$40,$AO5591-SUM($Y5591:Z5591)),0)","v":0},{"$f":"MAX(MIN(AB$40,$AO5591-SUM($Y5591:AA5591)),0)","v":0},{"$f":"MAX(MIN(AC$40,$AO5591-SUM($Y5591:AB5591)),0)","v":0},{"$f":"MAX(MIN(AD$40,$AO5591-SUM($Y5591:AC5591)),0)","v":0},{"$f":"MAX(MIN(AE$40,$AO5591-SUM($Y5591:AD5591)),0)","v":0},{"$f":"MAX(MIN(AF$40,$AO5591-SUM($Y5591:AE5591)),0)","v":0},{"$f":"MAX(MIN(AG$40,$AO5591-SUM($Y5591:AF5591)),0)","v":0},{"$f":"MAX(MIN(AH$40,$AO5591-SUM($Y5591:AG5591)),0)","v":0},{"$f":"MAX(MIN(AI$40,$AO5591-SUM($Y5591:AH5591)),0)","v":0},14.843444227005872,0,{"$f":"INDEX(Demand!$C5557:$H5557,,$AM$13)","v":0},{"$f":"INDEX(Demand!$K5557:$P5557,,$AM$13)","v":0},7.2407045009784738,14.843444227005872,7.6027397260273979,0,7.602739726027397,5545,5545,3539,29.395114403438356,29.395114403438356,0,0,0,0,0,0,0,0,0,7.6027397260273979,0]
[null,null,null,null,null,null,null,null,null,null,null,null,null,null,null,null,null,null,null,null,null,null,null,0,0,{"$f":"MAX(MIN(Z$40*IF($Z$37=\"Solar\",$AM5611,1),$AO5611-SUM($Y5611:Y5611)),0)","v":14.843444227005872},{"$f":"MAX(MIN(AA$40,$AO5611-SUM($Y5611:Z5611)),0)","v":0},{"$f":"MAX(MIN(AB$40,$AO5611-SUM($Y5611:AA5611)),0)","v":0},{"$f":"MAX(MIN(AC$40,$AO5611-SUM($Y5611:AB5611)),0)","v":0},{"$f":"MAX(MIN(AD$40,$AO5611-SUM($Y5611:AC5611)),0)","v":0},{"$f":"MAX(MIN(AE$40,$AO5611-SUM($Y5611:AD5611)),0)","v":0},{"$f":"MAX(MIN(AF$40,$AO5611-SUM($Y5611:AE5611)),0)","v":0},{"$f":"MAX(MIN(AG$40,$AO5611-SUM($Y5611:AF5611)),0)","v":0},{"$f":"MAX(MIN(AH$40,$AO5611-SUM($Y5611:AG5611)),0)","v":0},{"$f":"MAX(MIN(AI$40,$AO5611-SUM($Y5611:AH5611)),0)","v":0},14.843444227005872,0,{"$f":"INDEX(Demand!$C5577:$H5577,,$AM$13)","v":0},{"$f":"INDEX(Demand!$K5577:$P5577,,$AM$13)","v":0},7.2407045009784738,14.843444227005872,7.6027397260273979,0,7.602739726027397,5565,5565,3549,29.228521091152128,29.228521091152128,0,0,0,0,0,0,0,0,0,7.6027397260273979,0]
[null,null,null,null,null,null,null,null,null,null,null,null,null,null,null,null,null,null,null,null,null,null,null,0,0,{"$f":"MAX(MIN(Z$40*IF($Z$37=\"Solar\",$AM5626,1),$AO5626-SUM($Y5626:Y5626)),0)","v":14.843444227005872},{"$f":"MAX(MIN(AA$40,$AO5626-SUM($Y5626:Z5626)),0)","v":0},{"$f":"MAX(MIN(AB$40,$AO5626-SUM($Y5626:AA5626)),0)","v":0},{"$f":"MAX(MIN(AC$40,$AO5626-SUM($Y5626:AB5626)),0)","v":0},{"$f":"MAX(MIN(AD$40,$AO5626-SUM($Y5626:AC5626)),0)","v":0},{"$f":"MAX(MIN(AE$40,$AO5626-SUM($Y5626:AD5626)),0)","v":0},{"$f":"MAX(MIN(AF$40,$AO5626-SUM($Y5626:AE5626)),0)","v":0},{"$f":"MAX(MIN(AG$40,$AO5626-SUM($Y5626:AF5626)),0)","v":0},{"$f":"MAX(MIN(AH$40,$AO5626-SUM($Y5626:AG5626)),0)","v":0},{"$f":"MAX(MIN(AI$40,$AO5626-SUM($Y5626:AH5626)),0)","v":0},14.843444227005872,0,{"$f":"INDEX(Demand!$C5592:$H5592,,$AM$13)","v":0},{"$f":"INDEX(Demand!$K5592:$P5592,,$AM$13)","v":0.9656109413581988},7.2407045009784738,14.843444227005872,7.6027397260273979,0,7.602739726027397,5580,5580,6737,29.102613054781784,29.102613054781784,0,0,0,0,0,0,0,0,0,7.6027397260273979,0]
[null,null,null,null,null,null,null,null,null,null,null,null,null,null,null,null,null,null,null,null,null,null,null,0,0,{"$f":"MAX(MIN(Z$40*IF($Z$37=\"Solar\",$AM5643,1),$AO5643-SUM($Y5643:Y5643)),0)","v":14.843444227005872},{"$f":"MAX(MIN(AA$40,$AO5643-SUM($Y5643:Z5643)),0)","v":0},{"$f":"MAX(MIN(AB$40,$AO5643-SUM($Y5643:AA5643)),0)","v":0},{"$f":"MAX(MIN(AC$40,$AO5643-SUM($Y5643:AB5643)),0)","v":0},{"$f":"MAX(MIN(AD$40,$AO5643-SUM($Y5643:AC5643)),0)","v":0},{"$f":"MAX(MIN(AE$40,$AO5643-SUM($Y5643:AD5643)),0)","v":0},{"$f":"MAX(MIN(AF$40,$AO5643-SUM($Y5643:AE5643)),0)","v":0},{"$f":"MAX(MIN(AG$40,$AO5643-SUM($Y5643:AF5643)),0)","v":0},{"$f":"MAX(MIN(AH$40,$AO5643-SUM($Y5643:AG5643)),0)","v":0},{"$f":"MAX(MIN(AI$40,$AO5643-SUM($Y5643:AH5643)),0)","v":0},14.843444227005872,0,{"$f":"INDEX(Demand!$C5609:$H5609,,$AM$13)","v":0},{"$f":"INDEX(Demand!$K5609:$P5609,,$AM$13)","v":0},7.2407045009784738,14.843444227005872,7.6027397260273979,0,7.602739726027397,5597,5597,3565,28.937765268359769,28.937765268359769,0,0,0,0,0,0,0,0,0,7.6027397260273979,0]
[null,null,null,null,null,null,null,null,null,null,null,null,null,null,null,null,null,null,null,null,null,null,null,0,0,{"$f":"MAX(MIN(Z$40*IF($Z$37=\"Solar\",$AM5661,1),$AO5661-SUM($Y5661:Y5661)),0)","v":14.906513833207853},{"$f":"MAX(MIN(AA$40,$AO5661-SUM($Y5661:Z5661)),0)","v":0},{"$f":"MAX(MIN(AB$40,$AO5661-SUM($Y5661:AA5661)),0)","v":0},{"$f":"MAX(MIN(AC$40,$AO5661-SUM($Y5661:AB5661)),0)","v":0},{"$f":"MAX(MIN(AD$40,$AO5661-SUM($Y5661:AC5661)),0)","v":0},{"$f":"MAX(MIN(AE$40,$AO5661-SUM($Y5661:AD5661)),0)","v":0},{"$f":"MAX(MIN(AF$40,$AO5661-SUM($Y5661:AE5661)),0)","v":0},{"$f":"MAX(MIN(AG$40,$AO5661-SUM($Y5661:AF5661)),0)","v":0},{"$f":"MAX(MIN(AH$40,$AO5661-SUM($Y5661:AG5661)),0)","v":0},{"$f":"MAX(MIN(AI$40,$AO5661-SUM($Y5661:AH5661)),0)","v":0},14.906513833207853,0,{"$f":"INDEX(Demand!$C5627:$H5627,,$AM$13)","v":2.3674777102845688E-7},{"$f":"INDEX(Demand!$K5627:$P5627,,$AM$13)","v":0},7.2407045009784738,14.906513833207853,7.6658093322293785,6.3069606201981543E-2,7.602739726027397,5615,5615,3574,28.808714550233713,28.808714550233713,0,0,0,0,0,0,0,0,0,7.6027397260273979,0]
[null,null,null,null,null,null,null,null,null,null,null,null,null,null,null,null,null,null,null,null,null,null,null,0,0,{"$f":"MAX(MIN(Z$40*IF($Z$37=\"Solar\",$AM5678,1),$AO5678-SUM($Y5678:Y5678)),0)","v":15.066448343690706},{"$f":"MAX(MIN(AA$40,$AO5678-SUM($Y5678:Z5678)),0)","v":0},{"$f":"MAX(MIN(AB$40,$AO5678-SUM($Y5678:AA5678)),0)","v":0},{"$f":"MAX(MIN(AC$40,$AO5678-SUM($Y5678:AB5678)),0)","v":0},{"$f":"MAX(MIN(AD$40,$AO5678-SUM($Y5678:AC5678)),0)","v":0},{"$f":"MAX(MIN(AE$40,$AO5678-SUM($Y5678:AD5678)),0)","v":0},{"$f":"MAX(MIN(AF$40,$AO5678-SUM($Y5678:AE5678)),0)","v":0},{"$f":"MAX(MIN(AG$40,$AO5678-SUM($Y5678:AF5678)),0)","v":0},{"$f":"MAX(MIN(AH$40,$AO5678-SUM($Y5678:AG5678)),0)","v":0},{"$f":"MAX(MIN(AI$40,$AO5678-SUM($Y5678:AH5678)),0)","v":0},15.066448343690706,0,{"$f":"INDEX(Demand!$C5644:$H5644,,$AM$13)","v":8.3710254010823493E-7},{"$f":"INDEX(Demand!$K5644:$P5644,,$AM$13)","v":0.10420448523525505},7.2407045009784738,15.066448343690706,7.8257438427122317,0.22300411668483466,7.602739726027397,5632,5632,6711,28.624977132149926,28.624977132149926,0,0,0,0,0,0,0,0,0,7.6027397260273979,0]
[null,null,null,null,null,null,null,null,null,null,null,null,null,null,null,null,null,null,null,null,null,null,null,0,0,{"$f":"MAX(MIN(Z$40*IF($Z$37=\"Solar\",$AM5695,1),$AO5695-SUM($Y5695:Y5695)),0)","v":15.263533627442941},{"$f":"MAX(MIN(AA$40,$AO5695-SUM($Y5695:Z5695)),0)","v":0},{"$f":"MAX(MIN(AB$40,$AO5695-SUM($Y5695:AA5695)),0)","v":0},{"$f":"MAX(MIN(AC$40,$AO5695-SUM($Y5695:AB5695)),0)","v":0},{"$f":"MAX(MIN(AD$40,$AO5695-SUM($Y5695:AC5695)),0)","v":0},{"$f":"MAX(MIN(AE$40,$AO5695-SUM($Y5695:AD5695)),0)","v":0},{"$f":"MAX(MIN(AF$40,$AO5695-SUM($Y5695:AE5695)),0)","v":0},{"$f":"MAX(MIN(AG$40,$AO5695-SUM($Y5695:AF5695)),0)","v":0},{"$f":"MAX(MIN(AH$40,$AO5695-SUM($Y5695:AG5695)),0)","v":0},{"$f":"MAX(MIN(AI$40,$AO5695-SUM($Y5695:AH5695)),0)","v":0},15.263533627442941,0,{"$f":"INDEX(Demand!$C5661:$H5661,,$AM$13)","v":1.5769121638028151E-6},{"$f":"INDEX(Demand!$K5661:$P5661,,$AM$13)","v":0.63306310674138322},7.2407045009784738,15.263533627442941,8.0228291264644671,0.4200894004370701,7.602739726027397,5649,5649,3591,28.494598722447456,28.494598722447456,0,0,0,0,0,0,0,0,0,7.6027397260273979,0]
[null,null,null,null,null,null,null,null,null,null,null,null,null,null,null,null,null,null,null,null,null,null,null,0,0,{"$f":"MAX(MIN(Z$40*IF($Z$37=\"Solar\",$AM5713,1),$AO5713-SUM($Y5713:Y5713)),0)","v":15.486531519512614},{"$f":"MAX(MIN(AA$40,$AO5713-SUM($Y5713:Z5713)),0)","v":0},{"$f":"MAX(MIN(AB$40,$AO5713-SUM($Y5713:AA5713)),0)","v":0},{"$f":"MAX(MIN(AC$40,$AO5713-SUM($Y5713:AB5713)),0)","v":0},{"$f":"MAX(MIN(AD$40,$AO5713-SUM($Y5713:AC5713)),0)","v":0},{"$f":"MAX(MIN(AE$40,$AO5713-SUM($Y5713:AD5713)),0)","v":0},{"$f":"MAX(MIN(AF$40,$AO5713-SUM($Y5713:AE5713)),0)","v":0},{"$f":"MAX(MIN(AG$40,$AO5713-SUM($Y5713:AF5713)),0)","v":0},{"$f":"MAX(MIN(AH$40,$AO5713-SUM($Y5713:AG5713)),0)","v":0},{"$f":"MAX(MIN(AI$40,$AO5713-SUM($Y5713:AH5713)),0)","v":0},15.486531519512614,0,{"$f":"INDEX(Demand!$C5679:$H5679,,$AM$13)","v":2.4139913382385213E-6},{"$f":"INDEX(Demand!$K5679:$P5679,,$AM$13)","v":0},7.2407045009784738,15.486531519512614,8.2458270185341398,0.64308729250674279,7.602739726027397,5667,5667,3600,28.32790785529944,28.32790785529944,0,0,0,0,0,0,0,0,0,7.6027397260273979,0]
[null,null,null,null,null,null,null,null,null,null,null,null,null,null,null,null,null,null,null,null,null,null,null,0,0,{"$f":"MAX(MIN(Z$40*IF($Z$37=\"Solar\",$AM5730,1),$AO5730-SUM($Y5730:Y5730)),0)","v":15.64253409819284},{"$f":"MAX(MIN(AA$40,$AO5730-SUM($Y5730:Z5730)),0)","v":0},{"$f":"MAX(MIN(AB$40,$AO5730-SUM($Y5730:AA5730)),0)","v":0},{"$f":"MAX(MIN(AC$40,$AO5730-SUM($Y5730:AB5730)),0)","v":0},{"$f":"MAX(MIN(AD$40,$AO5730-SUM($Y5730:AC5730)),0)","v":0},{"$f":"MAX(MIN(AE$40,$AO5730-SUM($Y5730:AD5730)),0)","v":0},{"$f":"MAX(MIN(AF$40,$AO5730-SUM($Y5730:AE5730)),0)","v":0},{"$f":"MAX(MIN(AG$40,$AO5730-SUM($Y5730:AF5730)),0)","v":0},{"$f":"MAX(MIN(AH$40,$AO5730-SUM($Y5730:AG5730)),0)","v":0},{"$f":"MAX(MIN(AI$40,$AO5730-SUM($Y5730:AH5730)),0)","v":0},15.64253409819284,0,{"$f":"INDEX(Demand!$C5696:$H5696,,$AM$13)","v":2.9995866035546883E-6},{"$f":"INDEX(Demand!$K5696:$P5696,,$AM$13)","v":0},7.2407045009784738,15.64253409819284,8.4018295972143662,0.79908987118696917,7.602739726027397,5684,5684,6685,28.197964632485728,28.197964632485728,0,0,0,0,0,0,0,0,0,7.6027397260273979,0]
[null,null,null,null,null,null,null,null,null,null,null,null,null,null,null,null,null,null,null,null,null,null,null,0,0,{"$f":"MAX(MIN(Z$40*IF($Z$37=\"Solar\",$AM5745,1),$AO5745-SUM($Y5745:Y5745)),0)","v":15.805464473404585},{"$f":"MAX(MIN(AA$40,$AO5745-SUM($Y5745:Z5745)),0)","v":0},{"$f":"MAX(MIN(AB$40,$AO5745-SUM($Y5745:AA5745)),0)","v":0},{"$f":"MAX(MIN(AC$40,$AO5745-SUM($Y5745:AB5745)),0)","v":0},{"$f":"MAX(MIN(AD$40,$AO5745-SUM($Y5745:AC5745)),0)","v":0},{"$f":"MAX(MIN(AE$40,$AO5745-SUM($Y5745:AD5745)),0)","v":0},{"$f":"MAX(MIN(AF$40,$AO5745-SUM($Y5745:AE5745)),0)","v":0},{"$f":"MAX(MIN(AG$40,$AO5745-SUM($Y5745:AF5745)),0)","v":0},{"$f":"MAX(MIN(AH$40,$AO5745-SUM($Y5745:AG5745)),0)","v":0},{"$f":"MAX(MIN(AI$40,$AO5745-SUM($Y5745:AH5745)),0)","v":0},15.805464473404585,0,{"$f":"INDEX(Demand!$C5711:$H5711,,$AM$13)","v":3.6111871111062833E-6},{"$f":"INDEX(Demand!$K5711:$P5711,,$AM$13)","v":0.9447632792504318},7.2407045009784738,{"$f":"AN5745+AP5745","v":15.805464473404585},8.5647599724261116,0.96202024639871464,7.602739726027397,5699,5699,3616,28.043034417639696,28.043034417639696,0,0,0,0,0,0,0,0,0,7.6027397260273979,0]
[null,null,null,null,null,null,null,null,null,null,null,null,null,null,null,null,null,null,null,null,null,null,null,0,0,{"$f":"MAX(MIN(Z$40*IF($Z$37=\"Solar\",$AM5765,1),$AO5765-SUM($Y5765:Y5765)),0)","v":15.995958190921879},{"$f":"MAX(MIN(AA$40,$AO5765-SUM($Y5765:Z5765)),0)","v":0},{"$f":"MAX(MIN(AB$40,$AO5765-SUM($Y5765:AA5765)),0)","v":0},{"$f":"MAX(MIN(AC$40,$AO5765-SUM($Y5765:AB5765)),0)","v":0},{"$f":"MAX(MIN(AD$40,$AO5765-SUM($Y5765:AC5765)),0)","v":0},{"$f":"MAX(MIN(AE$40,$AO5765-SUM($Y5765:AD5765)),0)","v":0},{"$f":"MAX(MIN(AF$40,$AO5765-SUM($Y5765:AE5765)),0)","v":0},{"$f":"MAX(MIN(AG$40,$AO5765-SUM($Y5765:AF5765)),0)","v":0},{"$f":"MAX(MIN(AH$40,$AO5765-SUM($Y5765:AG5765)),0)","v":0},{"$f":"MAX(MIN(AI$40,$AO5765-SUM($Y5765:AH5765)),0)","v":0},15.995958190921879,0,{"$f":"INDEX(Demand!$C5731:$H5731,,$AM$13)","v":4.3262536183033349E-6},{"$f":"INDEX(Demand!$K5731:$P5731,,$AM$13)","v":0.28035539118963598},7.2407045009784738,15.995958190921879,8.7552536899434052,1.1525139639160082,7.602739726027397,5719,5719,3626,27.792145272595413,27.792145272595413,0,0,0,0,0,0,0,0,0,7.6027397260273979,0]
[null,null,null,null,null,null,null,null,null,null,null,null,null,null,null,null,null,null,null,null,null,null,null,0,0,{"$f":"MAX(MIN(Z$40*IF($Z$37=\"Solar\",$AM5782,1),$AO5782-SUM($Y5782:Y5782)),0)","v":16.204597470983813},{"$f":"MAX(MIN(AA$40,$AO5782-SUM($Y5782:Z5782)),0)","v":0},{"$f":"MAX(MIN(AB$40,$AO5782-SUM($Y5782:AA5782)),0)","v":0},{"$f":"MAX(MIN(AC$40,$AO5782-SUM($Y5782:AB5782)),0)","v":0},{"$f":"MAX(MIN(AD$40,$AO5782-SUM($Y5782:AC5782)),0)","v":0},{"$f":"MAX(MIN(AE$40,$AO5782-SUM($Y5782:AD5782)),0)","v":0},{"$f":"MAX(MIN(AF$40,$AO5782-SUM($Y5782:AE5782)),0)","v":0},{"$f":"MAX(MIN(AG$40,$AO5782-SUM($Y5782:AF5782)),0)","v":0},{"$f":"MAX(MIN(AH$40,$AO5782-SUM($Y5782:AG5782)),0)","v":0},{"$f":"MAX(MIN(AI$40,$AO5782-SUM($Y5782:AH5782)),0)","v":0},16.204597470983813,0,{"$f":"INDEX(Demand!$C5748:$H5748,,$AM$13)","v":5.1094340990162976E-6},{"$f":"INDEX(Demand!$K5748:$P5748,,$AM$13)","v":0},7.2407045009784738,16.204597470983813,8.9638929700053396,1.3611532439779426,7.602739726027397,5736,5736,6659,27.641071079225501,27.641071079225501,0,0,0,0,0,0,0,0,0,7.6027397260273979,0]
[null,null,null,null,null,null,null,null,null,null,null,null,null,null,null,null,null,null,null,null,null,null,null,0,0,{"$f":"MAX(MIN(Z$40*IF($Z$37=\"Solar\",$AM5795,1),$AO5795-SUM($Y5795:Y5795)),0)","v":16.337063234549454},{"$f":"MAX(MIN(AA$40,$AO5795-SUM($Y5795:Z5795)),0)","v":0},{"$f":"MAX(MIN(AB$40,$AO5795-SUM($Y5795:AA5795)),0)","v":0},{"$f":"MAX(MIN(AC$40,$AO5795-SUM($Y5795:AB5795)),0)","v":0},{"$f":"MAX(MIN(AD$40,$AO5795-SUM($Y5795:AC5795)),0)","v":0},{"$f":"MAX(MIN(AE$40,$AO5795-SUM($Y5795:AD5795)),0)","v":0},{"$f":"MAX(MIN(AF$40,$AO5795-SUM($Y5795:AE5795)),0)","v":0},{"$f":"MAX(MIN(AG$40,$AO5795-SUM($Y5795:AF5795)),0)","v":0},{"$f":"MAX(MIN(AH$40,$AO5795-SUM($Y5795:AG5795)),0)","v":0},{"$f":"MAX(MIN(AI$40,$AO5795-SUM($Y5795:AH5795)),0)","v":0},16.337063234549454,0,{"$f":"INDEX(Demand!$C5761:$H5761,,$AM$13)","v":5.6066779562446757E-6},{"$f":"INDEX(Demand!$K5761:$P5761,,$AM$13)","v":0.81732081045427407},7.2407045009784738,16.337063234549454,9.0963587335709786,1.4936190075435816,7.602739726027397,5749,5749,3641,27.516108410209831,27.516108410209831,0,0,0,0,0,0,0,0,0,7.6027397260273979,0]
[null,null,null,null,null,null,null,null,null,null,null,null,null,null,null,null,null,null,null,null,null,null,null,0,0,{"$f":"MAX(MIN(Z$40*IF($Z$37=\"Solar\",$AM5817,1),$AO5817-SUM($Y5817:Y5817)),0)","v":16.526904569247854},{"$f":"MAX(MIN(AA$40,$AO5817-SUM($Y5817:Z5817)),0)","v":0},{"$f":"MAX(MIN(AB$40,$AO5817-SUM($Y5817:AA5817)),0)","v":0},{"$f":"MAX(MIN(AC$40,$AO5817-SUM($Y5817:AB5817)),0)","v":0},{"$f":"MAX(MIN(AD$40,$AO5817-SUM($Y5817:AC5817)),0)","v":0},{"$f":"MAX(MIN(AE$40,$AO5817-SUM($Y5817:AD5817)),0)","v":0},{"$f":"MAX(MIN(AF$40,$AO5817-SUM($Y5817:AE5817)),0)","v":0},{"$f":"MAX(MIN(AG$40,$AO5817-SUM($Y5817:AF5817)),0)","v":0},{"$f":"MAX(MIN(AH$40,$AO5817-SUM($Y5817:AG5817)),0)","v":0},{"$f":"MAX(MIN(AI$40,$AO5817-SUM($Y5817:AH5817)),0)","v":0},16.526904569247854,0,{"$f":"INDEX(Demand!$C5783:$H5783,,$AM$13)","v":6.3192955789864178E-6},{"$f":"INDEX(Demand!$K5783:$P5783,,$AM$13)","v":0.84182160534890826},7.2407045009784738,16.526904569247854,9.2862000682693804,1.6834603422419834,7.602739726027397,5771,5771,3652,27.328127696295585,27.328127696295585,0,0,0,0,0,0,0,0,0,7.6027397260273979,0]
[null,null,null,null,null,null,null,null,null,null,null,null,null,null,null,null,null,null,null,null,null,null,null,0,0,{"$f":"MAX(MIN(Z$40*IF($Z$37=\"Solar\",$AM5834,1),$AO5834-SUM($Y5834:Y5834)),0)","v":16.706462806827993},{"$f":"MAX(MIN(AA$40,$AO5834-SUM($Y5834:Z5834)),0)","v":0},{"$f":"MAX(MIN(AB$40,$AO5834-SUM($Y5834:AA5834)),0)","v":0},{"$f":"MAX(MIN(AC$40,$AO5834-SUM($Y5834:AB5834)),0)","v":0},{"$f":"MAX(MIN(AD$40,$AO5834-SUM($Y5834:AC5834)),0)","v":0},{"$f":"MAX(MIN(AE$40,$AO5834-SUM($Y5834:AD5834)),0)","v":0},{"$f":"MAX(MIN(AF$40,$AO5834-SUM($Y5834:AE5834)),0)","v":0},{"$f":"MAX(MIN(AG$40,$AO5834-SUM($Y5834:AF5834)),0)","v":0},{"$f":"MAX(MIN(AH$40,$AO5834-SUM($Y5834:AG5834)),0)","v":0},{"$f":"MAX(MIN(AI$40,$AO5834-SUM($Y5834:AH5834)),0)","v":0},16.706462806827993,0,{"$f":"INDEX(Demand!$C5800:$H5800,,$AM$13)","v":6.9933129873202769E-6},{"$f":"INDEX(Demand!$K5800:$P5800,,$AM$13)","v":0},7.2407045009784738,16.706462806827993,9.4657583058495192,1.8630185798221222,7.602739726027397,5788,5788,6633,27.206044085397192,27.206044085397192,0,0,0,0,0,0,0,0,0,7.6027397260273979,0]
[null,null,null,null,null,null,null,null,null,null,null,null,null,null,null,null,null,null,null,null,null,null,null,0,0,{"$f":"MAX(MIN(Z$40*IF($Z$37=\"Solar\",$AM5845,1),$AO5845-SUM($Y5845:Y5845)),0)","v":16.835331201155039},{"$f":"MAX(MIN(AA$40,$AO5845-SUM($Y5845:Z5845)),0)","v":0},{"$f":"MAX(MIN(AB$40,$AO5845-SUM($Y5845:AA5845)),0)","v":0},{"$f":"MAX(MIN(AC$40,$AO5845-SUM($Y5845:AB5845)),0)","v":0},{"$f":"MAX(MIN(AD$40,$AO5845-SUM($Y5845:AC5845)),0)","v":0},{"$f":"MAX(MIN(AE$40,$AO5845-SUM($Y5845:AD5845)),0)","v":0},{"$f":"MAX(MIN(AF$40,$AO5845-SUM($Y5845:AE5845)),0)","v":0},{"$f":"MAX(MIN(AG$40,$AO5845-SUM($Y5845:AF5845)),0)","v":0},{"$f":"MAX(MIN(AH$40,$AO5845-SUM($Y5845:AG5845)),0)","v":0},{"$f":"MAX(MIN(AI$40,$AO5845-SUM($Y5845:AH5845)),0)","v":0},16.835331201155039,0,{"$f":"INDEX(Demand!$C5811:$H5811,,$AM$13)","v":7.4770532062656463E-6},{"$f":"INDEX(Demand!$K5811:$P5811,,$AM$13)","v":0.34519849815652104},7.2407045009784738,16.835331201155039,9.5946267001765655,1.9918869741491685,7.602739726027397,5799,5799,3666,27.08569996626656,27.08569996626656,0,0,0,0,0,0,0,0,0,7.6027397260273979,0]
[null,null,null,null,null,null,null,null,null,null,null,null,null,null,null,null,null,null,null,null,null,null,null,0,0,{"$f":"MAX(MIN(Z$40*IF($Z$37=\"Solar\",$AM5853,1),$AO5853-SUM($Y5853:Y5853)),0)","v":16.890083343425211},{"$f":"MAX(MIN(AA$40,$AO5853-SUM($Y5853:Z5853)),0)","v":0},{"$f":"MAX(MIN(AB$40,$AO5853-SUM($Y5853:AA5853)),0)","v":0},{"$f":"MAX(MIN(AC$40,$AO5853-SUM($Y5853:AB5853)),0)","v":0},{"$f":"MAX(MIN(AD$40,$AO5853-SUM($Y5853:AC5853)),0)","v":0},{"$f":"MAX(MIN(AE$40,$AO5853-SUM($Y5853:AD5853)),0)","v":0},{"$f":"MAX(MIN(AF$40,$AO5853-SUM($Y5853:AE5853)),0)","v":0},{"$f":"MAX(MIN(AG$40,$AO5853-SUM($Y5853:AF5853)),0)","v":0},{"$f":"MAX(MIN(AH$40,$AO5853-SUM($Y5853:AG5853)),0)","v":0},{"$f":"MAX(MIN(AI$40,$AO5853-SUM($Y5853:AH5853)),0)","v":0},16.890083343425211,0,{"$f":"INDEX(Demand!$C5819:$H5819,,$AM$13)","v":7.682579265838364E-6},{"$f":"INDEX(Demand!$K5819:$P5819,,$AM$13)","v":0},7.2407045009784738,16.890083343425211,9.6493788424467386,2.0466391164193416,7.602739726027397,5807,5807,3670,27.018419656678809,27.018419656678809,0,0,0,0,0,0,0,0,0,7.6027397260273979,0]
[null,null,null,null,null,null,null,null,null,null,null,null,null,null,null,null,null,null,null,null,null,null,null,0,0,{"$f":"MAX(MIN(Z$40*IF($Z$37=\"Solar\",$AM5879,1),$AO5879-SUM($Y5879:Y5879)),0)","v":17.163214226810425},{"$f":"MAX(MIN(AA$40,$AO5879-SUM($Y5879:Z5879)),0)","v":0},{"$f":"MAX(MIN(AB$40,$AO5879-SUM($Y5879:AA5879)),0)","v":0},{"$f":"MAX(MIN(AC$40,$AO5879-SUM($Y5879:AB5879)),0)","v":0},{"$f":"MAX(MIN(AD$40,$AO5879-SUM($Y5879:AC5879)),0)","v":0},{"$f":"MAX(MIN(AE$40,$AO5879-SUM($Y5879:AD5879)),0)","v":0},{"$f":"MAX(MIN(AF$40,$AO5879-SUM($Y5879:AE5879)),0)","v":0},{"$f":"MAX(MIN(AG$40,$AO5879-SUM($Y5879:AF5879)),0)","v":0},{"$f":"MAX(MIN(AH$40,$AO5879-SUM($Y5879:AG5879)),0)","v":0},{"$f":"MAX(MIN(AI$40,$AO5879-SUM($Y5879:AH5879)),0)","v":0},17.163214226810425,0,{"$f":"INDEX(Demand!$C5845:$H5845,,$AM$13)","v":8.7078453446116849E-6},{"$f":"INDEX(Demand!$K5845:$P5845,,$AM$13)","v":0},7.2407045009784738,17.163214226810425,9.9225097258319508,2.3197699998045538,7.602739726027397,5833,5833,3683,26.825572526927786,26.825572526927786,0,0,0,0,0,0,0,0,0,7.6027397260273979,0]
[null,null,null,null,null,null,null,null,null,null,null,null,null,null,null,null,null,null,null,null,null,null,null,0,0,{"$f":"MAX(MIN(Z$40*IF($Z$37=\"Solar\",$AM5888,1),$AO5888-SUM($Y5888:Y5888)),0)","v":17.247774827178588},{"$f":"MAX(MIN(AA$40,$AO5888-SUM($Y5888:Z5888)),0)","v":0},{"$f":"MAX(MIN(AB$40,$AO5888-SUM($Y5888:AA5888)),0)","v":0},{"$f":"MAX(MIN(AC$40,$AO5888-SUM($Y5888:AB5888)),0)","v":0},{"$f":"MAX(MIN(AD$40,$AO5888-SUM($Y5888:AC5888)),0)","v":0},{"$f":"MAX(MIN(AE$40,$AO5888-SUM($Y5888:AD5888)),0)","v":0},{"$f":"MAX(MIN(AF$40,$AO5888-SUM($Y5888:AE5888)),0)","v":0},{"$f":"MAX(MIN(AG$40,$AO5888-SUM($Y5888:AF5888)),0)","v":0},{"$f":"MAX(MIN(AH$40,$AO5888-SUM($Y5888:AG5888)),0)","v":0},{"$f":"MAX(MIN(AI$40,$AO5888-SUM($Y5888:AH5888)),0)","v":0},17.247774827178588,0,{"$f":"INDEX(Demand!$C5854:$H5854,,$AM$13)","v":9.0252650156633526E-6},{"$f":"INDEX(Demand!$K5854:$P5854,,$AM$13)","v":0.81711785863278164},7.2407045009784738,17.247774827178588,10.007070326200115,2.4043306001727176,7.602739726027397,5842,5842,6606,26.707405535064417,26.707405535064417,0,0,0,0,0,0,0,0,0,7.6027397260273979,0]
[null,null,null,null,null,null,null,null,null,null,null,null,null,null,null,null,null,null,null,null,null,null,null,0,0,{"$f":"MAX(MIN(Z$40*IF($Z$37=\"Solar\",$AM5905,1),$AO5905-SUM($Y5905:Y5905)),0)","v":17.42468451104132},{"$f":"MAX(MIN(AA$40,$AO5905-SUM($Y5905:Z5905)),0)","v":0},{"$f":"MAX(MIN(AB$40,$AO5905-SUM($Y5905:AA5905)),0)","v":0},{"$f":"MAX(MIN(AC$40,$AO5905-SUM($Y5905:AB5905)),0)","v":0},{"$f":"MAX(MIN(AD$40,$AO5905-SUM($Y5905:AC5905)),0)","v":0},{"$f":"MAX(MIN(AE$40,$AO5905-SUM($Y5905:AD5905)),0)","v":0},{"$f":"MAX(MIN(AF$40,$AO5905-SUM($Y5905:AE5905)),0)","v":0},{"$f":"MAX(MIN(AG$40,$AO5905-SUM($Y5905:AF5905)),0)","v":0},{"$f":"MAX(MIN(AH$40,$AO5905-SUM($Y5905:AG5905)),0)","v":0},{"$f":"MAX(MIN(AI$40,$AO5905-SUM($Y5905:AH5905)),0)","v":0},17.42468451104132,0,{"$f":"INDEX(Demand!$C5871:$H5871,,$AM$13)","v":9.6893404055384737E-6},{"$f":"INDEX(Demand!$K5871:$P5871,,$AM$13)","v":0},7.2407045009784738,17.42468451104132,10.183980010062848,2.5812402840354514,7.602739726027397,5859,5859,3696,26.567184320783369,26.567184320783369,0,0,0,0,0,0,0,0,0,7.6027397260273979,0]
[null,null,null,null,null,null,null,null,null,null,null,null,null,null,null,null,null,null,null,null,null,null,null,0,0,{"$f":"MAX(MIN(Z$40*IF($Z$37=\"Solar\",$AM5929,1),$AO5929-SUM($Y5929:Y5929)),0)","v":17.620410479216407},{"$f":"MAX(MIN(AA$40,$AO5929-SUM($Y5929:Z5929)),0)","v":0},{"$f":"MAX(MIN(AB$40,$AO5929-SUM($Y5929:AA5929)),0)","v":0},{"$f":"MAX(MIN(AC$40,$AO5929-SUM($Y5929:AB5929)),0)","v":0},{"$f":"MAX(MIN(AD$40,$AO5929-SUM($Y5929:AC5929)),0)","v":0},{"$f":"MAX(MIN(AE$40,$AO5929-SUM($Y5929:AD5929)),0)","v":0},{"$f":"MAX(MIN(AF$40,$AO5929-SUM($Y5929:AE5929)),0)","v":0},{"$f":"MAX(MIN(AG$40,$AO5929-SUM($Y5929:AF5929)),0)","v":0},{"$f":"MAX(MIN(AH$40,$AO5929-SUM($Y5929:AG5929)),0)","v":0},{"$f":"MAX(MIN(AI$40,$AO5929-SUM($Y5929:AH5929)),0)","v":0},17.620410479216407,0,{"$f":"INDEX(Demand!$C5895:$H5895,,$AM$13)","v":1.0424047493282792E-5},{"$f":"INDEX(Demand!$K5895:$P5895,,$AM$13)","v":0},7.2407045009784738,17.620410479216407,10.379705978237933,2.7769662522105358,7.602739726027397,5883,5883,3708,26.309271776389579,26.309271776389579,0,0,0,0,0,0,0,0,0,7.6027397260273979,0]
[null,null,null,null,null,null,null,null,null,null,null,null,null,null,null,null,null,null,null,null,null,null,null,0,0,{"$f":"MAX(MIN(Z$40*IF($Z$37=\"Solar\",$AM5940,1),$AO5940-SUM($Y5940:Y5940)),0)","v":17.716496405489899},{"$f":"MAX(MIN(AA$40,$AO5940-SUM($Y5940:Z5940)),0)","v":0},{"$f":"MAX(MIN(AB$40,$AO5940-SUM($Y5940:AA5940)),0)","v":0},{"$f":"MAX(MIN(AC$40,$AO5940-SUM($Y5940:AB5940)),0)","v":0},{"$f":"MAX(MIN(AD$40,$AO5940-SUM($Y5940:AC5940)),0)","v":0},{"$f":"MAX(MIN(AE$40,$AO5940-SUM($Y5940:AD5940)),0)","v":0},{"$f":"MAX(MIN(AF$40,$AO5940-SUM($Y5940:AE5940)),0)","v":0},{"$f":"MAX(MIN(AG$40,$AO5940-SUM($Y5940:AF5940)),0)","v":0},{"$f":"MAX(MIN(AH$40,$AO5940-SUM($Y5940:AG5940)),0)","v":0},{"$f":"MAX(MIN(AI$40,$AO5940-SUM($Y5940:AH5940)),0)","v":0},17.716496405489899,0,{"$f":"INDEX(Demand!$C5906:$H5906,,$AM$13)","v":1.0784730399714826E-5},{"$f":"INDEX(Demand!$K5906:$P5906,,$AM$13)","v":0.57911174752793426},7.2407045009784738,17.716496405489899,10.475791904511427,2.8730521784840297,7.602739726027397,5894,5894,6580,26.196372072136871,26.196372072136871,0,0,0,0,0,0,0,0,0,7.6027397260273979,0]
[null,null,null,null,null,null,null,null,null,null,null,null,null,null,null,null,null,null,null,null,null,null,null,0,0,{"$f":"MAX(MIN(Z$40*IF($Z$37=\"Solar\",$AM5957,1),$AO5957-SUM($Y5957:Y5957)),0)","v":17.904853223776282},{"$f":"MAX(MIN(AA$40,$AO5957-SUM($Y5957:Z5957)),0)","v":0},{"$f":"MAX(MIN(AB$40,$AO5957-SUM($Y5957:AA5957)),0)","v":0},{"$f":"MAX(MIN(AC$40,$AO5957-SUM($Y5957:AB5957)),0)","v":0},{"$f":"MAX(MIN(AD$40,$AO5957-SUM($Y5957:AC5957)),0)","v":0},{"$f":"MAX(MIN(AE$40,$AO5957-SUM($Y5957:AD5957)),0)","v":0},{"$f":"MAX(MIN(AF$40,$AO5957-SUM($Y5957:AE5957)),0)","v":0},{"$f":"MAX(MIN(AG$40,$AO5957-SUM($Y5957:AF5957)),0)","v":0},{"$f":"MAX(MIN(AH$40,$AO5957-SUM($Y5957:AG5957)),0)","v":0},{"$f":"MAX(MIN(AI$40,$AO5957-SUM($Y5957:AH5957)),0)","v":0},17.904853223776282,0,{"$f":"INDEX(Demand!$C5923:$H5923,,$AM$13)","v":1.1491775513402442E-5},{"$f":"INDEX(Demand!$K5923:$P5923,,$AM$13)","v":0.23610061900305568},7.2407045009784738,17.904853223776282,10.664148722797808,3.0614089967704112,7.602739726027397,5911,5911,3722,26.027893264576448,26.027893264576448,0,0,0,0,0,0,0,0,0,7.6027397260273979,0]
[null,null,null,null,null,null,null,null,null,null,null,null,null,null,null,null,null,null,null,null,null,null,null,0,0,{"$f":"MAX(MIN(Z$40*IF($Z$37=\"Solar\",$AM5979,1),$AO5979-SUM($Y5979:Y5979)),0)","v":18.080764863814561},{"$f":"MAX(MIN(AA$40,$AO5979-SUM($Y5979:Z5979)),0)","v":0},{"$f":"MAX(MIN(AB$40,$AO5979-SUM($Y5979:AA5979)),0)","v":0},{"$f":"MAX(MIN(AC$40,$AO5979-SUM($Y5979:AB5979)),0)","v":0},{"$f":"MAX(MIN(AD$40,$AO5979-SUM($Y5979:AC5979)),0)","v":0},{"$f":"MAX(MIN(AE$40,$AO5979-SUM($Y5979:AD5979)),0)","v":0},{"$f":"MAX(MIN(AF$40,$AO5979-SUM($Y5979:AE5979)),0)","v":0},{"$f":"MAX(MIN(AG$40,$AO5979-SUM($Y5979:AF5979)),0)","v":0},{"$f":"MAX(MIN(AH$40,$AO5979-SUM($Y5979:AG5979)),0)","v":0},{"$f":"MAX(MIN(AI$40,$AO5979-SUM($Y5979:AH5979)),0)","v":0},18.080764863814561,0,{"$f":"INDEX(Demand!$C5945:$H5945,,$AM$13)","v":1.2152104492525115E-5},{"$f":"INDEX(Demand!$K5945:$P5945,,$AM$13)","v":0},7.2407045009784738,18.080764863814561,10.840060362836088,3.2373206368086906,7.602739726027397,5933,5933,3733,25.774183963805374,25.774183963805374,0,0,0,0,0,0,0,0,0,7.6027397260273979,0]
[null,null,null,null,null,null,null,null,null,null,null,null,null,null,null,null,null,null,null,null,null,null,null,0,0,{"$f":"MAX(MIN(Z$40*IF($Z$37=\"Solar\",$AM5992,1),$AO5992-SUM($Y5992:Y5992)),0)","v":18.229801717157095},{"$f":"MAX(MIN(AA$40,$AO5992-SUM($Y5992:Z5992)),0)","v":0},{"$f":"MAX(MIN(AB$40,$AO5992-SUM($Y5992:AA5992)),0)","v":0},{"$f":"MAX(MIN(AC$40,$AO5992-SUM($Y5992:AB5992)),0)","v":0},{"$f":"MAX(MIN(AD$40,$AO5992-SUM($Y5992:AC5992)),0)","v":0},{"$f":"MAX(MIN(AE$40,$AO5992-SUM($Y5992:AD5992)),0)","v":0},{"$f":"MAX(MIN(AF$40,$AO5992-SUM($Y5992:AE5992)),0)","v":0},{"$f":"MAX(MIN(AG$40,$AO5992-SUM($Y5992:AF5992)),0)","v":0},{"$f":"MAX(MIN(AH$40,$AO5992-SUM($Y5992:AG5992)),0)","v":0},{"$f":"MAX(MIN(AI$40,$AO5992-SUM($Y5992:AH5992)),0)","v":0},18.229801717157095,0,{"$f":"INDEX(Demand!$C5958:$H5958,,$AM$13)","v":1.2711552140207294E-5},{"$f":"INDEX(Demand!$K5958:$P5958,,$AM$13)","v":0},7.2407045009784738,18.229801717157095,10.989097216178621,3.3863574901512239,7.602739726027397,5946,5946,6554,25.645757336169467,25.645757336169467,0,0,0,0,0,0,0,0,0,7.6027397260273979,0]
[null,null,null,null,null,null,null,null,null,null,null,null,null,null,null,null,null,null,null,null,null,null,null,0,0,{"$f":"MAX(MIN(Z$40*IF($Z$37=\"Solar\",$AM6013,1),$AO6013-SUM($Y6013:Y6013)),0)","v":18.431717357048505},{"$f":"MAX(MIN(AA$40,$AO6013-SUM($Y6013:Z6013)),0)","v":0},{"$f":"MAX(MIN(AB$40,$AO6013-SUM($Y6013:AA6013)),0)","v":0},{"$f":"MAX(MIN(AC$40,$AO6013-SUM($Y6013:AB6013)),0)","v":0},{"$f":"MAX(MIN(AD$40,$AO6013-SUM($Y6013:AC6013)),0)","v":0},{"$f":"MAX(MIN(AE$40,$AO6013-SUM($Y6013:AD6013)),0)","v":0},{"$f":"MAX(MIN(AF$40,$AO6013-SUM($Y6013:AE6013)),0)","v":0},{"$f":"MAX(MIN(AG$40,$AO6013-SUM($Y6013:AF6013)),0)","v":0},{"$f":"MAX(MIN(AH$40,$AO6013-SUM($Y6013:AG6013)),0)","v":0},{"$f":"MAX(MIN(AI$40,$AO6013-SUM($Y6013:AH6013)),0)","v":0},18.431717357048505,0,{"$f":"INDEX(Demand!$C5979:$H5979,,$AM$13)","v":1.3469493731391265E-5},{"$f":"INDEX(Demand!$K5979:$P5979,,$AM$13)","v":0.34347340767383394},7.2407045009784738,18.431717357048505,11.191012856070031,3.5882731300426345,7.602739726027397,5967,5967,3750,25.488173307833176,25.488173307833176,0,0,0,0,0,0,0,0,0,7.6027397260273979,0]
[null,null,null,null,null,null,null,null,null,null,null,null,null,null,null,null,null,null,null,null,null,null,null,0,0,{"$f":"MAX(MIN(Z$40*IF($Z$37=\"Solar\",$AM6027,1),$AO6027-SUM($Y6027:Y6027)),0)","v":18.559888690620536},{"$f":"MAX(MIN(AA$40,$AO6027-SUM($Y6027:Z6027)),0)","v":0},{"$f":"MAX(MIN(AB$40,$AO6027-SUM($Y6027:AA6027)),0)","v":0},{"$f":"MAX(MIN(AC$40,$AO6027-SUM($Y6027:AB6027)),0)","v":0},{"$f":"MAX(MIN(AD$40,$AO6027-SUM($Y6027:AC6027)),0)","v":0},{"$f":"MAX(MIN(AE$40,$AO6027-SUM($Y6027:AD6027)),0)","v":0},{"$f":"MAX(MIN(AF$40,$AO6027-SUM($Y6027:AE6027)),0)","v":0},{"$f":"MAX(MIN(AG$40,$AO6027-SUM($Y6027:AF6027)),0)","v":0},{"$f":"MAX(MIN(AH$40,$AO6027-SUM($Y6027:AG6027)),0)","v":0},{"$f":"MAX(MIN(AI$40,$AO6027-SUM($Y6027:AH6027)),0)","v":0},18.559888690620536,0,{"$f":"INDEX(Demand!$C5993:$H5993,,$AM$13)","v":1.3950617355910903E-5},{"$f":"INDEX(Demand!$K5993:$P5993,,$AM$13)","v":0},7.2407045009784738,18.559888690620536,11.319184189642062,3.716444463614665,7.602739726027397,5981,5981,3757,25.361592520731545,25.361592520731545,0,0,0,0,0,0,0,0,0,7.6027397260273979,0]
[null,null,null,null,null,null,null,null,null,null,null,null,null,null,null,null,null,null,null,null,null,null,null,0,0,{"$f":"MAX(MIN(Z$40*IF($Z$37=\"Solar\",$AM6044,1),$AO6044-SUM($Y6044:Y6044)),0)","v":18.668827038806199},{"$f":"MAX(MIN(AA$40,$AO6044-SUM($Y6044:Z6044)),0)","v":0},{"$f":"MAX(MIN(AB$40,$AO6044-SUM($Y6044:AA6044)),0)","v":0},{"$f":"MAX(MIN(AC$40,$AO6044-SUM($Y6044:AB6044)),0)","v":0},{"$f":"MAX(MIN(AD$40,$AO6044-SUM($Y6044:AC6044)),0)","v":0},{"$f":"MAX(MIN(AE$40,$AO6044-SUM($Y6044:AD6044)),0)","v":0},{"$f":"MAX(MIN(AF$40,$AO6044-SUM($Y6044:AE6044)),0)","v":0},{"$f":"MAX(MIN(AG$40,$AO6044-SUM($Y6044:AF6044)),0)","v":0},{"$f":"MAX(MIN(AH$40,$AO6044-SUM($Y6044:AG6044)),0)","v":0},{"$f":"MAX(MIN(AI$40,$AO6044-SUM($Y6044:AH6044)),0)","v":0},18.668827038806199,0,{"$f":"INDEX(Demand!$C6010:$H6010,,$AM$13)","v":1.435954508934056E-5},{"$f":"INDEX(Demand!$K6010:$P6010,,$AM$13)","v":0},7.2407045009784738,18.668827038806199,11.428122537827724,3.8253828118003268,7.602739726027397,5998,5998,6528,25.235269096788642,25.235269096788642,0,0,0,0,0,0,0,0,0,7.6027397260273979,0]
[null,null,null,null,null,null,null,null,null,null,null,null,null,null,null,null,null,null,null,null,null,null,null,{"$f":"IF(MOD(ROW(),1000)=ROW($Y$46),(ROW()-ROW($Y$46)),0)","v":0},0,{"$f":"MAX(MIN(Z$40*IF($Z$37=\"Solar\",$AM6063,1),$AO6063-SUM($Y6063:Y6063)),0)","v":18.841496093895046},{"$f":"MAX(MIN(AA$40,$AO6063-SUM($Y6063:Z6063)),0)","v":0},{"$f":"MAX(MIN(AB$40,$AO6063-SUM($Y6063:AA6063)),0)","v":0},{"$f":"MAX(MIN(AC$40,$AO6063-SUM($Y6063:AB6063)),0)","v":0},{"$f":"MAX(MIN(AD$40,$AO6063-SUM($Y6063:AC6063)),0)","v":0},{"$f":"MAX(MIN(AE$40,$AO6063-SUM($Y6063:AD6063)),0)","v":0},{"$f":"MAX(MIN(AF$40,$AO6063-SUM($Y6063:AE6063)),0)","v":0},{"$f":"MAX(MIN(AG$40,$AO6063-SUM($Y6063:AF6063)),0)","v":0},{"$f":"MAX(MIN(AH$40,$AO6063-SUM($Y6063:AG6063)),0)","v":0},{"$f":"MAX(MIN(AI$40,$AO6063-SUM($Y6063:AH6063)),0)","v":0},18.841496093895046,0,{"$f":"INDEX(Demand!$C6029:$H6029,,$AM$13)","v":1.5007702203037435E-5},{"$f":"INDEX(Demand!$K6029:$P6029,,$AM$13)","v":0},{"$f":"IF(AP6063>0,Centralised_GWh*Support_thousand/(1-Centralised_HeatLoss)*Centralised_HeatLoss/BaseLoadHours,0)","v":7.2407045009784738},18.841496093895046,{"$f":"Centralised_GWh*Support_thousand*((1-Centralised_WWDemand)*AL6063+Centralised_WWDemand/8760)","v":11.60079159291657},3.9980518668891731,{"$f":"Centralised_GWh*Support_thousand*Centralised_WWDemand/8760","v":7.602739726027397},6017,{"$f":"_xlfn.RANK.EQ(AV6063,$AV$47:$AV$8806)","v":6017},3775,25.102572943095034,25.102572943095034,0,0,0,0,0,0,0,0,0,{"$f":"Centralised_GWh*Support_thousand*(Centralised_WWDemand/8760)","v":7.6027397260273979},0]
[null,null,null,null,null,null,null,null,null,null,null,null,null,null,null,null,null,null,null,null,null,null,null,0,0,{"$f":"MAX(MIN(Z$40*IF($Z$37=\"Solar\",$AM6079,1),$AO6079-SUM($Y6079:Y6079)),0)","v":18.978099571209782},{"$f":"MAX(MIN(AA$40,$AO6079-SUM($Y6079:Z6079)),0)","v":0},{"$f":"MAX(MIN(AB$40,$AO6079-SUM($Y6079:AA6079)),0)","v":0},{"$f":"MAX(MIN(AC$40,$AO6079-SUM($Y6079:AB6079)),0)","v":0},{"$f":"MAX(MIN(AD$40,$AO6079-SUM($Y6079:AC6079)),0)","v":0},{"$f":"MAX(MIN(AE$40,$AO6079-SUM($Y6079:AD6079)),0)","v":0},{"$f":"MAX(MIN(AF$40,$AO6079-SUM($Y6079:AE6079)),0)","v":0},{"$f":"MAX(MIN(AG$40,$AO6079-SUM($Y6079:AF6079)),0)","v":0},{"$f":"MAX(MIN(AH$40,$AO6079-SUM($Y6079:AG6079)),0)","v":0},{"$f":"MAX(MIN(AI$40,$AO6079-SUM($Y6079:AH6079)),0)","v":0},18.978099571209782,0,{"$f":"INDEX(Demand!$C6045:$H6045,,$AM$13)","v":1.5520478018783452E-5},{"$f":"INDEX(Demand!$K6045:$P6045,,$AM$13)","v":0.7236923701390221},7.2407045009784738,18.978099571209782,11.737395070231308,4.1346553442039111,7.602739726027397,6033,6033,3783,24.962155926679664,24.962155926679664,0,0,0,0,0,0,0,0,0,7.6027397260273979,0]
[null,null,null,null,null,null,null,null,null,null,null,null,null,null,null,null,null,null,null,null,null,null,null,0,0,{"$f":"MAX(MIN(Z$40*IF($Z$37=\"Solar\",$AM6096,1),$AO6096-SUM($Y6096:Y6096)),0)","v":19.158557080575946},{"$f":"MAX(MIN(AA$40,$AO6096-SUM($Y6096:Z6096)),0)","v":0},{"$f":"MAX(MIN(AB$40,$AO6096-SUM($Y6096:AA6096)),0)","v":0},{"$f":"MAX(MIN(AC$40,$AO6096-SUM($Y6096:AB6096)),0)","v":0},{"$f":"MAX(MIN(AD$40,$AO6096-SUM($Y6096:AC6096)),0)","v":0},{"$f":"MAX(MIN(AE$40,$AO6096-SUM($Y6096:AD6096)),0)","v":0},{"$f":"MAX(MIN(AF$40,$AO6096-SUM($Y6096:AE6096)),0)","v":0},{"$f":"MAX(MIN(AG$40,$AO6096-SUM($Y6096:AF6096)),0)","v":0},{"$f":"MAX(MIN(AH$40,$AO6096-SUM($Y6096:AG6096)),0)","v":0},{"$f":"MAX(MIN(AI$40,$AO6096-SUM($Y6096:AH6096)),0)","v":0},19.158557080575946,0,{"$f":"INDEX(Demand!$C6062:$H6062,,$AM$13)","v":1.6197871071959745E-5},{"$f":"INDEX(Demand!$K6062:$P6062,,$AM$13)","v":0},7.2407045009784738,19.158557080575946,11.917852579597474,4.3151128535700769,7.602739726027397,6050,6050,6502,24.732913959427872,24.732913959427872,0,0,0,0,0,0,0,0,0,7.6027397260273979,0]
[null,null,null,null,null,null,null,null,null,null,null,null,null,null,null,null,null,null,null,null,null,null,null,0,0,{"$f":"MAX(MIN(Z$40*IF($Z$37=\"Solar\",$AM6113,1),$AO6113-SUM($Y6113:Y6113)),0)","v":19.338028523340149},{"$f":"MAX(MIN(AA$40,$AO6113-SUM($Y6113:Z6113)),0)","v":0},{"$f":"MAX(MIN(AB$40,$AO6113-SUM($Y6113:AA6113)),0)","v":0},{"$f":"MAX(MIN(AC$40,$AO6113-SUM($Y6113:AB6113)),0)","v":0},{"$f":"MAX(MIN(AD$40,$AO6113-SUM($Y6113:AC6113)),0)","v":0},{"$f":"MAX(MIN(AE$40,$AO6113-SUM($Y6113:AD6113)),0)","v":0},{"$f":"MAX(MIN(AF$40,$AO6113-SUM($Y6113:AE6113)),0)","v":0},{"$f":"MAX(MIN(AG$40,$AO6113-SUM($Y6113:AF6113)),0)","v":0},{"$f":"MAX(MIN(AH$40,$AO6113-SUM($Y6113:AG6113)),0)","v":0},{"$f":"MAX(MIN(AI$40,$AO6113-SUM($Y6113:AH6113)),0)","v":0},19.338028523340149,0,{"$f":"INDEX(Demand!$C6079:$H6079,,$AM$13)","v":1.6871562673927469E-5},{"$f":"INDEX(Demand!$K6079:$P6079,,$AM$13)","v":0},7.2407045009784738,19.338028523340149,12.097324022361676,4.4945842963342786,7.602739726027397,6067,6067,3800,24.650821965668957,24.650821965668957,0,0,0,0,0,0,0,0,0,7.6027397260273979,0]
[null,null,null,null,null,null,null,null,null,null,null,null,null,null,null,null,null,null,null,null,null,null,null,0,0,{"$f":"MAX(MIN(Z$40*IF($Z$37=\"Solar\",$AM6115,1),$AO6115-SUM($Y6115:Y6115)),0)","v":19.359483945845447},{"$f":"MAX(MIN(AA$40,$AO6115-SUM($Y6115:Z6115)),0)","v":0},{"$f":"MAX(MIN(AB$40,$AO6115-SUM($Y6115:AA6115)),0)","v":0},{"$f":"MAX(MIN(AC$40,$AO6115-SUM($Y6115:AB6115)),0)","v":0},{"$f":"MAX(MIN(AD$40,$AO6115-SUM($Y6115:AC6115)),0)","v":0},{"$f":"MAX(MIN(AE$40,$AO6115-SUM($Y6115:AD6115)),0)","v":0},{"$f":"MAX(MIN(AF$40,$AO6115-SUM($Y6115:AE6115)),0)","v":0},{"$f":"MAX(MIN(AG$40,$AO6115-SUM($Y6115:AF6115)),0)","v":0},{"$f":"MAX(MIN(AH$40,$AO6115-SUM($Y6115:AG6115)),0)","v":0},{"$f":"MAX(MIN(AI$40,$AO6115-SUM($Y6115:AH6115)),0)","v":0},19.359483945845447,0,{"$f":"INDEX(Demand!$C6081:$H6081,,$AM$13)","v":1.6952101046695099E-5},{"$f":"INDEX(Demand!$K6081:$P6081,,$AM$13)","v":0},7.2407045009784738,19.359483945845447,12.118779444866972,4.5160397188395747,7.602739726027397,6069,6069,3801,24.644709987596851,24.644709987596851,0,0,0,0,0,0,0,0,0,7.6027397260273979,0]
[null,null,null,null,null,null,null,null,null,null,null,null,null,null,null,null,null,null,null,null,null,null,null,0,0,{"$f":"MAX(MIN(Z$40*IF($Z$37=\"Solar\",$AM6132,1),$AO6132-SUM($Y6132:Y6132)),0)","v":19.53395592618747},{"$f":"MAX(MIN(AA$40,$AO6132-SUM($Y6132:Z6132)),0)","v":0},{"$f":"MAX(MIN(AB$40,$AO6132-SUM($Y6132:AA6132)),0)","v":0},{"$f":"MAX(MIN(AC$40,$AO6132-SUM($Y6132:AB6132)),0)","v":0},{"$f":"MAX(MIN(AD$40,$AO6132-SUM($Y6132:AC6132)),0)","v":0},{"$f":"MAX(MIN(AE$40,$AO6132-SUM($Y6132:AD6132)),0)","v":0},{"$f":"MAX(MIN(AF$40,$AO6132-SUM($Y6132:AE6132)),0)","v":0},{"$f":"MAX(MIN(AG$40,$AO6132-SUM($Y6132:AF6132)),0)","v":0},{"$f":"MAX(MIN(AH$40,$AO6132-SUM($Y6132:AG6132)),0)","v":0},{"$f":"MAX(MIN(AI$40,$AO6132-SUM($Y6132:AH6132)),0)","v":0},19.53395592618747,0,{"$f":"INDEX(Demand!$C6098:$H6098,,$AM$13)","v":1.760702589782883E-5},{"$f":"INDEX(Demand!$K6098:$P6098,,$AM$13)","v":0.56807342345897571},7.2407045009784738,19.53395592618747,12.293251425208997,4.6905116991815996,7.602739726027397,6086,6086,6484,24.475795538129745,24.475795538129745,0,0,0,0,0,0,0,0,0,7.6027397260273979,0]
[null,null,null,null,null,null,null,null,null,null,null,null,null,null,null,null,null,null,null,null,null,null,null,0,0,{"$f":"MAX(MIN(Z$40*IF($Z$37=\"Solar\",$AM6163,1),$AO6163-SUM($Y6163:Y6163)),0)","v":19.872138080860701},{"$f":"MAX(MIN(AA$40,$AO6163-SUM($Y6163:Z6163)),0)","v":0},{"$f":"MAX(MIN(AB$40,$AO6163-SUM($Y6163:AA6163)),0)","v":0},{"$f":"MAX(MIN(AC$40,$AO6163-SUM($Y6163:AB6163)),0)","v":0},{"$f":"MAX(MIN(AD$40,$AO6163-SUM($Y6163:AC6163)),0)","v":0},{"$f":"MAX(MIN(AE$40,$AO6163-SUM($Y6163:AD6163)),0)","v":0},{"$f":"MAX(MIN(AF$40,$AO6163-SUM($Y6163:AE6163)),0)","v":0},{"$f":"MAX(MIN(AG$40,$AO6163-SUM($Y6163:AF6163)),0)","v":0},{"$f":"MAX(MIN(AH$40,$AO6163-SUM($Y6163:AG6163)),0)","v":0},{"$f":"MAX(MIN(AI$40,$AO6163-SUM($Y6163:AH6163)),0)","v":0},19.872138080860701,0,{"$f":"INDEX(Demand!$C6129:$H6129,,$AM$13)","v":1.8876478430386E-5},{"$f":"INDEX(Demand!$K6129:$P6129,,$AM$13)","v":0},7.2407045009784738,19.872138080860701,12.631433579882229,5.0286938538548318,7.602739726027397,6117,6117,3825,24.312439024252555,24.312439024252555,0,0,0,0,0,0,0,0,0,7.6027397260273979,0]
[null,null,null,null,null,null,null,null,null,null,null,null,null,null,null,null,null,null,null,null,null,null,null,0,0,{"$f":"MAX(MIN(Z$40*IF($Z$37=\"Solar\",$AM6167,1),$AO6167-SUM($Y6167:Y6167)),0)","v":19.9087526645121},{"$f":"MAX(MIN(AA$40,$AO6167-SUM($Y6167:Z6167)),0)","v":0},{"$f":"MAX(MIN(AB$40,$AO6167-SUM($Y6167:AA6167)),0)","v":0},{"$f":"MAX(MIN(AC$40,$AO6167-SUM($Y6167:AB6167)),0)","v":0},{"$f":"MAX(MIN(AD$40,$AO6167-SUM($Y6167:AC6167)),0)","v":0},{"$f":"MAX(MIN(AE$40,$AO6167-SUM($Y6167:AD6167)),0)","v":0},{"$f":"MAX(MIN(AF$40,$AO6167-SUM($Y6167:AE6167)),0)","v":0},{"$f":"MAX(MIN(AG$40,$AO6167-SUM($Y6167:AF6167)),0)","v":0},{"$f":"MAX(MIN(AH$40,$AO6167-SUM($Y6167:AG6167)),0)","v":0},{"$f":"MAX(MIN(AI$40,$AO6167-SUM($Y6167:AH6167)),0)","v":0},19.9087526645121,0,{"$f":"INDEX(Demand!$C6133:$H6133,,$AM$13)","v":1.9013920561209562E-5},{"$f":"INDEX(Demand!$K6133:$P6133,,$AM$13)","v":0},7.2407045009784738,19.9087526645121,12.668048163533625,5.0653084375062276,7.602739726027397,6121,6121,3827,24.283935811324397,24.283935811324397,0,0,0,0,0,0,0,0,0,7.6027397260273979,0]
[null,null,null,null,null,null,null,null,null,null,null,null,null,null,null,null,null,null,null,null,null,null,null,0,0,{"$f":"MAX(MIN(Z$40*IF($Z$37=\"Solar\",$AM6180,1),$AO6180-SUM($Y6180:Y6180)),0)","v":19.98953053126904},{"$f":"MAX(MIN(AA$40,$AO6180-SUM($Y6180:Z6180)),0)","v":0},{"$f":"MAX(MIN(AB$40,$AO6180-SUM($Y6180:AA6180)),0)","v":0},{"$f":"MAX(MIN(AC$40,$AO6180-SUM($Y6180:AB6180)),0)","v":0},{"$f":"MAX(MIN(AD$40,$AO6180-SUM($Y6180:AC6180)),0)","v":0},{"$f":"MAX(MIN(AE$40,$AO6180-SUM($Y6180:AD6180)),0)","v":0},{"$f":"MAX(MIN(AF$40,$AO6180-SUM($Y6180:AE6180)),0)","v":0},{"$f":"MAX(MIN(AG$40,$AO6180-SUM($Y6180:AF6180)),0)","v":0},{"$f":"MAX(MIN(AH$40,$AO6180-SUM($Y6180:AG6180)),0)","v":0},{"$f":"MAX(MIN(AI$40,$AO6180-SUM($Y6180:AH6180)),0)","v":0},19.98953053126904,0,{"$f":"INDEX(Demand!$C6146:$H6146,,$AM$13)","v":1.931714078176865E-5},{"$f":"INDEX(Demand!$K6146:$P6146,,$AM$13)","v":0.59479541328883434},7.2407045009784738,19.98953053126904,12.748826030290566,5.1460863042631688,7.602739726027397,6134,6134,6460,24.217915105920149,24.217915105920149,0,0,0,0,0,0,0,0,0,7.6027397260273979,0]
[null,null,null,null,null,null,null,null,null,null,null,null,null,null,null,null,null,null,null,null,null,null,null,0,0,{"$f":"MAX(MIN(Z$40*IF($Z$37=\"Solar\",$AM6202,1),$AO6202-SUM($Y6202:Y6202)),0)","v":20.239695930366103},{"$f":"MAX(MIN(AA$40,$AO6202-SUM($Y6202:Z6202)),0)","v":0},{"$f":"MAX(MIN(AB$40,$AO6202-SUM($Y6202:AA6202)),0)","v":0},{"$f":"MAX(MIN(AC$40,$AO6202-SUM($Y6202:AB6202)),0)","v":0},{"$f":"MAX(MIN(AD$40,$AO6202-SUM($Y6202:AC6202)),0)","v":0},{"$f":"MAX(MIN(AE$40,$AO6202-SUM($Y6202:AD6202)),0)","v":0},{"$f":"MAX(MIN(AF$40,$AO6202-SUM($Y6202:AE6202)),0)","v":0},{"$f":"MAX(MIN(AG$40,$AO6202-SUM($Y6202:AF6202)),0)","v":0},{"$f":"MAX(MIN(AH$40,$AO6202-SUM($Y6202:AG6202)),0)","v":0},{"$f":"MAX(MIN(AI$40,$AO6202-SUM($Y6202:AH6202)),0)","v":0},20.239695930366103,0,{"$f":"INDEX(Demand!$C6168:$H6168,,$AM$13)","v":2.0256200087688565E-5},{"$f":"INDEX(Demand!$K6168:$P6168,,$AM$13)","v":0.85803520086592777},7.2407045009784738,20.239695930366103,12.998991429387631,5.3962517033602344,7.602739726027397,6156,6156,6449,24.039753317345426,24.039753317345426,0,0,0,0,0,0,0,0,0,7.6027397260273979,0]
[null,null,null,null,null,null,null,null,null,null,null,null,null,null,null,null,null,null,null,null,null,null,null,0,0,{"$f":"MAX(MIN(Z$40*IF($Z$37=\"Solar\",$AM6219,1),$AO6219-SUM($Y6219:Y6219)),0)","v":20.375880401100488},{"$f":"MAX(MIN(AA$40,$AO6219-SUM($Y6219:Z6219)),0)","v":0},{"$f":"MAX(MIN(AB$40,$AO6219-SUM($Y6219:AA6219)),0)","v":0},{"$f":"MAX(MIN(AC$40,$AO6219-SUM($Y6219:AB6219)),0)","v":0},{"$f":"MAX(MIN(AD$40,$AO6219-SUM($Y6219:AC6219)),0)","v":0},{"$f":"MAX(MIN(AE$40,$AO6219-SUM($Y6219:AD6219)),0)","v":0},{"$f":"MAX(MIN(AF$40,$AO6219-SUM($Y6219:AE6219)),0)","v":0},{"$f":"MAX(MIN(AG$40,$AO6219-SUM($Y6219:AF6219)),0)","v":0},{"$f":"MAX(MIN(AH$40,$AO6219-SUM($Y6219:AG6219)),0)","v":0},{"$f":"MAX(MIN(AI$40,$AO6219-SUM($Y6219:AH6219)),0)","v":0},20.375880401100488,0,{"$f":"INDEX(Demand!$C6185:$H6185,,$AM$13)","v":2.0767403055910722E-5},{"$f":"INDEX(Demand!$K6185:$P6185,,$AM$13)","v":0},7.2407045009784738,20.375880401100488,13.135175900122015,5.5324361740946175,7.602739726027397,6173,6173,3853,23.929670752139046,23.929670752139046,0,0,0,0,0,0,0,0,0,7.6027397260273979,0]
[null,null,null,null,null,null,null,null,null,null,null,null,null,null,null,null,null,null,null,null,null,null,null,0,0,{"$f":"MAX(MIN(Z$40*IF($Z$37=\"Solar\",$AM6230,1),$AO6230-SUM($Y6230:Y6230)),0)","v":20.499552607260398},{"$f":"MAX(MIN(AA$40,$AO6230-SUM($Y6230:Z6230)),0)","v":0},{"$f":"MAX(MIN(AB$40,$AO6230-SUM($Y6230:AA6230)),0)","v":0},{"$f":"MAX(MIN(AC$40,$AO6230-SUM($Y6230:AB6230)),0)","v":0},{"$f":"MAX(MIN(AD$40,$AO6230-SUM($Y6230:AC6230)),0)","v":0},{"$f":"MAX(MIN(AE$40,$AO6230-SUM($Y6230:AD6230)),0)","v":0},{"$f":"MAX(MIN(AF$40,$AO6230-SUM($Y6230:AE6230)),0)","v":0},{"$f":"MAX(MIN(AG$40,$AO6230-SUM($Y6230:AF6230)),0)","v":0},{"$f":"MAX(MIN(AH$40,$AO6230-SUM($Y6230:AG6230)),0)","v":0},{"$f":"MAX(MIN(AI$40,$AO6230-SUM($Y6230:AH6230)),0)","v":0},20.499552607260398,0,{"$f":"INDEX(Demand!$C6196:$H6196,,$AM$13)","v":2.1231638064018492E-5},{"$f":"INDEX(Demand!$K6196:$P6196,,$AM$13)","v":3.9474129280310306E-2},7.2407045009784738,20.499552607260398,13.258848106281922,5.6561083802545253,7.602739726027397,6184,6184,6435,23.858331104098493,23.858331104098493,0,0,0,0,0,0,0,0,0,7.6027397260273979,0]
[null,null,null,null,null,null,null,null,null,null,null,null,null,null,null,null,null,null,null,null,null,null,null,0,0,{"$f":"MAX(MIN(Z$40*IF($Z$37=\"Solar\",$AM6254,1),$AO6254-SUM($Y6254:Y6254)),0)","v":20.777973906758394},{"$f":"MAX(MIN(AA$40,$AO6254-SUM($Y6254:Z6254)),0)","v":0},{"$f":"MAX(MIN(AB$40,$AO6254-SUM($Y6254:AA6254)),0)","v":0},{"$f":"MAX(MIN(AC$40,$AO6254-SUM($Y6254:AB6254)),0)","v":0},{"$f":"MAX(MIN(AD$40,$AO6254-SUM($Y6254:AC6254)),0)","v":0},{"$f":"MAX(MIN(AE$40,$AO6254-SUM($Y6254:AD6254)),0)","v":0},{"$f":"MAX(MIN(AF$40,$AO6254-SUM($Y6254:AE6254)),0)","v":0},{"$f":"MAX(MIN(AG$40,$AO6254-SUM($Y6254:AF6254)),0)","v":0},{"$f":"MAX(MIN(AH$40,$AO6254-SUM($Y6254:AG6254)),0)","v":0},{"$f":"MAX(MIN(AI$40,$AO6254-SUM($Y6254:AH6254)),0)","v":0},20.777973906758394,0,{"$f":"INDEX(Demand!$C6220:$H6220,,$AM$13)","v":2.2276763062134097E-5},{"$f":"INDEX(Demand!$K6220:$P6220,,$AM$13)","v":0},7.2407045009784738,20.777973906758394,13.53726940577992,5.9345296797525231,7.602739726027397,6208,6208,6423,23.68643889232159,23.68643889232159,0,0,0,0,0,0,0,0,0,7.6027397260273979,0]
[null,null,null,null,null,null,null,null,null,null,null,null,null,null,null,null,null,null,null,null,null,null,null,0,0,{"$f":"MAX(MIN(Z$40*IF($Z$37=\"Solar\",$AM6271,1),$AO6271-SUM($Y6271:Y6271)),0)","v":21.02013719095001},{"$f":"MAX(MIN(AA$40,$AO6271-SUM($Y6271:Z6271)),0)","v":0},{"$f":"MAX(MIN(AB$40,$AO6271-SUM($Y6271:AA6271)),0)","v":0},{"$f":"MAX(MIN(AC$40,$AO6271-SUM($Y6271:AB6271)),0)","v":0},{"$f":"MAX(MIN(AD$40,$AO6271-SUM($Y6271:AC6271)),0)","v":0},{"$f":"MAX(MIN(AE$40,$AO6271-SUM($Y6271:AD6271)),0)","v":0},{"$f":"MAX(MIN(AF$40,$AO6271-SUM($Y6271:AE6271)),0)","v":0},{"$f":"MAX(MIN(AG$40,$AO6271-SUM($Y6271:AF6271)),0)","v":0},{"$f":"MAX(MIN(AH$40,$AO6271-SUM($Y6271:AG6271)),0)","v":0},{"$f":"MAX(MIN(AI$40,$AO6271-SUM($Y6271:AH6271)),0)","v":0},21.02013719095001,0,{"$f":"INDEX(Demand!$C6237:$H6237,,$AM$13)","v":2.3185784399189708E-5},{"$f":"INDEX(Demand!$K6237:$P6237,,$AM$13)","v":0.5917285857640574},7.2407045009784738,21.02013719095001,13.779432689971536,6.1766929639441388,7.602739726027397,6225,6225,3879,23.59054637940201,23.59054637940201,0,0,0,0,0,0,0,0,0,7.6027397260273979,0]
[null,null,null,null,null,null,null,null,null,null,null,null,null,null,null,null,null,null,null,null,null,null,null,0,0,{"$f":"MAX(MIN(Z$40*IF($Z$37=\"Solar\",$AM6280,1),$AO6280-SUM($Y6280:Y6280)),0)","v":21.140365325569167},{"$f":"MAX(MIN(AA$40,$AO6280-SUM($Y6280:Z6280)),0)","v":0},{"$f":"MAX(MIN(AB$40,$AO6280-SUM($Y6280:AA6280)),0)","v":0},{"$f":"MAX(MIN(AC$40,$AO6280-SUM($Y6280:AB6280)),0)","v":0},{"$f":"MAX(MIN(AD$40,$AO6280-SUM($Y6280:AC6280)),0)","v":0},{"$f":"MAX(MIN(AE$40,$AO6280-SUM($Y6280:AD6280)),0)","v":0},{"$f":"MAX(MIN(AF$40,$AO6280-SUM($Y6280:AE6280)),0)","v":0},{"$f":"MAX(MIN(AG$40,$AO6280-SUM($Y6280:AF6280)),0)","v":0},{"$f":"MAX(MIN(AH$40,$AO6280-SUM($Y6280:AG6280)),0)","v":0},{"$f":"MAX(MIN(AI$40,$AO6280-SUM($Y6280:AH6280)),0)","v":0},21.140365325569167,0,{"$f":"INDEX(Demand!$C6246:$H6246,,$AM$13)","v":2.363709121082318E-5},{"$f":"INDEX(Demand!$K6246:$P6246,,$AM$13)","v":0},7.2407045009784738,21.140365325569167,13.899660824590693,6.2969210985632964,7.602739726027397,6234,6234,6410,23.53998466567052,23.53998466567052,0,0,0,0,0,0,0,0,0,7.6027397260273979,0]
[null,null,null,null,null,null,null,null,null,null,null,null,null,null,null,null,null,null,null,null,null,null,null,0,0,{"$f":"MAX(MIN(Z$40*IF($Z$37=\"Solar\",$AM6306,1),$AO6306-SUM($Y6306:Y6306)),0)","v":21.456851028906115},{"$f":"MAX(MIN(AA$40,$AO6306-SUM($Y6306:Z6306)),0)","v":0},{"$f":"MAX(MIN(AB$40,$AO6306-SUM($Y6306:AA6306)),0)","v":0},{"$f":"MAX(MIN(AC$40,$AO6306-SUM($Y6306:AB6306)),0)","v":0},{"$f":"MAX(MIN(AD$40,$AO6306-SUM($Y6306:AC6306)),0)","v":0},{"$f":"MAX(MIN(AE$40,$AO6306-SUM($Y6306:AD6306)),0)","v":0},{"$f":"MAX(MIN(AF$40,$AO6306-SUM($Y6306:AE6306)),0)","v":0},{"$f":"MAX(MIN(AG$40,$AO6306-SUM($Y6306:AF6306)),0)","v":0},{"$f":"MAX(MIN(AH$40,$AO6306-SUM($Y6306:AG6306)),0)","v":0},{"$f":"MAX(MIN(AI$40,$AO6306-SUM($Y6306:AH6306)),0)","v":0},21.456851028906115,0,{"$f":"INDEX(Demand!$C6272:$H6272,,$AM$13)","v":2.4825100607733655E-5},{"$f":"INDEX(Demand!$K6272:$P6272,,$AM$13)","v":0},7.2407045009784738,21.456851028906115,14.216146527927643,6.6134068019002461,7.602739726027397,6260,6260,6397,23.350472149308448,23.350472149308448,0,0,0,0,0,0,0,0,0,7.6027397260273979,0]
[null,null,null,null,null,null,null,null,null,null,null,null,null,null,null,null,null,null,null,null,null,null,null,0,0,{"$f":"MAX(MIN(Z$40*IF($Z$37=\"Solar\",$AM6314,1),$AO6314-SUM($Y6314:Y6314)),0)","v":21.631003863344631},{"$f":"MAX(MIN(AA$40,$AO6314-SUM($Y6314:Z6314)),0)","v":0},{"$f":"MAX(MIN(AB$40,$AO6314-SUM($Y6314:AA6314)),0)","v":0},{"$f":"MAX(MIN(AC$40,$AO6314-SUM($Y6314:AB6314)),0)","v":0},{"$f":"MAX(MIN(AD$40,$AO6314-SUM($Y6314:AC6314)),0)","v":0},{"$f":"MAX(MIN(AE$40,$AO6314-SUM($Y6314:AD6314)),0)","v":0},{"$f":"MAX(MIN(AF$40,$AO6314-SUM($Y6314:AE6314)),0)","v":0},{"$f":"MAX(MIN(AG$40,$AO6314-SUM($Y6314:AF6314)),0)","v":0},{"$f":"MAX(MIN(AH$40,$AO6314-SUM($Y6314:AG6314)),0)","v":0},{"$f":"MAX(MIN(AI$40,$AO6314-SUM($Y6314:AH6314)),0)","v":0},21.631003863344631,0,{"$f":"INDEX(Demand!$C6280:$H6280,,$AM$13)","v":2.547882746373408E-5},{"$f":"INDEX(Demand!$K6280:$P6280,,$AM$13)","v":0},7.2407045009784738,21.631003863344631,14.390299362366157,6.7875596363387602,7.602739726027397,6268,6268,6393,23.307914316241753,23.307914316241753,0,0,0,0,0,0,0,0,0,7.6027397260273979,0]
[null,null,null,null,null,null,null,null,null,null,null,null,null,null,null,null,null,null,null,null,null,null,null,0,0,{"$f":"MAX(MIN(Z$40*IF($Z$37=\"Solar\",$AM6341,1),$AO6341-SUM($Y6341:Y6341)),0)","v":21.937303729562171},{"$f":"MAX(MIN(AA$40,$AO6341-SUM($Y6341:Z6341)),0)","v":0},{"$f":"MAX(MIN(AB$40,$AO6341-SUM($Y6341:AA6341)),0)","v":0},{"$f":"MAX(MIN(AC$40,$AO6341-SUM($Y6341:AB6341)),0)","v":0},{"$f":"MAX(MIN(AD$40,$AO6341-SUM($Y6341:AC6341)),0)","v":0},{"$f":"MAX(MIN(AE$40,$AO6341-SUM($Y6341:AD6341)),0)","v":0},{"$f":"MAX(MIN(AF$40,$AO6341-SUM($Y6341:AE6341)),0)","v":0},{"$f":"MAX(MIN(AG$40,$AO6341-SUM($Y6341:AF6341)),0)","v":0},{"$f":"MAX(MIN(AH$40,$AO6341-SUM($Y6341:AG6341)),0)","v":0},{"$f":"MAX(MIN(AI$40,$AO6341-SUM($Y6341:AH6341)),0)","v":0},21.937303729562171,0,{"$f":"INDEX(Demand!$C6307:$H6307,,$AM$13)","v":2.6628601736322442E-5},{"$f":"INDEX(Demand!$K6307:$P6307,,$AM$13)","v":0.30584839498934507},7.2407045009784738,21.937303729562171,14.696599228583697,7.0938595025562998,7.602739726027397,6295,6295,3914,23.117394816035642,23.117394816035642,0,0,0,0,0,0,0,0,0,7.6027397260273979,0]
[null,null,null,null,null,null,null,null,null,null,null,null,null,null,null,null,null,null,null,null,null,null,null,0,0,{"$f":"MAX(MIN(Z$40*IF($Z$37=\"Solar\",$AM6358,1),$AO6358-SUM($Y6358:Y6358)),0)","v":22.238266797528347},{"$f":"MAX(MIN(AA$40,$AO6358-SUM($Y6358:Z6358)),0)","v":0},{"$f":"MAX(MIN(AB$40,$AO6358-SUM($Y6358:AA6358)),0)","v":0},{"$f":"MAX(MIN(AC$40,$AO6358-SUM($Y6358:AB6358)),0)","v":0},{"$f":"MAX(MIN(AD$40,$AO6358-SUM($Y6358:AC6358)),0)","v":0},{"$f":"MAX(MIN(AE$40,$AO6358-SUM($Y6358:AD6358)),0)","v":0},{"$f":"MAX(MIN(AF$40,$AO6358-SUM($Y6358:AE6358)),0)","v":0},{"$f":"MAX(MIN(AG$40,$AO6358-SUM($Y6358:AF6358)),0)","v":0},{"$f":"MAX(MIN(AH$40,$AO6358-SUM($Y6358:AG6358)),0)","v":0},{"$f":"MAX(MIN(AI$40,$AO6358-SUM($Y6358:AH6358)),0)","v":0},22.238266797528347,0,{"$f":"INDEX(Demand!$C6324:$H6324,,$AM$13)","v":2.7758342982441714E-5},{"$f":"INDEX(Demand!$K6324:$P6324,,$AM$13)","v":0},7.2407045009784738,22.238266797528347,14.997562296549871,7.3948225705224742,7.602739726027397,6312,6312,6371,22.99149726751407,22.99149726751407,0,0,0,0,0,0,0,0,0,7.6027397260273979,0]
[null,null,null,null,null,null,null,null,null,null,null,null,null,null,null,null,null,null,null,null,null,null,null,0,0,{"$f":"MAX(MIN(Z$40*IF($Z$37=\"Solar\",$AM6364,1),$AO6364-SUM($Y6364:Y6364)),0)","v":22.2896592850799},{"$f":"MAX(MIN(AA$40,$AO6364-SUM($Y6364:Z6364)),0)","v":0},{"$f":"MAX(MIN(AB$40,$AO6364-SUM($Y6364:AA6364)),0)","v":0},{"$f":"MAX(MIN(AC$40,$AO6364-SUM($Y6364:AB6364)),0)","v":0},{"$f":"MAX(MIN(AD$40,$AO6364-SUM($Y6364:AC6364)),0)","v":0},{"$f":"MAX(MIN(AE$40,$AO6364-SUM($Y6364:AD6364)),0)","v":0},{"$f":"MAX(MIN(AF$40,$AO6364-SUM($Y6364:AE6364)),0)","v":0},{"$f":"MAX(MIN(AG$40,$AO6364-SUM($Y6364:AF6364)),0)","v":0},{"$f":"MAX(MIN(AH$40,$AO6364-SUM($Y6364:AG6364)),0)","v":0},{"$f":"MAX(MIN(AI$40,$AO6364-SUM($Y6364:AH6364)),0)","v":0},22.2896592850799,0,{"$f":"INDEX(Demand!$C6330:$H6330,,$AM$13)","v":2.7951257725503096E-5},{"$f":"INDEX(Demand!$K6330:$P6330,,$AM$13)","v":0},7.2407045009784738,22.2896592850799,15.048954784101424,7.4462150580740269,7.602739726027397,6318,6318,6368,22.943102158967204,22.943102158967204,0,0,0,0,0,0,0,0,0,7.6027397260273979,0]
[null,null,null,null,null,null,null,null,null,null,null,null,null,null,null,null,null,null,null,null,null,null,null,0,0,{"$f":"MAX(MIN(Z$40*IF($Z$37=\"Solar\",$AM6377,1),$AO6377-SUM($Y6377:Y6377)),0)","v":22.419768426492858},{"$f":"MAX(MIN(AA$40,$AO6377-SUM($Y6377:Z6377)),0)","v":0},{"$f":"MAX(MIN(AB$40,$AO6377-SUM($Y6377:AA6377)),0)","v":0},{"$f":"MAX(MIN(AC$40,$AO6377-SUM($Y6377:AB6377)),0)","v":0},{"$f":"MAX(MIN(AD$40,$AO6377-SUM($Y6377:AC6377)),0)","v":0},{"$f":"MAX(MIN(AE$40,$AO6377-SUM($Y6377:AD6377)),0)","v":0},{"$f":"MAX(MIN(AF$40,$AO6377-SUM($Y6377:AE6377)),0)","v":0},{"$f":"MAX(MIN(AG$40,$AO6377-SUM($Y6377:AF6377)),0)","v":0},{"$f":"MAX(MIN(AH$40,$AO6377-SUM($Y6377:AG6377)),0)","v":0},{"$f":"MAX(MIN(AI$40,$AO6377-SUM($Y6377:AH6377)),0)","v":0},22.419768426492858,0,{"$f":"INDEX(Demand!$C6343:$H6343,,$AM$13)","v":2.8439655403479681E-5},{"$f":"INDEX(Demand!$K6343:$P6343,,$AM$13)","v":0},7.2407045009784738,22.419768426492858,15.179063925514384,7.5763241994869874,7.602739726027397,6331,6331,3932,22.847208042333683,22.847208042333683,0,0,0,0,0,0,0,0,0,7.6027397260273979,0]
[null,null,null,null,null,null,null,null,null,null,null,null,null,null,null,null,null,null,null,null,null,null,null,0,0,{"$f":"MAX(MIN(Z$40*IF($Z$37=\"Solar\",$AM6394,1),$AO6394-SUM($Y6394:Y6394)),0)","v":22.670123869898283},{"$f":"MAX(MIN(AA$40,$AO6394-SUM($Y6394:Z6394)),0)","v":0},{"$f":"MAX(MIN(AB$40,$AO6394-SUM($Y6394:AA6394)),0)","v":0},{"$f":"MAX(MIN(AC$40,$AO6394-SUM($Y6394:AB6394)),0)","v":0},{"$f":"MAX(MIN(AD$40,$AO6394-SUM($Y6394:AC6394)),0)","v":0},{"$f":"MAX(MIN(AE$40,$AO6394-SUM($Y6394:AD6394)),0)","v":0},{"$f":"MAX(MIN(AF$40,$AO6394-SUM($Y6394:AE6394)),0)","v":0},{"$f":"MAX(MIN(AG$40,$AO6394-SUM($Y6394:AF6394)),0)","v":0},{"$f":"MAX(MIN(AH$40,$AO6394-SUM($Y6394:AG6394)),0)","v":0},{"$f":"MAX(MIN(AI$40,$AO6394-SUM($Y6394:AH6394)),0)","v":0},22.670123869898283,0,{"$f":"INDEX(Demand!$C6360:$H6360,,$AM$13)","v":2.937942808893548E-5},{"$f":"INDEX(Demand!$K6360:$P6360,,$AM$13)","v":0.93453676246744344},7.2407045009784738,22.670123869898283,15.42941936891981,7.8266796428924126,7.602739726027397,6348,6348,6353,22.728361821731134,22.728361821731134,0,0,0,0,0,0,0,0,0,7.6027397260273979,0]
[null,null,null,null,null,null,null,null,null,null,null,null,null,null,null,null,null,null,null,null,null,null,null,0,0,{"$f":"MAX(MIN(Z$40*IF($Z$37=\"Solar\",$AM6414,1),$AO6414-SUM($Y6414:Y6414)),0)","v":22.943102158967204},{"$f":"MAX(MIN(AA$40,$AO6414-SUM($Y6414:Z6414)),0)","v":0},{"$f":"MAX(MIN(AB$40,$AO6414-SUM($Y6414:AA6414)),0)","v":0},{"$f":"MAX(MIN(AC$40,$AO6414-SUM($Y6414:AB6414)),0)","v":0},{"$f":"MAX(MIN(AD$40,$AO6414-SUM($Y6414:AC6414)),0)","v":0},{"$f":"MAX(MIN(AE$40,$AO6414-SUM($Y6414:AD6414)),0)","v":0},{"$f":"MAX(MIN(AF$40,$AO6414-SUM($Y6414:AE6414)),0)","v":0},{"$f":"MAX(MIN(AG$40,$AO6414-SUM($Y6414:AF6414)),0)","v":0},{"$f":"MAX(MIN(AH$40,$AO6414-SUM($Y6414:AG6414)),0)","v":0},{"$f":"MAX(MIN(AI$40,$AO6414-SUM($Y6414:AH6414)),0)","v":0},22.943102158967204,0,{"$f":"INDEX(Demand!$C6380:$H6380,,$AM$13)","v":3.0404121366221213E-5},{"$f":"INDEX(Demand!$K6380:$P6380,,$AM$13)","v":0.60711909889391269},7.2407045009784738,22.943102158967204,15.70239765798873,8.0996579319613318,7.602739726027397,6368,6368,6343,22.595188777219967,22.595188777219967,0,0,0,0,0,0,0,0,0,7.6027397260273979,0]
[null,null,null,null,null,null,null,null,null,null,null,null,null,null,null,null,null,null,null,null,null,null,null,0,0,{"$f":"MAX(MIN(Z$40*IF($Z$37=\"Solar\",$AM6429,1),$AO6429-SUM($Y6429:Y6429)),0)","v":23.176649165465783},{"$f":"MAX(MIN(AA$40,$AO6429-SUM($Y6429:Z6429)),0)","v":0},{"$f":"MAX(MIN(AB$40,$AO6429-SUM($Y6429:AA6429)),0)","v":0},{"$f":"MAX(MIN(AC$40,$AO6429-SUM($Y6429:AB6429)),0)","v":0},{"$f":"MAX(MIN(AD$40,$AO6429-SUM($Y6429:AC6429)),0)","v":0},{"$f":"MAX(MIN(AE$40,$AO6429-SUM($Y6429:AD6429)),0)","v":0},{"$f":"MAX(MIN(AF$40,$AO6429-SUM($Y6429:AE6429)),0)","v":0},{"$f":"MAX(MIN(AG$40,$AO6429-SUM($Y6429:AF6429)),0)","v":0},{"$f":"MAX(MIN(AH$40,$AO6429-SUM($Y6429:AG6429)),0)","v":0},{"$f":"MAX(MIN(AI$40,$AO6429-SUM($Y6429:AH6429)),0)","v":0},23.176649165465783,0,{"$f":"INDEX(Demand!$C6395:$H6395,,$AM$13)","v":3.1280799318543204E-5},{"$f":"INDEX(Demand!$K6395:$P6395,,$AM$13)","v":0},7.2407045009784738,23.176649165465783,15.935944664487307,8.3332049384599109,7.602739726027397,6383,6383,3958,22.468319717714856,22.468319717714856,0,0,0,0,0,0,0,0,0,7.6027397260273979,0]
[null,null,null,null,null,null,null,null,null,null,null,null,null,null,null,null,null,null,null,null,null,null,null,0,0,{"$f":"MAX(MIN(Z$40*IF($Z$37=\"Solar\",$AM6446,1),$AO6446-SUM($Y6446:Y6446)),0)","v":23.423276061128256},{"$f":"MAX(MIN(AA$40,$AO6446-SUM($Y6446:Z6446)),0)","v":0},{"$f":"MAX(MIN(AB$40,$AO6446-SUM($Y6446:AA6446)),0)","v":0},{"$f":"MAX(MIN(AC$40,$AO6446-SUM($Y6446:AB6446)),0)","v":0},{"$f":"MAX(MIN(AD$40,$AO6446-SUM($Y6446:AC6446)),0)","v":0},{"$f":"MAX(MIN(AE$40,$AO6446-SUM($Y6446:AD6446)),0)","v":0},{"$f":"MAX(MIN(AF$40,$AO6446-SUM($Y6446:AE6446)),0)","v":0},{"$f":"MAX(MIN(AG$40,$AO6446-SUM($Y6446:AF6446)),0)","v":0},{"$f":"MAX(MIN(AH$40,$AO6446-SUM($Y6446:AG6446)),0)","v":0},{"$f":"MAX(MIN(AI$40,$AO6446-SUM($Y6446:AH6446)),0)","v":0},23.423276061128256,0,{"$f":"INDEX(Demand!$C6412:$H6412,,$AM$13)","v":3.2206575953912855E-5},{"$f":"INDEX(Demand!$K6412:$P6412,,$AM$13)","v":6.4606329841810327E-3},7.2407045009784738,23.423276061128256,16.182571560149782,8.579831834122384,7.602739726027397,6400,6400,6327,22.378666761478037,22.378666761478037,0,0,0,0,0,0,0,0,0,7.6027397260273979,0]
[null,null,null,null,null,null,null,null,null,null,null,null,null,null,null,null,null,null,null,null,null,null,null,0,0,{"$f":"MAX(MIN(Z$40*IF($Z$37=\"Solar\",$AM6465,1),$AO6465-SUM($Y6465:Y6465)),0)","v":23.626493160840603},{"$f":"MAX(MIN(AA$40,$AO6465-SUM($Y6465:Z6465)),0)","v":0},{"$f":"MAX(MIN(AB$40,$AO6465-SUM($Y6465:AA6465)),0)","v":0},{"$f":"MAX(MIN(AC$40,$AO6465-SUM($Y6465:AB6465)),0)","v":0},{"$f":"MAX(MIN(AD$40,$AO6465-SUM($Y6465:AC6465)),0)","v":0},{"$f":"MAX(MIN(AE$40,$AO6465-SUM($Y6465:AD6465)),0)","v":0},{"$f":"MAX(MIN(AF$40,$AO6465-SUM($Y6465:AE6465)),0)","v":0},{"$f":"MAX(MIN(AG$40,$AO6465-SUM($Y6465:AF6465)),0)","v":0},{"$f":"MAX(MIN(AH$40,$AO6465-SUM($Y6465:AG6465)),0)","v":0},{"$f":"MAX(MIN(AI$40,$AO6465-SUM($Y6465:AH6465)),0)","v":0},23.626493160840603,0,{"$f":"INDEX(Demand!$C6431:$H6431,,$AM$13)","v":3.2969402904785031E-5},{"$f":"INDEX(Demand!$K6431:$P6431,,$AM$13)","v":0.86034659661070501},7.2407045009784738,23.626493160840603,16.385788659862129,8.7830489338347313,7.602739726027397,6419,6419,3976,22.289526371582262,22.289526371582262,0,0,0,0,0,0,0,0,0,7.6027397260273979,0]
[null,null,null,null,null,null,null,null,null,null,null,null,null,null,null,null,null,null,null,null,null,null,null,0,0,{"$f":"MAX(MIN(Z$40*IF($Z$37=\"Solar\",$AM6481,1),$AO6481-SUM($Y6481:Y6481)),0)","v":23.858331104098493},{"$f":"MAX(MIN(AA$40,$AO6481-SUM($Y6481:Z6481)),0)","v":0},{"$f":"MAX(MIN(AB$40,$AO6481-SUM($Y6481:AA6481)),0)","v":0},{"$f":"MAX(MIN(AC$40,$AO6481-SUM($Y6481:AB6481)),0)","v":0},{"$f":"MAX(MIN(AD$40,$AO6481-SUM($Y6481:AC6481)),0)","v":0},{"$f":"MAX(MIN(AE$40,$AO6481-SUM($Y6481:AD6481)),0)","v":0},{"$f":"MAX(MIN(AF$40,$AO6481-SUM($Y6481:AE6481)),0)","v":0},{"$f":"MAX(MIN(AG$40,$AO6481-SUM($Y6481:AF6481)),0)","v":0},{"$f":"MAX(MIN(AH$40,$AO6481-SUM($Y6481:AG6481)),0)","v":0},{"$f":"MAX(MIN(AI$40,$AO6481-SUM($Y6481:AH6481)),0)","v":0},23.858331104098493,0,{"$f":"INDEX(Demand!$C6447:$H6447,,$AM$13)","v":3.3839665454551888E-5},{"$f":"INDEX(Demand!$K6447:$P6447,,$AM$13)","v":0},7.2407045009784738,23.858331104098493,16.617626603120019,9.0148868770926214,7.602739726027397,6435,6435,3984,22.190177520651858,22.190177520651858,0,0,0,0,0,0,0,0,0,7.6027397260273979,0]
[null,null,null,null,null,null,null,null,null,null,null,null,null,null,null,null,null,null,null,null,null,null,null,0,0,{"$f":"MAX(MIN(Z$40*IF($Z$37=\"Solar\",$AM6498,1),$AO6498-SUM($Y6498:Y6498)),0)","v":24.071771811256337},{"$f":"MAX(MIN(AA$40,$AO6498-SUM($Y6498:Z6498)),0)","v":0},{"$f":"MAX(MIN(AB$40,$AO6498-SUM($Y6498:AA6498)),0)","v":0},{"$f":"MAX(MIN(AC$40,$AO6498-SUM($Y6498:AB6498)),0)","v":0},{"$f":"MAX(MIN(AD$40,$AO6498-SUM($Y6498:AC6498)),0)","v":0},{"$f":"MAX(MIN(AE$40,$AO6498-SUM($Y6498:AD6498)),0)","v":0},{"$f":"MAX(MIN(AF$40,$AO6498-SUM($Y6498:AE6498)),0)","v":0},{"$f":"MAX(MIN(AG$40,$AO6498-SUM($Y6498:AF6498)),0)","v":0},{"$f":"MAX(MIN(AH$40,$AO6498-SUM($Y6498:AG6498)),0)","v":0},{"$f":"MAX(MIN(AI$40,$AO6498-SUM($Y6498:AH6498)),0)","v":0},24.071771811256337,0,{"$f":"INDEX(Demand!$C6464:$H6464,,$AM$13)","v":3.4640869310249491E-5},{"$f":"INDEX(Demand!$K6464:$P6464,,$AM$13)","v":0},7.2407045009784738,24.071771811256337,16.831067310277863,9.2283275842504651,7.602739726027397,6452,6452,6301,22.032343079340439,22.032343079340439,0,0,0,0,0,0,0,0,0,7.6027397260273979,0]
[null,null,null,null,null,null,null,null,null,null,null,null,null,null,null,null,null,null,null,null,null,null,null,0,0,{"$f":"MAX(MIN(Z$40*IF($Z$37=\"Solar\",$AM6516,1),$AO6516-SUM($Y6516:Y6516)),0)","v":24.324965998649215},{"$f":"MAX(MIN(AA$40,$AO6516-SUM($Y6516:Z6516)),0)","v":0},{"$f":"MAX(MIN(AB$40,$AO6516-SUM($Y6516:AA6516)),0)","v":0},{"$f":"MAX(MIN(AC$40,$AO6516-SUM($Y6516:AB6516)),0)","v":0},{"$f":"MAX(MIN(AD$40,$AO6516-SUM($Y6516:AC6516)),0)","v":0},{"$f":"MAX(MIN(AE$40,$AO6516-SUM($Y6516:AD6516)),0)","v":0},{"$f":"MAX(MIN(AF$40,$AO6516-SUM($Y6516:AE6516)),0)","v":0},{"$f":"MAX(MIN(AG$40,$AO6516-SUM($Y6516:AF6516)),0)","v":0},{"$f":"MAX(MIN(AH$40,$AO6516-SUM($Y6516:AG6516)),0)","v":0},{"$f":"MAX(MIN(AI$40,$AO6516-SUM($Y6516:AH6516)),0)","v":0},24.324965998649215,0,{"$f":"INDEX(Demand!$C6482:$H6482,,$AM$13)","v":3.5591297941604146E-5},{"$f":"INDEX(Demand!$K6482:$P6482,,$AM$13)","v":0.46580825562909439},7.2407045009784738,24.324965998649215,17.084261497670742,9.4815217716433438,7.602739726027397,6470,6470,6292,21.916043517831739,21.916043517831739,0,0,0,0,0,0,0,0,0,7.6027397260273979,0]
[null,null,null,null,null,null,null,null,null,null,null,null,null,null,null,null,null,null,null,null,null,null,null,0,0,{"$f":"MAX(MIN(Z$40*IF($Z$37=\"Solar\",$AM6533,1),$AO6533-SUM($Y6533:Y6533)),0)","v":24.559103814162228},{"$f":"MAX(MIN(AA$40,$AO6533-SUM($Y6533:Z6533)),0)","v":0},{"$f":"MAX(MIN(AB$40,$AO6533-SUM($Y6533:AA6533)),0)","v":0},{"$f":"MAX(MIN(AC$40,$AO6533-SUM($Y6533:AB6533)),0)","v":0},{"$f":"MAX(MIN(AD$40,$AO6533-SUM($Y6533:AC6533)),0)","v":0},{"$f":"MAX(MIN(AE$40,$AO6533-SUM($Y6533:AD6533)),0)","v":0},{"$f":"MAX(MIN(AF$40,$AO6533-SUM($Y6533:AE6533)),0)","v":0},{"$f":"MAX(MIN(AG$40,$AO6533-SUM($Y6533:AF6533)),0)","v":0},{"$f":"MAX(MIN(AH$40,$AO6533-SUM($Y6533:AG6533)),0)","v":0},{"$f":"MAX(MIN(AI$40,$AO6533-SUM($Y6533:AH6533)),0)","v":0},24.559103814162228,0,{"$f":"INDEX(Demand!$C6499:$H6499,,$AM$13)","v":3.6470193645481813E-5},{"$f":"INDEX(Demand!$K6499:$P6499,,$AM$13)","v":0.28920634562695208},7.2407045009784738,24.559103814162228,17.318399313183754,9.715659587156356,7.602739726027397,6487,6487,4010,21.819436005468951,21.819436005468951,0,0,0,0,0,0,0,0,0,7.6027397260273979,0]
[null,null,null,null,null,null,null,null,null,null,null,null,null,null,null,null,null,null,null,null,null,null,null,0,0,{"$f":"MAX(MIN(Z$40*IF($Z$37=\"Solar\",$AM6548,1),$AO6548-SUM($Y6548:Y6548)),0)","v":24.732913959427872},{"$f":"MAX(MIN(AA$40,$AO6548-SUM($Y6548:Z6548)),0)","v":0},{"$f":"MAX(MIN(AB$40,$AO6548-SUM($Y6548:AA6548)),0)","v":0},{"$f":"MAX(MIN(AC$40,$AO6548-SUM($Y6548:AB6548)),0)","v":0},{"$f":"MAX(MIN(AD$40,$AO6548-SUM($Y6548:AC6548)),0)","v":0},{"$f":"MAX(MIN(AE$40,$AO6548-SUM($Y6548:AD6548)),0)","v":0},{"$f":"MAX(MIN(AF$40,$AO6548-SUM($Y6548:AE6548)),0)","v":0},{"$f":"MAX(MIN(AG$40,$AO6548-SUM($Y6548:AF6548)),0)","v":0},{"$f":"MAX(MIN(AH$40,$AO6548-SUM($Y6548:AG6548)),0)","v":0},{"$f":"MAX(MIN(AI$40,$AO6548-SUM($Y6548:AH6548)),0)","v":0},24.732913959427872,0,{"$f":"INDEX(Demand!$C6514:$H6514,,$AM$13)","v":3.7122634130713219E-5},{"$f":"INDEX(Demand!$K6514:$P6514,,$AM$13)","v":0},7.2407045009784738,24.732913959427872,17.492209458449398,9.8894697324220004,7.602739726027397,6502,6502,6276,21.708372909346423,21.708372909346423,0,0,0,0,0,0,0,0,0,7.6027397260273979,0]
[null,null,null,null,null,null,null,null,null,null,null,null,null,null,null,null,null,null,null,null,null,null,null,0,0,{"$f":"MAX(MIN(Z$40*IF($Z$37=\"Solar\",$AM6568,1),$AO6568-SUM($Y6568:Y6568)),0)","v":25.126945209341237},{"$f":"MAX(MIN(AA$40,$AO6568-SUM($Y6568:Z6568)),0)","v":0},{"$f":"MAX(MIN(AB$40,$AO6568-SUM($Y6568:AA6568)),0)","v":0},{"$f":"MAX(MIN(AC$40,$AO6568-SUM($Y6568:AB6568)),0)","v":0},{"$f":"MAX(MIN(AD$40,$AO6568-SUM($Y6568:AC6568)),0)","v":0},{"$f":"MAX(MIN(AE$40,$AO6568-SUM($Y6568:AD6568)),0)","v":0},{"$f":"MAX(MIN(AF$40,$AO6568-SUM($Y6568:AE6568)),0)","v":0},{"$f":"MAX(MIN(AG$40,$AO6568-SUM($Y6568:AF6568)),0)","v":0},{"$f":"MAX(MIN(AH$40,$AO6568-SUM($Y6568:AG6568)),0)","v":0},{"$f":"MAX(MIN(AI$40,$AO6568-SUM($Y6568:AH6568)),0)","v":0},25.126945209341237,0,{"$f":"INDEX(Demand!$C6534:$H6534,,$AM$13)","v":3.8601730414171791E-5},{"$f":"INDEX(Demand!$K6534:$P6534,,$AM$13)","v":0},7.2407045009784738,25.126945209341237,17.886240708362763,10.283500982335365,7.602739726027397,6522,6522,6266,21.576497947949765,21.576497947949765,0,0,0,0,0,0,0,0,0,7.6027397260273979,0]
[null,null,null,null,null,null,null,null,null,null,null,null,null,null,null,null,null,null,null,null,null,null,null,0,0,{"$f":"MAX(MIN(Z$40*IF($Z$37=\"Solar\",$AM6585,1),$AO6585-SUM($Y6585:Y6585)),0)","v":25.405290230768106},{"$f":"MAX(MIN(AA$40,$AO6585-SUM($Y6585:Z6585)),0)","v":0},{"$f":"MAX(MIN(AB$40,$AO6585-SUM($Y6585:AA6585)),0)","v":0},{"$f":"MAX(MIN(AC$40,$AO6585-SUM($Y6585:AB6585)),0)","v":0},{"$f":"MAX(MIN(AD$40,$AO6585-SUM($Y6585:AC6585)),0)","v":0},{"$f":"MAX(MIN(AE$40,$AO6585-SUM($Y6585:AD6585)),0)","v":0},{"$f":"MAX(MIN(AF$40,$AO6585-SUM($Y6585:AE6585)),0)","v":0},{"$f":"MAX(MIN(AG$40,$AO6585-SUM($Y6585:AF6585)),0)","v":0},{"$f":"MAX(MIN(AH$40,$AO6585-SUM($Y6585:AG6585)),0)","v":0},{"$f":"MAX(MIN(AI$40,$AO6585-SUM($Y6585:AH6585)),0)","v":0},25.405290230768106,0,{"$f":"INDEX(Demand!$C6551:$H6551,,$AM$13)","v":3.9646569083191567E-5},{"$f":"INDEX(Demand!$K6551:$P6551,,$AM$13)","v":0.86651407696384097},7.2407045009784738,25.405290230768106,18.164585729789632,10.561846003762234,7.602739726027397,6539,6539,4036,21.428634128540885,21.428634128540885,0,0,0,0,0,0,0,0,0,7.6027397260273979,0]
[null,null,null,null,null,null,null,null,null,null,null,null,null,null,null,null,null,null,null,null,null,null,null,0,0,{"$f":"MAX(MIN(Z$40*IF($Z$37=\"Solar\",$AM6599,1),$AO6599-SUM($Y6599:Y6599)),0)","v":25.619542814636329},{"$f":"MAX(MIN(AA$40,$AO6599-SUM($Y6599:Z6599)),0)","v":0},{"$f":"MAX(MIN(AB$40,$AO6599-SUM($Y6599:AA6599)),0)","v":0},{"$f":"MAX(MIN(AC$40,$AO6599-SUM($Y6599:AB6599)),0)","v":0},{"$f":"MAX(MIN(AD$40,$AO6599-SUM($Y6599:AC6599)),0)","v":0},{"$f":"MAX(MIN(AE$40,$AO6599-SUM($Y6599:AD6599)),0)","v":0},{"$f":"MAX(MIN(AF$40,$AO6599-SUM($Y6599:AE6599)),0)","v":0},{"$f":"MAX(MIN(AG$40,$AO6599-SUM($Y6599:AF6599)),0)","v":0},{"$f":"MAX(MIN(AH$40,$AO6599-SUM($Y6599:AG6599)),0)","v":0},{"$f":"MAX(MIN(AI$40,$AO6599-SUM($Y6599:AH6599)),0)","v":0},25.619542814636329,0,{"$f":"INDEX(Demand!$C6565:$H6565,,$AM$13)","v":4.0450820524138354E-5},{"$f":"INDEX(Demand!$K6565:$P6565,,$AM$13)","v":0},7.2407045009784738,25.619542814636329,18.378838313657855,10.776098587630457,7.602739726027397,6553,6553,4043,21.338712996517138,21.338712996517138,0,0,0,0,0,0,0,0,0,7.6027397260273979,0]
[null,null,null,null,null,null,null,null,null,null,null,null,null,null,null,null,null,null,null,null,null,null,null,0,0,{"$f":"MAX(MIN(Z$40*IF($Z$37=\"Solar\",$AM6620,1),$AO6620-SUM($Y6620:Y6620)),0)","v":26.088568816360215},{"$f":"MAX(MIN(AA$40,$AO6620-SUM($Y6620:Z6620)),0)","v":0},{"$f":"MAX(MIN(AB$40,$AO6620-SUM($Y6620:AA6620)),0)","v":0},{"$f":"MAX(MIN(AC$40,$AO6620-SUM($Y6620:AB6620)),0)","v":0},{"$f":"MAX(MIN(AD$40,$AO6620-SUM($Y6620:AC6620)),0)","v":0},{"$f":"MAX(MIN(AE$40,$AO6620-SUM($Y6620:AD6620)),0)","v":0},{"$f":"MAX(MIN(AF$40,$AO6620-SUM($Y6620:AE6620)),0)","v":0},{"$f":"MAX(MIN(AG$40,$AO6620-SUM($Y6620:AF6620)),0)","v":0},{"$f":"MAX(MIN(AH$40,$AO6620-SUM($Y6620:AG6620)),0)","v":0},{"$f":"MAX(MIN(AI$40,$AO6620-SUM($Y6620:AH6620)),0)","v":0},26.088568816360215,0,{"$f":"INDEX(Demand!$C6586:$H6586,,$AM$13)","v":4.2211428638717503E-5},{"$f":"INDEX(Demand!$K6586:$P6586,,$AM$13)","v":0},7.2407045009784738,26.088568816360215,18.847864315381742,11.245124589354344,7.602739726027397,6574,6574,6240,21.198777420943625,21.198777420943625,0,0,0,0,0,0,0,0,0,7.6027397260273979,0]
[null,null,null,null,null,null,null,null,null,null,null,null,null,null,null,null,null,null,null,null,null,null,null,0,0,{"$f":"MAX(MIN(Z$40*IF($Z$37=\"Solar\",$AM6632,1),$AO6632-SUM($Y6632:Y6632)),0)","v":26.315302483524096},{"$f":"MAX(MIN(AA$40,$AO6632-SUM($Y6632:Z6632)),0)","v":0},{"$f":"MAX(MIN(AB$40,$AO6632-SUM($Y6632:AA6632)),0)","v":0},{"$f":"MAX(MIN(AC$40,$AO6632-SUM($Y6632:AB6632)),0)","v":0},{"$f":"MAX(MIN(AD$40,$AO6632-SUM($Y6632:AC6632)),0)","v":0},{"$f":"MAX(MIN(AE$40,$AO6632-SUM($Y6632:AD6632)),0)","v":0},{"$f":"MAX(MIN(AF$40,$AO6632-SUM($Y6632:AE6632)),0)","v":0},{"$f":"MAX(MIN(AG$40,$AO6632-SUM($Y6632:AF6632)),0)","v":0},{"$f":"MAX(MIN(AH$40,$AO6632-SUM($Y6632:AG6632)),0)","v":0},{"$f":"MAX(MIN(AI$40,$AO6632-SUM($Y6632:AH6632)),0)","v":0},26.315302483524096,0,{"$f":"INDEX(Demand!$C6598:$H6598,,$AM$13)","v":4.3062530992936282E-5},{"$f":"INDEX(Demand!$K6598:$P6598,,$AM$13)","v":0.78951641090978819},7.2407045009784738,26.315302483524096,19.074597982545622,11.471858256518225,7.602739726027397,6586,6586,6234,21.140365325569167,21.140365325569167,0,0,0,0,0,0,0,0,0,7.6027397260273979,0]
[null,null,null,null,null,null,null,null,null,null,null,null,null,null,null,null,null,null,null,null,null,null,null,{"$f":"IF(MOD(ROW(),1000)=ROW($Y$46),(ROW()-ROW($Y$46)),0)","v":0},0,{"$f":"MAX(MIN(Z$40*IF($Z$37=\"Solar\",$AM6639,1),$AO6639-SUM($Y6639:Y6639)),0)","v":26.486518644967454},{"$f":"MAX(MIN(AA$40,$AO6639-SUM($Y6639:Z6639)),0)","v":0},{"$f":"MAX(MIN(AB$40,$AO6639-SUM($Y6639:AA6639)),0)","v":0},{"$f":"MAX(MIN(AC$40,$AO6639-SUM($Y6639:AB6639)),0)","v":0},{"$f":"MAX(MIN(AD$40,$AO6639-SUM($Y6639:AC6639)),0)","v":0},{"$f":"MAX(MIN(AE$40,$AO6639-SUM($Y6639:AD6639)),0)","v":0},{"$f":"MAX(MIN(AF$40,$AO6639-SUM($Y6639:AE6639)),0)","v":0},{"$f":"MAX(MIN(AG$40,$AO6639-SUM($Y6639:AF6639)),0)","v":0},{"$f":"MAX(MIN(AH$40,$AO6639-SUM($Y6639:AG6639)),0)","v":0},{"$f":"MAX(MIN(AI$40,$AO6639-SUM($Y6639:AH6639)),0)","v":0},26.486518644967454,0,{"$f":"INDEX(Demand!$C6605:$H6605,,$AM$13)","v":4.3705234301657593E-5},{"$f":"INDEX(Demand!$K6605:$P6605,,$AM$13)","v":0},{"$f":"IF(AP6639>0,Centralised_GWh*Support_thousand/(1-Centralised_HeatLoss)*Centralised_HeatLoss/BaseLoadHours,0)","v":7.2407045009784738},26.486518644967454,{"$f":"Centralised_GWh*Support_thousand*((1-Centralised_WWDemand)*AL6639+Centralised_WWDemand/8760)","v":19.24581414398898},11.643074417961582,{"$f":"Centralised_GWh*Support_thousand*Centralised_WWDemand/8760","v":7.602739726027397},6593,{"$f":"_xlfn.RANK.EQ(AV6639,$AV$47:$AV$8806)","v":6593},4063,21.098625628560818,21.098625628560818,0,0,0,0,0,0,0,0,0,{"$f":"Centralised_GWh*Support_thousand*(Centralised_WWDemand/8760)","v":7.6027397260273979},0]
[null,null,null,null,null,null,null,null,null,null,null,null,null,null,null,null,null,null,null,null,null,null,null,0,0,{"$f":"MAX(MIN(Z$40*IF($Z$37=\"Solar\",$AM6656,1),$AO6656-SUM($Y6656:Y6656)),0)","v":26.82439400682231},{"$f":"MAX(MIN(AA$40,$AO6656-SUM($Y6656:Z6656)),0)","v":0},{"$f":"MAX(MIN(AB$40,$AO6656-SUM($Y6656:AA6656)),0)","v":0},{"$f":"MAX(MIN(AC$40,$AO6656-SUM($Y6656:AB6656)),0)","v":0},{"$f":"MAX(MIN(AD$40,$AO6656-SUM($Y6656:AC6656)),0)","v":0},{"$f":"MAX(MIN(AE$40,$AO6656-SUM($Y6656:AD6656)),0)","v":0},{"$f":"MAX(MIN(AF$40,$AO6656-SUM($Y6656:AE6656)),0)","v":0},{"$f":"MAX(MIN(AG$40,$AO6656-SUM($Y6656:AF6656)),0)","v":0},{"$f":"MAX(MIN(AH$40,$AO6656-SUM($Y6656:AG6656)),0)","v":0},{"$f":"MAX(MIN(AI$40,$AO6656-SUM($Y6656:AH6656)),0)","v":0},26.82439400682231,0,{"$f":"INDEX(Demand!$C6622:$H6622,,$AM$13)","v":4.4973535209521156E-5},{"$f":"INDEX(Demand!$K6622:$P6622,,$AM$13)","v":0.696835079094835},7.2407045009784738,26.82439400682231,19.583689505843836,11.980949779816438,7.602739726027397,6610,6610,6222,20.963194557530791,20.963194557530791,0,0,0,0,0,0,0,0,0,7.6027397260273979,0]
[null,null,null,null,null,null,null,null,null,null,null,null,null,null,null,null,null,null,null,null,null,null,null,0,0,{"$f":"MAX(MIN(Z$40*IF($Z$37=\"Solar\",$AM6683,1),$AO6683-SUM($Y6683:Y6683)),0)","v":27.274014194805066},{"$f":"MAX(MIN(AA$40,$AO6683-SUM($Y6683:Z6683)),0)","v":0},{"$f":"MAX(MIN(AB$40,$AO6683-SUM($Y6683:AA6683)),0)","v":0},{"$f":"MAX(MIN(AC$40,$AO6683-SUM($Y6683:AB6683)),0)","v":0},{"$f":"MAX(MIN(AD$40,$AO6683-SUM($Y6683:AC6683)),0)","v":0},{"$f":"MAX(MIN(AE$40,$AO6683-SUM($Y6683:AD6683)),0)","v":0},{"$f":"MAX(MIN(AF$40,$AO6683-SUM($Y6683:AE6683)),0)","v":0},{"$f":"MAX(MIN(AG$40,$AO6683-SUM($Y6683:AF6683)),0)","v":0},{"$f":"MAX(MIN(AH$40,$AO6683-SUM($Y6683:AG6683)),0)","v":0},{"$f":"MAX(MIN(AI$40,$AO6683-SUM($Y6683:AH6683)),0)","v":0},27.274014194805066,0,{"$f":"INDEX(Demand!$C6649:$H6649,,$AM$13)","v":4.6661298677924901E-5},{"$f":"INDEX(Demand!$K6649:$P6649,,$AM$13)","v":0.57443258053241053},7.2407045009784738,27.274014194805066,20.033309693826592,12.430569967799194,7.602739726027397,6637,6637,4085,20.785458806934592,20.785458806934592,0,0,0,0,0,0,0,0,0,7.6027397260273979,0]
[null,null,null,null,null,null,null,null,null,null,null,null,null,null,null,null,null,null,null,null,null,null,null,0,0,{"$f":"MAX(MIN(Z$40*IF($Z$37=\"Solar\",$AM6691,1),$AO6691-SUM($Y6691:Y6691)),0)","v":27.395297223031264},{"$f":"MAX(MIN(AA$40,$AO6691-SUM($Y6691:Z6691)),0)","v":0},{"$f":"MAX(MIN(AB$40,$AO6691-SUM($Y6691:AA6691)),0)","v":0},{"$f":"MAX(MIN(AC$40,$AO6691-SUM($Y6691:AB6691)),0)","v":0},{"$f":"MAX(MIN(AD$40,$AO6691-SUM($Y6691:AC6691)),0)","v":0},{"$f":"MAX(MIN(AE$40,$AO6691-SUM($Y6691:AD6691)),0)","v":0},{"$f":"MAX(MIN(AF$40,$AO6691-SUM($Y6691:AE6691)),0)","v":0},{"$f":"MAX(MIN(AG$40,$AO6691-SUM($Y6691:AF6691)),0)","v":0},{"$f":"MAX(MIN(AH$40,$AO6691-SUM($Y6691:AG6691)),0)","v":0},{"$f":"MAX(MIN(AI$40,$AO6691-SUM($Y6691:AH6691)),0)","v":0},27.395297223031264,0,{"$f":"INDEX(Demand!$C6657:$H6657,,$AM$13)","v":4.7116565300395613E-5},{"$f":"INDEX(Demand!$K6657:$P6657,,$AM$13)","v":0},7.2407045009784738,27.395297223031264,20.15459272205279,12.551852996025392,7.602739726027397,6645,6645,4089,20.732782911297324,20.732782911297324,0,0,0,0,0,0,0,0,0,7.6027397260273979,0]
[null,null,null,null,null,null,null,null,null,null,null,null,null,null,null,null,null,null,null,null,null,null,null,0,0,{"$f":"MAX(MIN(Z$40*IF($Z$37=\"Solar\",$AM6708,1),$AO6708-SUM($Y6708:Y6708)),0)","v":27.704631231332559},{"$f":"MAX(MIN(AA$40,$AO6708-SUM($Y6708:Z6708)),0)","v":0},{"$f":"MAX(MIN(AB$40,$AO6708-SUM($Y6708:AA6708)),0)","v":0},{"$f":"MAX(MIN(AC$40,$AO6708-SUM($Y6708:AB6708)),0)","v":0},{"$f":"MAX(MIN(AD$40,$AO6708-SUM($Y6708:AC6708)),0)","v":0},{"$f":"MAX(MIN(AE$40,$AO6708-SUM($Y6708:AD6708)),0)","v":0},{"$f":"MAX(MIN(AF$40,$AO6708-SUM($Y6708:AE6708)),0)","v":0},{"$f":"MAX(MIN(AG$40,$AO6708-SUM($Y6708:AF6708)),0)","v":0},{"$f":"MAX(MIN(AH$40,$AO6708-SUM($Y6708:AG6708)),0)","v":0},{"$f":"MAX(MIN(AI$40,$AO6708-SUM($Y6708:AH6708)),0)","v":0},27.704631231332559,0,{"$f":"INDEX(Demand!$C6674:$H6674,,$AM$13)","v":4.8277728995220301E-5},{"$f":"INDEX(Demand!$K6674:$P6674,,$AM$13)","v":0.35857076817264449},7.2407045009784738,27.704631231332559,20.463926730354085,12.861187004326688,7.602739726027397,6662,6662,6196,20.645140706242962,20.645140706242962,0,0,0,0,0,0,0,0,0,7.6027397260273979,0]
[null,null,null,null,null,null,null,null,null,null,null,null,null,null,null,null,null,null,null,null,null,null,null,0,0,{"$f":"MAX(MIN(Z$40*IF($Z$37=\"Solar\",$AM6733,1),$AO6733-SUM($Y6733:Y6733)),0)","v":28.227670144665097},{"$f":"MAX(MIN(AA$40,$AO6733-SUM($Y6733:Z6733)),0)","v":0},{"$f":"MAX(MIN(AB$40,$AO6733-SUM($Y6733:AA6733)),0)","v":0},{"$f":"MAX(MIN(AC$40,$AO6733-SUM($Y6733:AB6733)),0)","v":0},{"$f":"MAX(MIN(AD$40,$AO6733-SUM($Y6733:AC6733)),0)","v":0},{"$f":"MAX(MIN(AE$40,$AO6733-SUM($Y6733:AD6733)),0)","v":0},{"$f":"MAX(MIN(AF$40,$AO6733-SUM($Y6733:AE6733)),0)","v":0},{"$f":"MAX(MIN(AG$40,$AO6733-SUM($Y6733:AF6733)),0)","v":0},{"$f":"MAX(MIN(AH$40,$AO6733-SUM($Y6733:AG6733)),0)","v":0},{"$f":"MAX(MIN(AI$40,$AO6733-SUM($Y6733:AH6733)),0)","v":0},28.227670144665097,0,{"$f":"INDEX(Demand!$C6699:$H6699,,$AM$13)","v":5.024108827950159E-5},{"$f":"INDEX(Demand!$K6699:$P6699,,$AM$13)","v":0.14838033171347714},7.2407045009784738,28.227670144665097,20.986965643686624,13.384225917659226,7.602739726027397,6687,6687,4110,20.494752006221781,20.494752006221781,0,0,0,0,0,0,0,0,0,7.6027397260273979,0]
[null,null,null,null,null,null,null,null,null,null,null,null,null,null,null,null,null,null,null,null,null,null,null,0,0,{"$f":"MAX(MIN(Z$40*IF($Z$37=\"Solar\",$AM6743,1),$AO6743-SUM($Y6743:Y6743)),0)","v":28.419025607606603},{"$f":"MAX(MIN(AA$40,$AO6743-SUM($Y6743:Z6743)),0)","v":0},{"$f":"MAX(MIN(AB$40,$AO6743-SUM($Y6743:AA6743)),0)","v":0},{"$f":"MAX(MIN(AC$40,$AO6743-SUM($Y6743:AB6743)),0)","v":0},{"$f":"MAX(MIN(AD$40,$AO6743-SUM($Y6743:AC6743)),0)","v":0},{"$f":"MAX(MIN(AE$40,$AO6743-SUM($Y6743:AD6743)),0)","v":0},{"$f":"MAX(MIN(AF$40,$AO6743-SUM($Y6743:AE6743)),0)","v":0},{"$f":"MAX(MIN(AG$40,$AO6743-SUM($Y6743:AF6743)),0)","v":0},{"$f":"MAX(MIN(AH$40,$AO6743-SUM($Y6743:AG6743)),0)","v":0},{"$f":"MAX(MIN(AI$40,$AO6743-SUM($Y6743:AH6743)),0)","v":0},28.419025607606603,0,{"$f":"INDEX(Demand!$C6709:$H6709,,$AM$13)","v":5.0959389566819556E-5},{"$f":"INDEX(Demand!$K6709:$P6709,,$AM$13)","v":0},7.2407045009784738,28.419025607606603,21.178321106628129,13.575581380600731,7.602739726027397,6697,6697,4115,20.411448748015509,20.411448748015509,0,0,0,0,0,0,0,0,0,7.6027397260273979,0]
[null,null,null,null,null,null,null,null,null,null,null,null,null,null,null,null,null,null,null,null,null,null,null,0,0,{"$f":"MAX(MIN(Z$40*IF($Z$37=\"Solar\",$AM6760,1),$AO6760-SUM($Y6760:Y6760)),0)","v":28.689314285652696},{"$f":"MAX(MIN(AA$40,$AO6760-SUM($Y6760:Z6760)),0)","v":0},{"$f":"MAX(MIN(AB$40,$AO6760-SUM($Y6760:AA6760)),0)","v":0},{"$f":"MAX(MIN(AC$40,$AO6760-SUM($Y6760:AB6760)),0)","v":0},{"$f":"MAX(MIN(AD$40,$AO6760-SUM($Y6760:AC6760)),0)","v":0},{"$f":"MAX(MIN(AE$40,$AO6760-SUM($Y6760:AD6760)),0)","v":0},{"$f":"MAX(MIN(AF$40,$AO6760-SUM($Y6760:AE6760)),0)","v":0},{"$f":"MAX(MIN(AG$40,$AO6760-SUM($Y6760:AF6760)),0)","v":0},{"$f":"MAX(MIN(AH$40,$AO6760-SUM($Y6760:AG6760)),0)","v":0},{"$f":"MAX(MIN(AI$40,$AO6760-SUM($Y6760:AH6760)),0)","v":0},28.689314285652696,0,{"$f":"INDEX(Demand!$C6726:$H6726,,$AM$13)","v":5.1973986706632218E-5},{"$f":"INDEX(Demand!$K6726:$P6726,,$AM$13)","v":0},7.2407045009784738,28.689314285652696,21.448609784674222,13.845870058646824,7.602739726027397,6714,6714,6170,20.359015886766898,20.359015886766898,0,0,0,0,0,0,0,0,0,7.6027397260273979,0]
[null,null,null,null,null,null,null,null,null,null,null,null,null,null,null,null,null,null,null,null,null,null,null,0,0,{"$f":"MAX(MIN(Z$40*IF($Z$37=\"Solar\",$AM6783,1),$AO6783-SUM($Y6783:Y6783)),0)","v":29.102613054781784},{"$f":"MAX(MIN(AA$40,$AO6783-SUM($Y6783:Z6783)),0)","v":0},{"$f":"MAX(MIN(AB$40,$AO6783-SUM($Y6783:AA6783)),0)","v":0},{"$f":"MAX(MIN(AC$40,$AO6783-SUM($Y6783:AB6783)),0)","v":0},{"$f":"MAX(MIN(AD$40,$AO6783-SUM($Y6783:AC6783)),0)","v":0},{"$f":"MAX(MIN(AE$40,$AO6783-SUM($Y6783:AD6783)),0)","v":0},{"$f":"MAX(MIN(AF$40,$AO6783-SUM($Y6783:AE6783)),0)","v":0},{"$f":"MAX(MIN(AG$40,$AO6783-SUM($Y6783:AF6783)),0)","v":0},{"$f":"MAX(MIN(AH$40,$AO6783-SUM($Y6783:AG6783)),0)","v":0},{"$f":"MAX(MIN(AI$40,$AO6783-SUM($Y6783:AH6783)),0)","v":0},29.102613054781784,0,{"$f":"INDEX(Demand!$C6749:$H6749,,$AM$13)","v":5.3525408512672346E-5},{"$f":"INDEX(Demand!$K6749:$P6749,,$AM$13)","v":0},7.2407045009784738,29.102613054781784,21.86190855380331,14.259168827775913,7.602739726027397,6737,6737,4135,20.266469346744124,20.266469346744124,0,0,0,0,0,0,0,0,0,7.6027397260273979,0]
[null,null,null,null,null,null,null,null,null,null,null,null,null,null,null,null,null,null,null,null,null,null,null,0,0,{"$f":"MAX(MIN(Z$40*IF($Z$37=\"Solar\",$AM6795,1),$AO6795-SUM($Y6795:Y6795)),0)","v":29.317957026519732},{"$f":"MAX(MIN(AA$40,$AO6795-SUM($Y6795:Z6795)),0)","v":0},{"$f":"MAX(MIN(AB$40,$AO6795-SUM($Y6795:AA6795)),0)","v":0},{"$f":"MAX(MIN(AC$40,$AO6795-SUM($Y6795:AB6795)),0)","v":0},{"$f":"MAX(MIN(AD$40,$AO6795-SUM($Y6795:AC6795)),0)","v":0},{"$f":"MAX(MIN(AE$40,$AO6795-SUM($Y6795:AD6795)),0)","v":0},{"$f":"MAX(MIN(AF$40,$AO6795-SUM($Y6795:AE6795)),0)","v":0},{"$f":"MAX(MIN(AG$40,$AO6795-SUM($Y6795:AF6795)),0)","v":0},{"$f":"MAX(MIN(AH$40,$AO6795-SUM($Y6795:AG6795)),0)","v":0},{"$f":"MAX(MIN(AI$40,$AO6795-SUM($Y6795:AH6795)),0)","v":0},29.317957026519732,0,{"$f":"INDEX(Demand!$C6761:$H6761,,$AM$13)","v":5.4333756754931895E-5},{"$f":"INDEX(Demand!$K6761:$P6761,,$AM$13)","v":0},7.2407045009784738,29.317957026519732,22.077252525541258,14.47451279951386,7.602739726027397,6749,6749,4141,20.193607347512305,20.193607347512305,0,0,0,0,0,0,0,0,0,7.6027397260273979,0]
[null,null,null,null,null,null,null,null,null,null,null,null,null,null,null,null,null,null,null,null,null,null,null,0,0,{"$f":"MAX(MIN(Z$40*IF($Z$37=\"Solar\",$AM6817,1),$AO6817-SUM($Y6817:Y6817)),0)","v":29.653361032839715},{"$f":"MAX(MIN(AA$40,$AO6817-SUM($Y6817:Z6817)),0)","v":0},{"$f":"MAX(MIN(AB$40,$AO6817-SUM($Y6817:AA6817)),0)","v":0},{"$f":"MAX(MIN(AC$40,$AO6817-SUM($Y6817:AB6817)),0)","v":0},{"$f":"MAX(MIN(AD$40,$AO6817-SUM($Y6817:AC6817)),0)","v":0},{"$f":"MAX(MIN(AE$40,$AO6817-SUM($Y6817:AD6817)),0)","v":0},{"$f":"MAX(MIN(AF$40,$AO6817-SUM($Y6817:AE6817)),0)","v":0},{"$f":"MAX(MIN(AG$40,$AO6817-SUM($Y6817:AF6817)),0)","v":0},{"$f":"MAX(MIN(AH$40,$AO6817-SUM($Y6817:AG6817)),0)","v":0},{"$f":"MAX(MIN(AI$40,$AO6817-SUM($Y6817:AH6817)),0)","v":0},29.653361032839715,0,{"$f":"INDEX(Demand!$C6783:$H6783,,$AM$13)","v":5.5592780802679584E-5},{"$f":"INDEX(Demand!$K6783:$P6783,,$AM$13)","v":0},7.2407045009784738,29.653361032839715,22.412656531861241,14.809916805833844,7.602739726027397,6771,6771,4152,20.08001820156715,20.08001820156715,0,0,0,0,0,0,0,0,0,7.6027397260273979,0]
[null,null,null,null,null,null,null,null,null,null,null,null,null,null,null,null,null,null,null,null,null,null,null,0,0,{"$f":"MAX(MIN(Z$40*IF($Z$37=\"Solar\",$AM6830,1),$AO6830-SUM($Y6830:Y6830)),0)","v":29.85337439657221},{"$f":"MAX(MIN(AA$40,$AO6830-SUM($Y6830:Z6830)),0)","v":0},{"$f":"MAX(MIN(AB$40,$AO6830-SUM($Y6830:AA6830)),0)","v":0},{"$f":"MAX(MIN(AC$40,$AO6830-SUM($Y6830:AB6830)),0)","v":0},{"$f":"MAX(MIN(AD$40,$AO6830-SUM($Y6830:AC6830)),0)","v":0},{"$f":"MAX(MIN(AE$40,$AO6830-SUM($Y6830:AD6830)),0)","v":0},{"$f":"MAX(MIN(AF$40,$AO6830-SUM($Y6830:AE6830)),0)","v":0},{"$f":"MAX(MIN(AG$40,$AO6830-SUM($Y6830:AF6830)),0)","v":0},{"$f":"MAX(MIN(AH$40,$AO6830-SUM($Y6830:AG6830)),0)","v":0},{"$f":"MAX(MIN(AI$40,$AO6830-SUM($Y6830:AH6830)),0)","v":0},29.85337439657221,0,{"$f":"INDEX(Demand!$C6796:$H6796,,$AM$13)","v":5.6343581717591359E-5},{"$f":"INDEX(Demand!$K6796:$P6796,,$AM$13)","v":0},7.2407045009784738,29.85337439657221,22.612669895593736,15.009930169566339,7.602739726027397,6784,6784,6135,20.014709139195091,20.014709139195091,0,0,0,0,0,0,0,0,0,7.6027397260273979,0]
[null,null,null,null,null,null,null,null,null,null,null,null,null,null,null,null,null,null,null,null,null,null,null,0,0,{"$f":"MAX(MIN(Z$40*IF($Z$37=\"Solar\",$AM6847,1),$AO6847-SUM($Y6847:Y6847)),0)","v":30.177268259763078},{"$f":"MAX(MIN(AA$40,$AO6847-SUM($Y6847:Z6847)),0)","v":0},{"$f":"MAX(MIN(AB$40,$AO6847-SUM($Y6847:AA6847)),0)","v":0},{"$f":"MAX(MIN(AC$40,$AO6847-SUM($Y6847:AB6847)),0)","v":0},{"$f":"MAX(MIN(AD$40,$AO6847-SUM($Y6847:AC6847)),0)","v":0},{"$f":"MAX(MIN(AE$40,$AO6847-SUM($Y6847:AD6847)),0)","v":0},{"$f":"MAX(MIN(AF$40,$AO6847-SUM($Y6847:AE6847)),0)","v":0},{"$f":"MAX(MIN(AG$40,$AO6847-SUM($Y6847:AF6847)),0)","v":0},{"$f":"MAX(MIN(AH$40,$AO6847-SUM($Y6847:AG6847)),0)","v":0},{"$f":"MAX(MIN(AI$40,$AO6847-SUM($Y6847:AH6847)),0)","v":0},30.177268259763078,0,{"$f":"INDEX(Demand!$C6813:$H6813,,$AM$13)","v":5.7559399522361878E-5},{"$f":"INDEX(Demand!$K6813:$P6813,,$AM$13)","v":0.37516771713026131},7.2407045009784738,30.177268259763078,22.936563758784605,15.333824032757207,7.602739726027397,6801,6801,4167,19.943124829538739,19.943124829538739,0,0,0,0,0,0,0,0,0,7.6027397260273979,0]
[null,null,null,null,null,null,null,null,null,null,null,null,null,null,null,null,null,null,null,null,null,null,null,0,0,{"$f":"MAX(MIN(Z$40*IF($Z$37=\"Solar\",$AM6867,1),$AO6867-SUM($Y6867:Y6867)),0)","v":30.544158072707496},{"$f":"MAX(MIN(AA$40,$AO6867-SUM($Y6867:Z6867)),0)","v":0},{"$f":"MAX(MIN(AB$40,$AO6867-SUM($Y6867:AA6867)),0)","v":0},{"$f":"MAX(MIN(AC$40,$AO6867-SUM($Y6867:AB6867)),0)","v":0},{"$f":"MAX(MIN(AD$40,$AO6867-SUM($Y6867:AC6867)),0)","v":0},{"$f":"MAX(MIN(AE$40,$AO6867-SUM($Y6867:AD6867)),0)","v":0},{"$f":"MAX(MIN(AF$40,$AO6867-SUM($Y6867:AE6867)),0)","v":0},{"$f":"MAX(MIN(AG$40,$AO6867-SUM($Y6867:AF6867)),0)","v":0},{"$f":"MAX(MIN(AH$40,$AO6867-SUM($Y6867:AG6867)),0)","v":0},{"$f":"MAX(MIN(AI$40,$AO6867-SUM($Y6867:AH6867)),0)","v":0},30.544158072707496,0,{"$f":"INDEX(Demand!$C6833:$H6833,,$AM$13)","v":5.8936613534916007E-5},{"$f":"INDEX(Demand!$K6833:$P6833,,$AM$13)","v":0},7.2407045009784738,30.544158072707496,23.303453571729023,15.700713845701625,7.602739726027397,6821,6821,4177,19.864513651475153,19.864513651475153,0,0,0,0,0,0,0,0,0,7.6027397260273979,0]
[null,null,null,null,null,null,null,null,null,null,null,null,null,null,null,null,null,null,null,null,null,null,null,0,0,{"$f":"MAX(MIN(Z$40*IF($Z$37=\"Solar\",$AM6882,1),$AO6882-SUM($Y6882:Y6882)),0)","v":30.901094683923642},{"$f":"MAX(MIN(AA$40,$AO6882-SUM($Y6882:Z6882)),0)","v":0},{"$f":"MAX(MIN(AB$40,$AO6882-SUM($Y6882:AA6882)),0)","v":0},{"$f":"MAX(MIN(AC$40,$AO6882-SUM($Y6882:AB6882)),0)","v":0},{"$f":"MAX(MIN(AD$40,$AO6882-SUM($Y6882:AC6882)),0)","v":0},{"$f":"MAX(MIN(AE$40,$AO6882-SUM($Y6882:AD6882)),0)","v":0},{"$f":"MAX(MIN(AF$40,$AO6882-SUM($Y6882:AE6882)),0)","v":0},{"$f":"MAX(MIN(AG$40,$AO6882-SUM($Y6882:AF6882)),0)","v":0},{"$f":"MAX(MIN(AH$40,$AO6882-SUM($Y6882:AG6882)),0)","v":0},{"$f":"MAX(MIN(AI$40,$AO6882-SUM($Y6882:AH6882)),0)","v":0},30.901094683923642,0,{"$f":"INDEX(Demand!$C6848:$H6848,,$AM$13)","v":6.027646567912075E-5},{"$f":"INDEX(Demand!$K6848:$P6848,,$AM$13)","v":0},7.2407045009784738,30.901094683923642,23.660390182945168,16.05765045691777,7.602739726027397,6836,6836,6109,19.787754327334532,19.787754327334532,0,0,0,0,0,0,0,0,0,7.6027397260273979,0]
[null,null,null,null,null,null,null,null,null,null,null,null,null,null,null,null,null,null,null,null,null,null,null,0,0,{"$f":"MAX(MIN(Z$40*IF($Z$37=\"Solar\",$AM6899,1),$AO6899-SUM($Y6899:Y6899)),0)","v":31.238293343619596},{"$f":"MAX(MIN(AA$40,$AO6899-SUM($Y6899:Z6899)),0)","v":0},{"$f":"MAX(MIN(AB$40,$AO6899-SUM($Y6899:AA6899)),0)","v":0},{"$f":"MAX(MIN(AC$40,$AO6899-SUM($Y6899:AB6899)),0)","v":0},{"$f":"MAX(MIN(AD$40,$AO6899-SUM($Y6899:AC6899)),0)","v":0},{"$f":"MAX(MIN(AE$40,$AO6899-SUM($Y6899:AD6899)),0)","v":0},{"$f":"MAX(MIN(AF$40,$AO6899-SUM($Y6899:AE6899)),0)","v":0},{"$f":"MAX(MIN(AG$40,$AO6899-SUM($Y6899:AF6899)),0)","v":0},{"$f":"MAX(MIN(AH$40,$AO6899-SUM($Y6899:AG6899)),0)","v":0},{"$f":"MAX(MIN(AI$40,$AO6899-SUM($Y6899:AH6899)),0)","v":0},31.238293343619596,0,{"$f":"INDEX(Demand!$C6865:$H6865,,$AM$13)","v":6.1542226413715184E-5},{"$f":"INDEX(Demand!$K6865:$P6865,,$AM$13)","v":0.51570057841269135},7.2407045009784738,31.238293343619596,23.997588842641122,16.394849116613724,7.602739726027397,6853,6853,4193,19.713756015345389,19.713756015345389,0,0,0,0,0,0,0,0,0,7.6027397260273979,0]
[null,null,null,null,null,null,null,null,null,null,null,null,null,null,null,null,null,null,null,null,null,null,null,0,0,{"$f":"MAX(MIN(Z$40*IF($Z$37=\"Solar\",$AM6900,1),$AO6900-SUM($Y6900:Y6900)),0)","v":31.246288190060934},{"$f":"MAX(MIN(AA$40,$AO6900-SUM($Y6900:Z6900)),0)","v":0},{"$f":"MAX(MIN(AB$40,$AO6900-SUM($Y6900:AA6900)),0)","v":0},{"$f":"MAX(MIN(AC$40,$AO6900-SUM($Y6900:AB6900)),0)","v":0},{"$f":"MAX(MIN(AD$40,$AO6900-SUM($Y6900:AC6900)),0)","v":0},{"$f":"MAX(MIN(AE$40,$AO6900-SUM($Y6900:AD6900)),0)","v":0},{"$f":"MAX(MIN(AF$40,$AO6900-SUM($Y6900:AE6900)),0)","v":0},{"$f":"MAX(MIN(AG$40,$AO6900-SUM($Y6900:AF6900)),0)","v":0},{"$f":"MAX(MIN(AH$40,$AO6900-SUM($Y6900:AG6900)),0)","v":0},{"$f":"MAX(MIN(AI$40,$AO6900-SUM($Y6900:AH6900)),0)","v":0},31.246288190060934,0,{"$f":"INDEX(Demand!$C6866:$H6866,,$AM$13)","v":6.1572237098555036E-5},{"$f":"INDEX(Demand!$K6866:$P6866,,$AM$13)","v":0.31478955023621341},7.2407045009784738,31.246288190060934,24.00558368908246,16.402843963055062,7.602739726027397,6854,6854,6100,19.710989380869613,19.710989380869613,0,0,0,0,0,0,0,0,0,7.6027397260273979,0]
[null,null,null,null,null,null,null,null,null,null,null,null,null,null,null,null,null,null,null,null,null,null,null,0,0,{"$f":"MAX(MIN(Z$40*IF($Z$37=\"Solar\",$AM6918,1),$AO6918-SUM($Y6918:Y6918)),0)","v":31.69533792666698},{"$f":"MAX(MIN(AA$40,$AO6918-SUM($Y6918:Z6918)),0)","v":0},{"$f":"MAX(MIN(AB$40,$AO6918-SUM($Y6918:AA6918)),0)","v":0},{"$f":"MAX(MIN(AC$40,$AO6918-SUM($Y6918:AB6918)),0)","v":0},{"$f":"MAX(MIN(AD$40,$AO6918-SUM($Y6918:AC6918)),0)","v":0},{"$f":"MAX(MIN(AE$40,$AO6918-SUM($Y6918:AD6918)),0)","v":0},{"$f":"MAX(MIN(AF$40,$AO6918-SUM($Y6918:AE6918)),0)","v":0},{"$f":"MAX(MIN(AG$40,$AO6918-SUM($Y6918:AF6918)),0)","v":0},{"$f":"MAX(MIN(AH$40,$AO6918-SUM($Y6918:AG6918)),0)","v":0},{"$f":"MAX(MIN(AI$40,$AO6918-SUM($Y6918:AH6918)),0)","v":0},31.69533792666698,0,{"$f":"INDEX(Demand!$C6884:$H6884,,$AM$13)","v":6.3257859232962105E-5},{"$f":"INDEX(Demand!$K6884:$P6884,,$AM$13)","v":0.22190526659976775},7.2407045009784738,31.69533792666698,24.454633425688506,16.851893699661108,7.602739726027397,6872,6872,6091,19.584531976444957,19.584531976444957,0,0,0,0,0,0,0,0,0,7.6027397260273979,0]
[null,null,null,null,null,null,null,null,null,null,null,null,null,null,null,null,null,null,null,null,null,null,null,0,0,{"$f":"MAX(MIN(Z$40*IF($Z$37=\"Solar\",$AM6935,1),$AO6935-SUM($Y6935:Y6935)),0)","v":32.009305971519922},{"$f":"MAX(MIN(AA$40,$AO6935-SUM($Y6935:Z6935)),0)","v":0},{"$f":"MAX(MIN(AB$40,$AO6935-SUM($Y6935:AA6935)),0)","v":0},{"$f":"MAX(MIN(AC$40,$AO6935-SUM($Y6935:AB6935)),0)","v":0},{"$f":"MAX(MIN(AD$40,$AO6935-SUM($Y6935:AC6935)),0)","v":0},{"$f":"MAX(MIN(AE$40,$AO6935-SUM($Y6935:AD6935)),0)","v":0},{"$f":"MAX(MIN(AF$40,$AO6935-SUM($Y6935:AE6935)),0)","v":0},{"$f":"MAX(MIN(AG$40,$AO6935-SUM($Y6935:AF6935)),0)","v":0},{"$f":"MAX(MIN(AH$40,$AO6935-SUM($Y6935:AG6935)),0)","v":0},{"$f":"MAX(MIN(AI$40,$AO6935-SUM($Y6935:AH6935)),0)","v":0},32.009305971519922,0,{"$f":"INDEX(Demand!$C6901:$H6901,,$AM$13)","v":6.4436417959887557E-5},{"$f":"INDEX(Demand!$K6901:$P6901,,$AM$13)","v":0},7.2407045009784738,32.009305971519922,24.768601470541444,17.165861744514046,7.602739726027397,6889,6889,4211,19.488518979431163,19.488518979431163,0,0,0,0,0,0,0,0,0,7.6027397260273979,0]
[null,null,null,null,null,null,null,null,null,null,null,null,null,null,null,null,null,null,null,null,null,null,null,0,0,{"$f":"MAX(MIN(Z$40*IF($Z$37=\"Solar\",$AM6950,1),$AO6950-SUM($Y6950:Y6950)),0)","v":32.265733800173564},{"$f":"MAX(MIN(AA$40,$AO6950-SUM($Y6950:Z6950)),0)","v":0},{"$f":"MAX(MIN(AB$40,$AO6950-SUM($Y6950:AA6950)),0)","v":0},{"$f":"MAX(MIN(AC$40,$AO6950-SUM($Y6950:AB6950)),0)","v":0},{"$f":"MAX(MIN(AD$40,$AO6950-SUM($Y6950:AC6950)),0)","v":0},{"$f":"MAX(MIN(AE$40,$AO6950-SUM($Y6950:AD6950)),0)","v":0},{"$f":"MAX(MIN(AF$40,$AO6950-SUM($Y6950:AE6950)),0)","v":0},{"$f":"MAX(MIN(AG$40,$AO6950-SUM($Y6950:AF6950)),0)","v":0},{"$f":"MAX(MIN(AH$40,$AO6950-SUM($Y6950:AG6950)),0)","v":0},{"$f":"MAX(MIN(AI$40,$AO6950-SUM($Y6950:AH6950)),0)","v":0},32.265733800173564,0,{"$f":"INDEX(Demand!$C6916:$H6916,,$AM$13)","v":6.5398984884263133E-5},{"$f":"INDEX(Demand!$K6916:$P6916,,$AM$13)","v":0},7.2407045009784738,32.265733800173564,25.025029299195094,17.422289573167696,7.602739726027397,6904,6904,6075,19.425241321563913,19.425241321563913,0,0,0,0,0,0,0,0,0,7.6027397260273979,0]
[null,null,null,null,null,null,null,null,null,null,null,null,null,null,null,null,null,null,null,null,null,null,null,0,0,{"$f":"MAX(MIN(Z$40*IF($Z$37=\"Solar\",$AM6970,1),$AO6970-SUM($Y6970:Y6970)),0)","v":32.716064889229798},{"$f":"MAX(MIN(AA$40,$AO6970-SUM($Y6970:Z6970)),0)","v":0},{"$f":"MAX(MIN(AB$40,$AO6970-SUM($Y6970:AA6970)),0)","v":0},{"$f":"MAX(MIN(AC$40,$AO6970-SUM($Y6970:AB6970)),0)","v":0},{"$f":"MAX(MIN(AD$40,$AO6970-SUM($Y6970:AC6970)),0)","v":0},{"$f":"MAX(MIN(AE$40,$AO6970-SUM($Y6970:AD6970)),0)","v":0},{"$f":"MAX(MIN(AF$40,$AO6970-SUM($Y6970:AE6970)),0)","v":0},{"$f":"MAX(MIN(AG$40,$AO6970-SUM($Y6970:AF6970)),0)","v":0},{"$f":"MAX(MIN(AH$40,$AO6970-SUM($Y6970:AG6970)),0)","v":0},{"$f":"MAX(MIN(AI$40,$AO6970-SUM($Y6970:AH6970)),0)","v":0},32.716064889229798,0,{"$f":"INDEX(Demand!$C6936:$H6936,,$AM$13)","v":6.7089416900239937E-5},{"$f":"INDEX(Demand!$K6936:$P6936,,$AM$13)","v":0.60466112683361339},7.2407045009784738,32.716064889229798,25.475360388251321,17.872620662223923,7.602739726027397,6924,6924,6065,19.319541480195124,19.319541480195124,0,0,0,0,0,0,0,0,0,7.6027397260273979,0]
[null,null,null,null,null,null,null,null,null,null,null,null,null,null,null,null,null,null,null,null,null,null,null,0,0,{"$f":"MAX(MIN(Z$40*IF($Z$37=\"Solar\",$AM6984,1),$AO6984-SUM($Y6984:Y6984)),0)","v":33.011699789289096},{"$f":"MAX(MIN(AA$40,$AO6984-SUM($Y6984:Z6984)),0)","v":0},{"$f":"MAX(MIN(AB$40,$AO6984-SUM($Y6984:AA6984)),0)","v":0},{"$f":"MAX(MIN(AC$40,$AO6984-SUM($Y6984:AB6984)),0)","v":0},{"$f":"MAX(MIN(AD$40,$AO6984-SUM($Y6984:AC6984)),0)","v":0},{"$f":"MAX(MIN(AE$40,$AO6984-SUM($Y6984:AD6984)),0)","v":0},{"$f":"MAX(MIN(AF$40,$AO6984-SUM($Y6984:AE6984)),0)","v":0},{"$f":"MAX(MIN(AG$40,$AO6984-SUM($Y6984:AF6984)),0)","v":0},{"$f":"MAX(MIN(AH$40,$AO6984-SUM($Y6984:AG6984)),0)","v":0},{"$f":"MAX(MIN(AI$40,$AO6984-SUM($Y6984:AH6984)),0)","v":0},33.011699789289096,0,{"$f":"INDEX(Demand!$C6950:$H6950,,$AM$13)","v":6.8199157516078145E-5},{"$f":"INDEX(Demand!$K6950:$P6950,,$AM$13)","v":0},7.2407045009784738,33.011699789289096,25.770995288310619,18.168255562283221,7.602739726027397,6938,6938,6058,19.28579014395795,19.28579014395795,0,0,0,0,0,0,0,0,0,7.6027397260273979,0]
[null,null,null,null,null,null,null,null,null,null,null,null,null,null,null,null,null,null,null,null,null,null,null,0,0,{"$f":"MAX(MIN(Z$40*IF($Z$37=\"Solar\",$AM7005,1),$AO7005-SUM($Y7005:Y7005)),0)","v":33.528509992443404},{"$f":"MAX(MIN(AA$40,$AO7005-SUM($Y7005:Z7005)),0)","v":0},{"$f":"MAX(MIN(AB$40,$AO7005-SUM($Y7005:AA7005)),0)","v":0},{"$f":"MAX(MIN(AC$40,$AO7005-SUM($Y7005:AB7005)),0)","v":0},{"$f":"MAX(MIN(AD$40,$AO7005-SUM($Y7005:AC7005)),0)","v":0},{"$f":"MAX(MIN(AE$40,$AO7005-SUM($Y7005:AD7005)),0)","v":0},{"$f":"MAX(MIN(AF$40,$AO7005-SUM($Y7005:AE7005)),0)","v":0},{"$f":"MAX(MIN(AG$40,$AO7005-SUM($Y7005:AF7005)),0)","v":0},{"$f":"MAX(MIN(AH$40,$AO7005-SUM($Y7005:AG7005)),0)","v":0},{"$f":"MAX(MIN(AI$40,$AO7005-SUM($Y7005:AH7005)),0)","v":0},33.528509992443404,0,{"$f":"INDEX(Demand!$C6971:$H6971,,$AM$13)","v":7.0139135756146898E-5},{"$f":"INDEX(Demand!$K6971:$P6971,,$AM$13)","v":0},7.2407045009784738,33.528509992443404,26.287805491464933,18.685065765437535,7.602739726027397,6959,6959,4246,19.124154859948401,19.124154859948401,0,0,0,0,0,0,0,0,0,7.6027397260273979,0]
[null,null,null,null,null,null,null,null,null,null,null,null,null,null,null,null,null,null,null,null,null,null,null,0,0,{"$f":"MAX(MIN(Z$40*IF($Z$37=\"Solar\",$AM7022,1),$AO7022-SUM($Y7022:Y7022)),0)","v":33.945792799716287},{"$f":"MAX(MIN(AA$40,$AO7022-SUM($Y7022:Z7022)),0)","v":0},{"$f":"MAX(MIN(AB$40,$AO7022-SUM($Y7022:AA7022)),0)","v":0},{"$f":"MAX(MIN(AC$40,$AO7022-SUM($Y7022:AB7022)),0)","v":0},{"$f":"MAX(MIN(AD$40,$AO7022-SUM($Y7022:AC7022)),0)","v":0},{"$f":"MAX(MIN(AE$40,$AO7022-SUM($Y7022:AD7022)),0)","v":0},{"$f":"MAX(MIN(AF$40,$AO7022-SUM($Y7022:AE7022)),0)","v":0},{"$f":"MAX(MIN(AG$40,$AO7022-SUM($Y7022:AF7022)),0)","v":0},{"$f":"MAX(MIN(AH$40,$AO7022-SUM($Y7022:AG7022)),0)","v":0},{"$f":"MAX(MIN(AI$40,$AO7022-SUM($Y7022:AH7022)),0)","v":0},33.945792799716287,0,{"$f":"INDEX(Demand!$C6988:$H6988,,$AM$13)","v":7.1705512660324367E-5},{"$f":"INDEX(Demand!$K6988:$P6988,,$AM$13)","v":0},7.2407045009784738,33.945792799716287,26.70508829873781,19.102348572710412,7.602739726027397,6976,6976,6039,19.031828383236885,19.031828383236885,0,0,0,0,0,0,0,0,0,7.6027397260273979,0]
[null,null,null,null,null,null,null,null,null,null,null,null,null,null,null,null,null,null,null,null,null,null,null,0,0,{"$f":"MAX(MIN(Z$40*IF($Z$37=\"Solar\",$AM7034,1),$AO7034-SUM($Y7034:Y7034)),0)","v":34.160763648952141},{"$f":"MAX(MIN(AA$40,$AO7034-SUM($Y7034:Z7034)),0)","v":0},{"$f":"MAX(MIN(AB$40,$AO7034-SUM($Y7034:AA7034)),0)","v":0},{"$f":"MAX(MIN(AC$40,$AO7034-SUM($Y7034:AB7034)),0)","v":0},{"$f":"MAX(MIN(AD$40,$AO7034-SUM($Y7034:AC7034)),0)","v":0},{"$f":"MAX(MIN(AE$40,$AO7034-SUM($Y7034:AD7034)),0)","v":0},{"$f":"MAX(MIN(AF$40,$AO7034-SUM($Y7034:AE7034)),0)","v":0},{"$f":"MAX(MIN(AG$40,$AO7034-SUM($Y7034:AF7034)),0)","v":0},{"$f":"MAX(MIN(AH$40,$AO7034-SUM($Y7034:AG7034)),0)","v":0},{"$f":"MAX(MIN(AI$40,$AO7034-SUM($Y7034:AH7034)),0)","v":0},34.160763648952141,0,{"$f":"INDEX(Demand!$C7000:$H7000,,$AM$13)","v":7.2512460292591084E-5},{"$f":"INDEX(Demand!$K7000:$P7000,,$AM$13)","v":0},7.2407045009784738,34.160763648952141,26.920059147973664,19.317319421946266,7.602739726027397,6988,6988,6033,18.978099571209782,18.978099571209782,0,0,0,0,0,0,0,0,0,7.6027397260273979,0]
[null,null,null,null,null,null,null,null,null,null,null,null,null,null,null,null,null,null,null,null,null,null,null,0,0,{"$f":"MAX(MIN(Z$40*IF($Z$37=\"Solar\",$AM7057,1),$AO7057-SUM($Y7057:Y7057)),0)","v":34.752430385950746},{"$f":"MAX(MIN(AA$40,$AO7057-SUM($Y7057:Z7057)),0)","v":0},{"$f":"MAX(MIN(AB$40,$AO7057-SUM($Y7057:AA7057)),0)","v":0},{"$f":"MAX(MIN(AC$40,$AO7057-SUM($Y7057:AB7057)),0)","v":0},{"$f":"MAX(MIN(AD$40,$AO7057-SUM($Y7057:AC7057)),0)","v":0},{"$f":"MAX(MIN(AE$40,$AO7057-SUM($Y7057:AD7057)),0)","v":0},{"$f":"MAX(MIN(AF$40,$AO7057-SUM($Y7057:AE7057)),0)","v":0},{"$f":"MAX(MIN(AG$40,$AO7057-SUM($Y7057:AF7057)),0)","v":0},{"$f":"MAX(MIN(AH$40,$AO7057-SUM($Y7057:AG7057)),0)","v":0},{"$f":"MAX(MIN(AI$40,$AO7057-SUM($Y7057:AH7057)),0)","v":0},34.752430385950746,0,{"$f":"INDEX(Demand!$C7023:$H7023,,$AM$13)","v":7.4733431527570829E-5},{"$f":"INDEX(Demand!$K7023:$P7023,,$AM$13)","v":0},7.2407045009784738,34.752430385950746,27.511725884972268,19.90898615894487,7.602739726027397,7011,7011,4272,18.871832601245998,18.871832601245998,0,0,0,0,0,0,0,0,0,7.6027397260273979,0]
[null,null,null,null,null,null,null,null,null,null,null,null,null,null,null,null,null,null,null,null,null,null,null,0,0,{"$f":"MAX(MIN(Z$40*IF($Z$37=\"Solar\",$AM7074,1),$AO7074-SUM($Y7074:Y7074)),0)","v":34.987249795353875},{"$f":"MAX(MIN(AA$40,$AO7074-SUM($Y7074:Z7074)),0)","v":0},{"$f":"MAX(MIN(AB$40,$AO7074-SUM($Y7074:AA7074)),0)","v":0},{"$f":"MAX(MIN(AC$40,$AO7074-SUM($Y7074:AB7074)),0)","v":0},{"$f":"MAX(MIN(AD$40,$AO7074-SUM($Y7074:AC7074)),0)","v":0},{"$f":"MAX(MIN(AE$40,$AO7074-SUM($Y7074:AD7074)),0)","v":0},{"$f":"MAX(MIN(AF$40,$AO7074-SUM($Y7074:AE7074)),0)","v":0},{"$f":"MAX(MIN(AG$40,$AO7074-SUM($Y7074:AF7074)),0)","v":0},{"$f":"MAX(MIN(AH$40,$AO7074-SUM($Y7074:AG7074)),0)","v":0},{"$f":"MAX(MIN(AI$40,$AO7074-SUM($Y7074:AH7074)),0)","v":0},34.987249795353875,0,{"$f":"INDEX(Demand!$C7040:$H7040,,$AM$13)","v":7.5614885767072087E-5},{"$f":"INDEX(Demand!$K7040:$P7040,,$AM$13)","v":0},7.2407045009784738,34.987249795353875,27.746545294375405,20.143805568348007,7.602739726027397,7028,7028,6013,18.806435940797392,18.806435940797392,0,0,0,0,0,0,0,0,0,7.6027397260273979,0]
[null,null,null,null,null,null,null,null,null,null,null,null,null,null,null,null,null,null,null,null,null,null,null,0,0,{"$f":"MAX(MIN(Z$40*IF($Z$37=\"Solar\",$AM7084,1),$AO7084-SUM($Y7084:Y7084)),0)","v":35.195859151105452},{"$f":"MAX(MIN(AA$40,$AO7084-SUM($Y7084:Z7084)),0)","v":0},{"$f":"MAX(MIN(AB$40,$AO7084-SUM($Y7084:AA7084)),0)","v":0},{"$f":"MAX(MIN(AC$40,$AO7084-SUM($Y7084:AB7084)),0)","v":0},{"$f":"MAX(MIN(AD$40,$AO7084-SUM($Y7084:AC7084)),0)","v":0},{"$f":"MAX(MIN(AE$40,$AO7084-SUM($Y7084:AD7084)),0)","v":0},{"$f":"MAX(MIN(AF$40,$AO7084-SUM($Y7084:AE7084)),0)","v":0},{"$f":"MAX(MIN(AG$40,$AO7084-SUM($Y7084:AF7084)),0)","v":0},{"$f":"MAX(MIN(AH$40,$AO7084-SUM($Y7084:AG7084)),0)","v":0},{"$f":"MAX(MIN(AI$40,$AO7084-SUM($Y7084:AH7084)),0)","v":0},35.195859151105452,0,{"$f":"INDEX(Demand!$C7050:$H7050,,$AM$13)","v":7.6397953919292726E-5},{"$f":"INDEX(Demand!$K7050:$P7050,,$AM$13)","v":0},7.2407045009784738,35.195859151105452,27.955154650126975,20.352414924099577,7.602739726027397,7038,7038,6008,18.758827696164133,18.758827696164133,0,0,0,0,0,0,0,0,0,7.6027397260273979,0]
[null,null,null,null,null,null,null,null,null,null,null,null,null,null,null,null,null,null,null,null,null,null,null,0,0,{"$f":"MAX(MIN(Z$40*IF($Z$37=\"Solar\",$AM7109,1),$AO7109-SUM($Y7109:Y7109)),0)","v":35.720168514512586},{"$f":"MAX(MIN(AA$40,$AO7109-SUM($Y7109:Z7109)),0)","v":0},{"$f":"MAX(MIN(AB$40,$AO7109-SUM($Y7109:AA7109)),0)","v":0},{"$f":"MAX(MIN(AC$40,$AO7109-SUM($Y7109:AB7109)),0)","v":0},{"$f":"MAX(MIN(AD$40,$AO7109-SUM($Y7109:AC7109)),0)","v":0},{"$f":"MAX(MIN(AE$40,$AO7109-SUM($Y7109:AD7109)),0)","v":0},{"$f":"MAX(MIN(AF$40,$AO7109-SUM($Y7109:AE7109)),0)","v":0},{"$f":"MAX(MIN(AG$40,$AO7109-SUM($Y7109:AF7109)),0)","v":0},{"$f":"MAX(MIN(AH$40,$AO7109-SUM($Y7109:AG7109)),0)","v":0},{"$f":"MAX(MIN(AI$40,$AO7109-SUM($Y7109:AH7109)),0)","v":0},35.720168514512586,0,{"$f":"INDEX(Demand!$C7075:$H7075,,$AM$13)","v":7.8366082160310485E-5},{"$f":"INDEX(Demand!$K7075:$P7075,,$AM$13)","v":4.3273838382699499E-2},7.2407045009784738,35.720168514512586,28.479464013534113,20.876724287506715,7.602739726027397,7063,7063,4298,18.66010870752412,18.66010870752412,0,0,0,0,0,0,0,0,0,7.6027397260273979,0]
[null,null,null,null,null,null,null,null,null,null,null,null,null,null,null,null,null,null,null,null,null,null,null,0,0,{"$f":"MAX(MIN(Z$40*IF($Z$37=\"Solar\",$AM7118,1),$AO7118-SUM($Y7118:Y7118)),0)","v":35.976542547488656},{"$f":"MAX(MIN(AA$40,$AO7118-SUM($Y7118:Z7118)),0)","v":0},{"$f":"MAX(MIN(AB$40,$AO7118-SUM($Y7118:AA7118)),0)","v":0},{"$f":"MAX(MIN(AC$40,$AO7118-SUM($Y7118:AB7118)),0)","v":0},{"$f":"MAX(MIN(AD$40,$AO7118-SUM($Y7118:AC7118)),0)","v":0},{"$f":"MAX(MIN(AE$40,$AO7118-SUM($Y7118:AD7118)),0)","v":0},{"$f":"MAX(MIN(AF$40,$AO7118-SUM($Y7118:AE7118)),0)","v":0},{"$f":"MAX(MIN(AG$40,$AO7118-SUM($Y7118:AF7118)),0)","v":0},{"$f":"MAX(MIN(AH$40,$AO7118-SUM($Y7118:AG7118)),0)","v":0},{"$f":"MAX(MIN(AI$40,$AO7118-SUM($Y7118:AH7118)),0)","v":0},35.976542547488656,0,{"$f":"INDEX(Demand!$C7084:$H7084,,$AM$13)","v":7.932844714895939E-5},{"$f":"INDEX(Demand!$K7084:$P7084,,$AM$13)","v":0},7.2407045009784738,35.976542547488656,28.735838046510182,21.133098320482784,7.602739726027397,7072,7072,5991,18.61394612393806,18.61394612393806,0,0,0,0,0,0,0,0,0,7.6027397260273979,0]
[null,null,null,null,null,null,null,null,null,null,null,null,null,null,null,null,null,null,null,null,null,null,null,0,0,{"$f":"MAX(MIN(Z$40*IF($Z$37=\"Solar\",$AM7144,1),$AO7144-SUM($Y7144:Y7144)),0)","v":36.449267453569512},{"$f":"MAX(MIN(AA$40,$AO7144-SUM($Y7144:Z7144)),0)","v":0},{"$f":"MAX(MIN(AB$40,$AO7144-SUM($Y7144:AA7144)),0)","v":0},{"$f":"MAX(MIN(AC$40,$AO7144-SUM($Y7144:AB7144)),0)","v":0},{"$f":"MAX(MIN(AD$40,$AO7144-SUM($Y7144:AC7144)),0)","v":0},{"$f":"MAX(MIN(AE$40,$AO7144-SUM($Y7144:AD7144)),0)","v":0},{"$f":"MAX(MIN(AF$40,$AO7144-SUM($Y7144:AE7144)),0)","v":0},{"$f":"MAX(MIN(AG$40,$AO7144-SUM($Y7144:AF7144)),0)","v":0},{"$f":"MAX(MIN(AH$40,$AO7144-SUM($Y7144:AG7144)),0)","v":0},{"$f":"MAX(MIN(AI$40,$AO7144-SUM($Y7144:AH7144)),0)","v":0},36.449267453569512,0,{"$f":"INDEX(Demand!$C7110:$H7110,,$AM$13)","v":8.1102940039653321E-5},{"$f":"INDEX(Demand!$K7110:$P7110,,$AM$13)","v":0},7.2407045009784738,36.449267453569512,29.208562952591038,21.60582322656364,7.602739726027397,7098,7098,5978,18.546603529137339,18.546603529137339,0,0,0,0,0,0,0,0,0,7.6027397260273979,0]
[null,null,null,null,null,null,null,null,null,null,null,null,null,null,null,null,null,null,null,null,null,null,null,0,0,{"$f":"MAX(MIN(Z$40*IF($Z$37=\"Solar\",$AM7161,1),$AO7161-SUM($Y7161:Y7161)),0)","v":36.829539003387907},{"$f":"MAX(MIN(AA$40,$AO7161-SUM($Y7161:Z7161)),0)","v":0},{"$f":"MAX(MIN(AB$40,$AO7161-SUM($Y7161:AA7161)),0)","v":0},{"$f":"MAX(MIN(AC$40,$AO7161-SUM($Y7161:AB7161)),0)","v":0},{"$f":"MAX(MIN(AD$40,$AO7161-SUM($Y7161:AC7161)),0)","v":0},{"$f":"MAX(MIN(AE$40,$AO7161-SUM($Y7161:AD7161)),0)","v":0},{"$f":"MAX(MIN(AF$40,$AO7161-SUM($Y7161:AE7161)),0)","v":0},{"$f":"MAX(MIN(AG$40,$AO7161-SUM($Y7161:AF7161)),0)","v":0},{"$f":"MAX(MIN(AH$40,$AO7161-SUM($Y7161:AG7161)),0)","v":0},{"$f":"MAX(MIN(AI$40,$AO7161-SUM($Y7161:AH7161)),0)","v":0},36.829539003387907,0,{"$f":"INDEX(Demand!$C7127:$H7127,,$AM$13)","v":8.2530385797229881E-5},{"$f":"INDEX(Demand!$K7127:$P7127,,$AM$13)","v":0.61073840637719745},7.2407045009784738,36.829539003387907,29.588834502409437,21.986094776382039,7.602739726027397,7115,7115,4324,18.456765981934293,18.456765981934293,0,0,0,0,0,0,0,0,0,7.6027397260273979,0]
[null,null,null,null,null,null,null,null,null,null,null,null,null,null,null,null,null,null,null,null,null,null,null,0,0,{"$f":"MAX(MIN(Z$40*IF($Z$37=\"Solar\",$AM7168,1),$AO7168-SUM($Y7168:Y7168)),0)","v":36.914289795049086},{"$f":"MAX(MIN(AA$40,$AO7168-SUM($Y7168:Z7168)),0)","v":0},{"$f":"MAX(MIN(AB$40,$AO7168-SUM($Y7168:AA7168)),0)","v":0},{"$f":"MAX(MIN(AC$40,$AO7168-SUM($Y7168:AB7168)),0)","v":0},{"$f":"MAX(MIN(AD$40,$AO7168-SUM($Y7168:AC7168)),0)","v":0},{"$f":"MAX(MIN(AE$40,$AO7168-SUM($Y7168:AD7168)),0)","v":0},{"$f":"MAX(MIN(AF$40,$AO7168-SUM($Y7168:AE7168)),0)","v":0},{"$f":"MAX(MIN(AG$40,$AO7168-SUM($Y7168:AF7168)),0)","v":0},{"$f":"MAX(MIN(AH$40,$AO7168-SUM($Y7168:AG7168)),0)","v":0},{"$f":"MAX(MIN(AI$40,$AO7168-SUM($Y7168:AH7168)),0)","v":0},36.914289795049086,0,{"$f":"INDEX(Demand!$C7134:$H7134,,$AM$13)","v":8.2848519399561599E-5},{"$f":"INDEX(Demand!$K7134:$P7134,,$AM$13)","v":0},7.2407045009784738,36.914289795049086,29.673585294070609,22.070845568043211,7.602739726027397,7122,7122,5966,18.430660624201863,18.430660624201863,0,0,0,0,0,0,0,0,0,7.6027397260273979,0]
[null,null,null,null,null,null,null,null,null,null,null,null,null,null,null,null,null,null,null,null,null,null,null,0,0,{"$f":"MAX(MIN(Z$40*IF($Z$37=\"Solar\",$AM7180,1),$AO7180-SUM($Y7180:Y7180)),0)","v":37.222070134335198},{"$f":"MAX(MIN(AA$40,$AO7180-SUM($Y7180:Z7180)),0)","v":0},{"$f":"MAX(MIN(AB$40,$AO7180-SUM($Y7180:AA7180)),0)","v":0},{"$f":"MAX(MIN(AC$40,$AO7180-SUM($Y7180:AB7180)),0)","v":0},{"$f":"MAX(MIN(AD$40,$AO7180-SUM($Y7180:AC7180)),0)","v":0},{"$f":"MAX(MIN(AE$40,$AO7180-SUM($Y7180:AD7180)),0)","v":0},{"$f":"MAX(MIN(AF$40,$AO7180-SUM($Y7180:AE7180)),0)","v":0},{"$f":"MAX(MIN(AG$40,$AO7180-SUM($Y7180:AF7180)),0)","v":0},{"$f":"MAX(MIN(AH$40,$AO7180-SUM($Y7180:AG7180)),0)","v":0},{"$f":"MAX(MIN(AI$40,$AO7180-SUM($Y7180:AH7180)),0)","v":0},37.222070134335198,0,{"$f":"INDEX(Demand!$C7146:$H7146,,$AM$13)","v":8.4003851003488464E-5},{"$f":"INDEX(Demand!$K7146:$P7146,,$AM$13)","v":0},7.2407045009784738,37.222070134335198,29.98136563335672,22.378625907329322,7.602739726027397,7134,7134,5960,18.356237109003199,18.356237109003199,0,0,0,0,0,0,0,0,0,7.6027397260273979,0]
[null,null,null,null,null,null,null,null,null,null,null,null,null,null,null,null,null,null,null,null,null,null,null,0,0,{"$f":"MAX(MIN(Z$40*IF($Z$37=\"Solar\",$AM7197,1),$AO7197-SUM($Y7197:Y7197)),0)","v":37.505110484930313},{"$f":"MAX(MIN(AA$40,$AO7197-SUM($Y7197:Z7197)),0)","v":0},{"$f":"MAX(MIN(AB$40,$AO7197-SUM($Y7197:AA7197)),0)","v":0},{"$f":"MAX(MIN(AC$40,$AO7197-SUM($Y7197:AB7197)),0)","v":0},{"$f":"MAX(MIN(AD$40,$AO7197-SUM($Y7197:AC7197)),0)","v":0},{"$f":"MAX(MIN(AE$40,$AO7197-SUM($Y7197:AD7197)),0)","v":0},{"$f":"MAX(MIN(AF$40,$AO7197-SUM($Y7197:AE7197)),0)","v":0},{"$f":"MAX(MIN(AG$40,$AO7197-SUM($Y7197:AF7197)),0)","v":0},{"$f":"MAX(MIN(AH$40,$AO7197-SUM($Y7197:AG7197)),0)","v":0},{"$f":"MAX(MIN(AI$40,$AO7197-SUM($Y7197:AH7197)),0)","v":0},37.505110484930313,0,{"$f":"INDEX(Demand!$C7163:$H7163,,$AM$13)","v":8.5066314781998659E-5},{"$f":"INDEX(Demand!$K7163:$P7163,,$AM$13)","v":0},7.2407045009784738,37.505110484930313,30.264405983951843,22.661666257924445,7.602739726027397,7151,7151,4342,18.293538590352142,18.293538590352142,0,0,0,0,0,0,0,0,0,7.6027397260273979,0]
[null,null,null,null,null,null,null,null,null,null,null,null,null,null,null,null,null,null,null,null,null,null,null,0,0,{"$f":"MAX(MIN(Z$40*IF($Z$37=\"Solar\",$AM7218,1),$AO7218-SUM($Y7218:Y7218)),0)","v":37.972217333614026},{"$f":"MAX(MIN(AA$40,$AO7218-SUM($Y7218:Z7218)),0)","v":0},{"$f":"MAX(MIN(AB$40,$AO7218-SUM($Y7218:AA7218)),0)","v":0},{"$f":"MAX(MIN(AC$40,$AO7218-SUM($Y7218:AB7218)),0)","v":0},{"$f":"MAX(MIN(AD$40,$AO7218-SUM($Y7218:AC7218)),0)","v":0},{"$f":"MAX(MIN(AE$40,$AO7218-SUM($Y7218:AD7218)),0)","v":0},{"$f":"MAX(MIN(AF$40,$AO7218-SUM($Y7218:AE7218)),0)","v":0},{"$f":"MAX(MIN(AG$40,$AO7218-SUM($Y7218:AF7218)),0)","v":0},{"$f":"MAX(MIN(AH$40,$AO7218-SUM($Y7218:AG7218)),0)","v":0},{"$f":"MAX(MIN(AI$40,$AO7218-SUM($Y7218:AH7218)),0)","v":0},37.972217333614026,0,{"$f":"INDEX(Demand!$C7184:$H7184,,$AM$13)","v":8.6819718868649229E-5},{"$f":"INDEX(Demand!$K7184:$P7184,,$AM$13)","v":0},7.2407045009784738,37.972217333614026,30.731512832635552,23.128773106608154,7.602739726027397,7172,7172,5941,18.170475100766314,18.170475100766314,0,0,0,0,0,0,0,0,0,7.6027397260273979,0]
[null,null,null,null,null,null,null,null,null,null,null,null,null,null,null,null,null,null,null,null,null,null,null,0,0,{"$f":"MAX(MIN(Z$40*IF($Z$37=\"Solar\",$AM7232,1),$AO7232-SUM($Y7232:Y7232)),0)","v":38.2180890641011},{"$f":"MAX(MIN(AA$40,$AO7232-SUM($Y7232:Z7232)),0)","v":0},{"$f":"MAX(MIN(AB$40,$AO7232-SUM($Y7232:AA7232)),0)","v":0},{"$f":"MAX(MIN(AC$40,$AO7232-SUM($Y7232:AB7232)),0)","v":0},{"$f":"MAX(MIN(AD$40,$AO7232-SUM($Y7232:AC7232)),0)","v":0},{"$f":"MAX(MIN(AE$40,$AO7232-SUM($Y7232:AD7232)),0)","v":0},{"$f":"MAX(MIN(AF$40,$AO7232-SUM($Y7232:AE7232)),0)","v":0},{"$f":"MAX(MIN(AG$40,$AO7232-SUM($Y7232:AF7232)),0)","v":0},{"$f":"MAX(MIN(AH$40,$AO7232-SUM($Y7232:AG7232)),0)","v":0},{"$f":"MAX(MIN(AI$40,$AO7232-SUM($Y7232:AH7232)),0)","v":0},38.2180890641011,0,{"$f":"INDEX(Demand!$C7198:$H7198,,$AM$13)","v":8.7742660799907022E-5},{"$f":"INDEX(Demand!$K7198:$P7198,,$AM$13)","v":0.577037128908232},7.2407045009784738,38.2180890641011,30.977384563122627,23.374644837095229,7.602739726027397,7186,7186,5934,18.086189527687544,18.086189527687544,0,0,0,0,0,0,0,0,0,7.6027397260273979,0]
[null,null,null,null,null,null,null,null,null,null,null,null,null,null,null,null,null,null,null,null,null,null,null,0,0,{"$f":"MAX(MIN(Z$40*IF($Z$37=\"Solar\",$AM7249,1),$AO7249-SUM($Y7249:Y7249)),0)","v":38.575677681795895},{"$f":"MAX(MIN(AA$40,$AO7249-SUM($Y7249:Z7249)),0)","v":0},{"$f":"MAX(MIN(AB$40,$AO7249-SUM($Y7249:AA7249)),0)","v":0},{"$f":"MAX(MIN(AC$40,$AO7249-SUM($Y7249:AB7249)),0)","v":0},{"$f":"MAX(MIN(AD$40,$AO7249-SUM($Y7249:AC7249)),0)","v":0},{"$f":"MAX(MIN(AE$40,$AO7249-SUM($Y7249:AD7249)),0)","v":0},{"$f":"MAX(MIN(AF$40,$AO7249-SUM($Y7249:AE7249)),0)","v":0},{"$f":"MAX(MIN(AG$40,$AO7249-SUM($Y7249:AF7249)),0)","v":0},{"$f":"MAX(MIN(AH$40,$AO7249-SUM($Y7249:AG7249)),0)","v":0},{"$f":"MAX(MIN(AI$40,$AO7249-SUM($Y7249:AH7249)),0)","v":0},38.575677681795895,0,{"$f":"INDEX(Demand!$C7215:$H7215,,$AM$13)","v":8.9084960415878461E-5},{"$f":"INDEX(Demand!$K7215:$P7215,,$AM$13)","v":0},7.2407045009784738,38.575677681795895,31.334973180817418,23.73223345479002,7.602739726027397,7203,7203,4368,18.025008396533568,18.025008396533568,0,0,0,0,0,0,0,0,0,7.6027397260273979,0]
[null,null,null,null,null,null,null,null,null,null,null,null,null,null,null,null,null,null,null,null,null,null,null,0,0,{"$f":"MAX(MIN(Z$40*IF($Z$37=\"Solar\",$AM7268,1),$AO7268-SUM($Y7268:Y7268)),0)","v":38.856722539464471},{"$f":"MAX(MIN(AA$40,$AO7268-SUM($Y7268:Z7268)),0)","v":0},{"$f":"MAX(MIN(AB$40,$AO7268-SUM($Y7268:AA7268)),0)","v":0},{"$f":"MAX(MIN(AC$40,$AO7268-SUM($Y7268:AB7268)),0)","v":0},{"$f":"MAX(MIN(AD$40,$AO7268-SUM($Y7268:AC7268)),0)","v":0},{"$f":"MAX(MIN(AE$40,$AO7268-SUM($Y7268:AD7268)),0)","v":0},{"$f":"MAX(MIN(AF$40,$AO7268-SUM($Y7268:AE7268)),0)","v":0},{"$f":"MAX(MIN(AG$40,$AO7268-SUM($Y7268:AF7268)),0)","v":0},{"$f":"MAX(MIN(AH$40,$AO7268-SUM($Y7268:AG7268)),0)","v":0},{"$f":"MAX(MIN(AI$40,$AO7268-SUM($Y7268:AH7268)),0)","v":0},38.856722539464471,0,{"$f":"INDEX(Demand!$C7234:$H7234,,$AM$13)","v":9.0139933605325073E-5},{"$f":"INDEX(Demand!$K7234:$P7234,,$AM$13)","v":0},7.2407045009784738,38.856722539464471,31.616018038485997,24.013278312458599,7.602739726027397,7222,7222,5916,17.952042324662134,17.952042324662134,0,0,0,0,0,0,0,0,0,7.6027397260273979,0]
[null,null,null,null,null,null,null,null,null,null,null,null,null,null,null,null,null,null,null,null,null,null,null,0,0,{"$f":"MAX(MIN(Z$40*IF($Z$37=\"Solar\",$AM7284,1),$AO7284-SUM($Y7284:Y7284)),0)","v":39.071478628303744},{"$f":"MAX(MIN(AA$40,$AO7284-SUM($Y7284:Z7284)),0)","v":0},{"$f":"MAX(MIN(AB$40,$AO7284-SUM($Y7284:AA7284)),0)","v":0},{"$f":"MAX(MIN(AC$40,$AO7284-SUM($Y7284:AB7284)),0)","v":0},{"$f":"MAX(MIN(AD$40,$AO7284-SUM($Y7284:AC7284)),0)","v":0},{"$f":"MAX(MIN(AE$40,$AO7284-SUM($Y7284:AD7284)),0)","v":0},{"$f":"MAX(MIN(AF$40,$AO7284-SUM($Y7284:AE7284)),0)","v":0},{"$f":"MAX(MIN(AG$40,$AO7284-SUM($Y7284:AF7284)),0)","v":0},{"$f":"MAX(MIN(AH$40,$AO7284-SUM($Y7284:AG7284)),0)","v":0},{"$f":"MAX(MIN(AI$40,$AO7284-SUM($Y7284:AH7284)),0)","v":0},39.071478628303744,0,{"$f":"INDEX(Demand!$C7250:$H7250,,$AM$13)","v":9.0946075079946959E-5},{"$f":"INDEX(Demand!$K7250:$P7250,,$AM$13)","v":0.16860786325557275},7.2407045009784738,39.071478628303744,31.83077412732527,24.228034401297872,7.602739726027397,7238,7238,5908,17.87112315516811,17.87112315516811,0,0,0,0,0,0,0,0,0,7.6027397260273979,0]
[null,null,null,null,null,null,null,null,null,null,null,null,null,null,null,null,null,null,null,null,null,null,null,0,0,{"$f":"MAX(MIN(Z$40*IF($Z$37=\"Solar\",$AM7302,1),$AO7302-SUM($Y7302:Y7302)),0)","v":39.525424701703535},{"$f":"MAX(MIN(AA$40,$AO7302-SUM($Y7302:Z7302)),0)","v":0},{"$f":"MAX(MIN(AB$40,$AO7302-SUM($Y7302:AA7302)),0)","v":0},{"$f":"MAX(MIN(AC$40,$AO7302-SUM($Y7302:AB7302)),0)","v":0},{"$f":"MAX(MIN(AD$40,$AO7302-SUM($Y7302:AC7302)),0)","v":0},{"$f":"MAX(MIN(AE$40,$AO7302-SUM($Y7302:AD7302)),0)","v":0},{"$f":"MAX(MIN(AF$40,$AO7302-SUM($Y7302:AE7302)),0)","v":0},{"$f":"MAX(MIN(AG$40,$AO7302-SUM($Y7302:AF7302)),0)","v":0},{"$f":"MAX(MIN(AH$40,$AO7302-SUM($Y7302:AG7302)),0)","v":0},{"$f":"MAX(MIN(AI$40,$AO7302-SUM($Y7302:AH7302)),0)","v":0},39.525424701703535,0,{"$f":"INDEX(Demand!$C7268:$H7268,,$AM$13)","v":9.2650076856973221E-5},{"$f":"INDEX(Demand!$K7268:$P7268,,$AM$13)","v":0.51174301789358578},7.2407045009784738,39.525424701703535,32.284720200725062,24.681980474697664,7.602739726027397,7256,7256,5899,17.783644089297688,17.783644089297688,0,0,0,0,0,0,0,0,0,7.6027397260273979,0]
[null,null,null,null,null,null,null,null,null,null,null,null,null,null,null,null,null,null,null,null,null,null,null,0,0,{"$f":"MAX(MIN(Z$40*IF($Z$37=\"Solar\",$AM7319,1),$AO7319-SUM($Y7319:Y7319)),0)","v":39.826172182632817},{"$f":"MAX(MIN(AA$40,$AO7319-SUM($Y7319:Z7319)),0)","v":0},{"$f":"MAX(MIN(AB$40,$AO7319-SUM($Y7319:AA7319)),0)","v":0},{"$f":"MAX(MIN(AC$40,$AO7319-SUM($Y7319:AB7319)),0)","v":0},{"$f":"MAX(MIN(AD$40,$AO7319-SUM($Y7319:AC7319)),0)","v":0},{"$f":"MAX(MIN(AE$40,$AO7319-SUM($Y7319:AD7319)),0)","v":0},{"$f":"MAX(MIN(AF$40,$AO7319-SUM($Y7319:AE7319)),0)","v":0},{"$f":"MAX(MIN(AG$40,$AO7319-SUM($Y7319:AF7319)),0)","v":0},{"$f":"MAX(MIN(AH$40,$AO7319-SUM($Y7319:AG7319)),0)","v":0},{"$f":"MAX(MIN(AI$40,$AO7319-SUM($Y7319:AH7319)),0)","v":0},39.826172182632817,0,{"$f":"INDEX(Demand!$C7285:$H7285,,$AM$13)","v":9.3779008842443485E-5},{"$f":"INDEX(Demand!$K7285:$P7285,,$AM$13)","v":0},7.2407045009784738,39.826172182632817,32.585467681654343,24.982727955626945,7.602739726027397,7273,7273,4403,17.677106206618127,17.677106206618127,0,0,0,0,0,0,0,0,0,7.6027397260273979,0]
[null,null,null,null,null,null,null,null,null,null,null,null,null,null,null,null,null,null,null,null,null,null,null,0,0,{"$f":"MAX(MIN(Z$40*IF($Z$37=\"Solar\",$AM7336,1),$AO7336-SUM($Y7336:Y7336)),0)","v":40.122401850648863},{"$f":"MAX(MIN(AA$40,$AO7336-SUM($Y7336:Z7336)),0)","v":0},{"$f":"MAX(MIN(AB$40,$AO7336-SUM($Y7336:AA7336)),0)","v":0},{"$f":"MAX(MIN(AC$40,$AO7336-SUM($Y7336:AB7336)),0)","v":0},{"$f":"MAX(MIN(AD$40,$AO7336-SUM($Y7336:AC7336)),0)","v":0},{"$f":"MAX(MIN(AE$40,$AO7336-SUM($Y7336:AD7336)),0)","v":0},{"$f":"MAX(MIN(AF$40,$AO7336-SUM($Y7336:AE7336)),0)","v":0},{"$f":"MAX(MIN(AG$40,$AO7336-SUM($Y7336:AF7336)),0)","v":0},{"$f":"MAX(MIN(AH$40,$AO7336-SUM($Y7336:AG7336)),0)","v":0},{"$f":"MAX(MIN(AI$40,$AO7336-SUM($Y7336:AH7336)),0)","v":0},40.122401850648863,0,{"$f":"INDEX(Demand!$C7302:$H7302,,$AM$13)","v":9.4890982070731941E-5},{"$f":"INDEX(Demand!$K7302:$P7302,,$AM$13)","v":0},7.2407045009784738,40.122401850648863,32.881697349670389,25.278957623642992,7.602739726027397,7290,7290,5882,17.612126096085355,17.612126096085355,0,0,0,0,0,0,0,0,0,7.6027397260273979,0]
[null,null,null,null,null,null,null,null,null,null,null,null,null,null,null,null,null,null,null,null,null,null,null,0,0,{"$f":"MAX(MIN(Z$40*IF($Z$37=\"Solar\",$AM7352,1),$AO7352-SUM($Y7352:Y7352)),0)","v":40.354158149842569},{"$f":"MAX(MIN(AA$40,$AO7352-SUM($Y7352:Z7352)),0)","v":0},{"$f":"MAX(MIN(AB$40,$AO7352-SUM($Y7352:AA7352)),0)","v":0},{"$f":"MAX(MIN(AC$40,$AO7352-SUM($Y7352:AB7352)),0)","v":0},{"$f":"MAX(MIN(AD$40,$AO7352-SUM($Y7352:AC7352)),0)","v":0},{"$f":"MAX(MIN(AE$40,$AO7352-SUM($Y7352:AD7352)),0)","v":0},{"$f":"MAX(MIN(AF$40,$AO7352-SUM($Y7352:AE7352)),0)","v":0},{"$f":"MAX(MIN(AG$40,$AO7352-SUM($Y7352:AF7352)),0)","v":0},{"$f":"MAX(MIN(AH$40,$AO7352-SUM($Y7352:AG7352)),0)","v":0},{"$f":"MAX(MIN(AI$40,$AO7352-SUM($Y7352:AH7352)),0)","v":0},40.354158149842569,0,{"$f":"INDEX(Demand!$C7318:$H7318,,$AM$13)","v":9.5760938148786403E-5},{"$f":"INDEX(Demand!$K7318:$P7318,,$AM$13)","v":0.6404482980234748},7.2407045009784738,40.354158149842569,33.113453648864095,25.510713922836697,7.602739726027397,7306,7306,5874,17.54754954330706,17.54754954330706,0,0,0,0,0,0,0,0,0,7.6027397260273979,0]
[null,null,null,null,null,null,null,null,null,null,null,null,null,null,null,null,null,null,null,null,null,null,null,0,0,{"$f":"MAX(MIN(Z$40*IF($Z$37=\"Solar\",$AM7371,1),$AO7371-SUM($Y7371:Y7371)),0)","v":40.717430840252732},{"$f":"MAX(MIN(AA$40,$AO7371-SUM($Y7371:Z7371)),0)","v":0},{"$f":"MAX(MIN(AB$40,$AO7371-SUM($Y7371:AA7371)),0)","v":0},{"$f":"MAX(MIN(AC$40,$AO7371-SUM($Y7371:AB7371)),0)","v":0},{"$f":"MAX(MIN(AD$40,$AO7371-SUM($Y7371:AC7371)),0)","v":0},{"$f":"MAX(MIN(AE$40,$AO7371-SUM($Y7371:AD7371)),0)","v":0},{"$f":"MAX(MIN(AF$40,$AO7371-SUM($Y7371:AE7371)),0)","v":0},{"$f":"MAX(MIN(AG$40,$AO7371-SUM($Y7371:AF7371)),0)","v":0},{"$f":"MAX(MIN(AH$40,$AO7371-SUM($Y7371:AG7371)),0)","v":0},{"$f":"MAX(MIN(AI$40,$AO7371-SUM($Y7371:AH7371)),0)","v":0},40.717430840252732,0,{"$f":"INDEX(Demand!$C7337:$H7337,,$AM$13)","v":9.712457437404976E-5},{"$f":"INDEX(Demand!$K7337:$P7337,,$AM$13)","v":0},7.2407045009784738,40.717430840252732,33.476726339274258,25.87398661324686,7.602739726027397,7325,7325,4429,17.486753503507195,17.486753503507195,0,0,0,0,0,0,0,0,0,7.6027397260273979,0]
[null,null,null,null,null,null,null,null,null,null,null,null,null,null,null,null,null,null,null,null,null,null,null,0,0,{"$f":"MAX(MIN(Z$40*IF($Z$37=\"Solar\",$AM7388,1),$AO7388-SUM($Y7388:Y7388)),0)","v":41.011084767339895},{"$f":"MAX(MIN(AA$40,$AO7388-SUM($Y7388:Z7388)),0)","v":0},{"$f":"MAX(MIN(AB$40,$AO7388-SUM($Y7388:AA7388)),0)","v":0},{"$f":"MAX(MIN(AC$40,$AO7388-SUM($Y7388:AB7388)),0)","v":0},{"$f":"MAX(MIN(AD$40,$AO7388-SUM($Y7388:AC7388)),0)","v":0},{"$f":"MAX(MIN(AE$40,$AO7388-SUM($Y7388:AD7388)),0)","v":0},{"$f":"MAX(MIN(AF$40,$AO7388-SUM($Y7388:AE7388)),0)","v":0},{"$f":"MAX(MIN(AG$40,$AO7388-SUM($Y7388:AF7388)),0)","v":0},{"$f":"MAX(MIN(AH$40,$AO7388-SUM($Y7388:AG7388)),0)","v":0},{"$f":"MAX(MIN(AI$40,$AO7388-SUM($Y7388:AH7388)),0)","v":0},41.011084767339895,0,{"$f":"INDEX(Demand!$C7354:$H7354,,$AM$13)","v":9.8226878905157737E-5},{"$f":"INDEX(Demand!$K7354:$P7354,,$AM$13)","v":0},7.2407045009784738,41.011084767339895,33.770380266361421,26.167640540334023,7.602739726027397,7342,7342,5856,17.408473475793855,17.408473475793855,0,0,0,0,0,0,0,0,0,7.6027397260273979,0]
[null,null,null,null,null,null,null,null,null,null,null,null,null,null,null,null,null,null,null,null,null,null,null,0,0,{"$f":"MAX(MIN(Z$40*IF($Z$37=\"Solar\",$AM7402,1),$AO7402-SUM($Y7402:Y7402)),0)","v":41.226722777943635},{"$f":"MAX(MIN(AA$40,$AO7402-SUM($Y7402:Z7402)),0)","v":0},{"$f":"MAX(MIN(AB$40,$AO7402-SUM($Y7402:AA7402)),0)","v":0},{"$f":"MAX(MIN(AC$40,$AO7402-SUM($Y7402:AB7402)),0)","v":0},{"$f":"MAX(MIN(AD$40,$AO7402-SUM($Y7402:AC7402)),0)","v":0},{"$f":"MAX(MIN(AE$40,$AO7402-SUM($Y7402:AD7402)),0)","v":0},{"$f":"MAX(MIN(AF$40,$AO7402-SUM($Y7402:AE7402)),0)","v":0},{"$f":"MAX(MIN(AG$40,$AO7402-SUM($Y7402:AF7402)),0)","v":0},{"$f":"MAX(MIN(AH$40,$AO7402-SUM($Y7402:AG7402)),0)","v":0},{"$f":"MAX(MIN(AI$40,$AO7402-SUM($Y7402:AH7402)),0)","v":0},41.226722777943635,0,{"$f":"INDEX(Demand!$C7368:$H7368,,$AM$13)","v":9.9036330896913499E-5},{"$f":"INDEX(Demand!$K7368:$P7368,,$AM$13)","v":0.5143250160670193},7.2407045009784738,41.226722777943635,33.986018276965162,26.383278550937764,7.602739726027397,7356,7356,5849,17.331996434172499,17.331996434172499,0,0,0,0,0,0,0,0,0,7.6027397260273979,0]
[null,null,null,null,null,null,null,null,null,null,null,null,null,null,null,null,null,null,null,null,null,null,null,0,0,{"$f":"MAX(MIN(Z$40*IF($Z$37=\"Solar\",$AM7423,1),$AO7423-SUM($Y7423:Y7423)),0)","v":41.574683460306147},{"$f":"MAX(MIN(AA$40,$AO7423-SUM($Y7423:Z7423)),0)","v":0},{"$f":"MAX(MIN(AB$40,$AO7423-SUM($Y7423:AA7423)),0)","v":0},{"$f":"MAX(MIN(AC$40,$AO7423-SUM($Y7423:AB7423)),0)","v":0},{"$f":"MAX(MIN(AD$40,$AO7423-SUM($Y7423:AC7423)),0)","v":0},{"$f":"MAX(MIN(AE$40,$AO7423-SUM($Y7423:AD7423)),0)","v":0},{"$f":"MAX(MIN(AF$40,$AO7423-SUM($Y7423:AE7423)),0)","v":0},{"$f":"MAX(MIN(AG$40,$AO7423-SUM($Y7423:AF7423)),0)","v":0},{"$f":"MAX(MIN(AH$40,$AO7423-SUM($Y7423:AG7423)),0)","v":0},{"$f":"MAX(MIN(AI$40,$AO7423-SUM($Y7423:AH7423)),0)","v":0},41.574683460306147,0,{"$f":"INDEX(Demand!$C7389:$H7389,,$AM$13)","v":1.0034248961449049E-4},{"$f":"INDEX(Demand!$K7389:$P7389,,$AM$13)","v":0.34630345807353624},7.2407045009784738,41.574683460306147,34.333978959327673,26.731239233300276,7.602739726027397,7377,7377,4455,17.21068532643838,17.21068532643838,0,0,0,0,0,0,0,0,0,7.6027397260273979,0]
[null,null,null,null,null,null,null,null,null,null,null,null,null,null,null,null,null,null,null,null,null,null,null,0,0,{"$f":"MAX(MIN(Z$40*IF($Z$37=\"Solar\",$AM7436,1),$AO7436-SUM($Y7436:Y7436)),0)","v":41.79566993954267},{"$f":"MAX(MIN(AA$40,$AO7436-SUM($Y7436:Z7436)),0)","v":0},{"$f":"MAX(MIN(AB$40,$AO7436-SUM($Y7436:AA7436)),0)","v":0},{"$f":"MAX(MIN(AC$40,$AO7436-SUM($Y7436:AB7436)),0)","v":0},{"$f":"MAX(MIN(AD$40,$AO7436-SUM($Y7436:AC7436)),0)","v":0},{"$f":"MAX(MIN(AE$40,$AO7436-SUM($Y7436:AD7436)),0)","v":0},{"$f":"MAX(MIN(AF$40,$AO7436-SUM($Y7436:AE7436)),0)","v":0},{"$f":"MAX(MIN(AG$40,$AO7436-SUM($Y7436:AF7436)),0)","v":0},{"$f":"MAX(MIN(AH$40,$AO7436-SUM($Y7436:AG7436)),0)","v":0},{"$f":"MAX(MIN(AI$40,$AO7436-SUM($Y7436:AH7436)),0)","v":0},41.79566993954267,0,{"$f":"INDEX(Demand!$C7402:$H7402,,$AM$13)","v":1.0117201844045344E-4},{"$f":"INDEX(Demand!$K7402:$P7402,,$AM$13)","v":0},7.2407045009784738,41.79566993954267,34.554965438564196,26.952225712536798,7.602739726027397,7390,7390,5832,17.147089367810622,17.147089367810622,0,0,0,0,0,0,0,0,0,7.6027397260273979,0]
[null,null,null,null,null,null,null,null,null,null,null,null,null,null,null,null,null,null,null,null,null,null,null,0,0,{"$f":"MAX(MIN(Z$40*IF($Z$37=\"Solar\",$AM7442,1),$AO7442-SUM($Y7442:Y7442)),0)","v":41.918598006382304},{"$f":"MAX(MIN(AA$40,$AO7442-SUM($Y7442:Z7442)),0)","v":0},{"$f":"MAX(MIN(AB$40,$AO7442-SUM($Y7442:AA7442)),0)","v":0},{"$f":"MAX(MIN(AC$40,$AO7442-SUM($Y7442:AB7442)),0)","v":0},{"$f":"MAX(MIN(AD$40,$AO7442-SUM($Y7442:AC7442)),0)","v":0},{"$f":"MAX(MIN(AE$40,$AO7442-SUM($Y7442:AD7442)),0)","v":0},{"$f":"MAX(MIN(AF$40,$AO7442-SUM($Y7442:AE7442)),0)","v":0},{"$f":"MAX(MIN(AG$40,$AO7442-SUM($Y7442:AF7442)),0)","v":0},{"$f":"MAX(MIN(AH$40,$AO7442-SUM($Y7442:AG7442)),0)","v":0},{"$f":"MAX(MIN(AI$40,$AO7442-SUM($Y7442:AH7442)),0)","v":0},41.918598006382304,0,{"$f":"INDEX(Demand!$C7408:$H7408,,$AM$13)","v":1.016334601327944E-4},{"$f":"INDEX(Demand!$K7408:$P7408,,$AM$13)","v":0},7.2407045009784738,41.918598006382304,34.67789350540383,27.075153779376432,7.602739726027397,7396,7396,5829,17.127281506718077,17.127281506718077,0,0,0,0,0,0,0,0,0,7.6027397260273979,0]
[null,null,null,null,null,null,null,null,null,null,null,null,null,null,null,null,null,null,null,null,null,null,null,0,0,{"$f":"MAX(MIN(Z$40*IF($Z$37=\"Solar\",$AM7459,1),$AO7459-SUM($Y7459:Y7459)),0)","v":42.102715784103822},{"$f":"MAX(MIN(AA$40,$AO7459-SUM($Y7459:Z7459)),0)","v":0},{"$f":"MAX(MIN(AB$40,$AO7459-SUM($Y7459:AA7459)),0)","v":0},{"$f":"MAX(MIN(AC$40,$AO7459-SUM($Y7459:AB7459)),0)","v":0},{"$f":"MAX(MIN(AD$40,$AO7459-SUM($Y7459:AC7459)),0)","v":0},{"$f":"MAX(MIN(AE$40,$AO7459-SUM($Y7459:AD7459)),0)","v":0},{"$f":"MAX(MIN(AF$40,$AO7459-SUM($Y7459:AE7459)),0)","v":0},{"$f":"MAX(MIN(AG$40,$AO7459-SUM($Y7459:AF7459)),0)","v":0},{"$f":"MAX(MIN(AH$40,$AO7459-SUM($Y7459:AG7459)),0)","v":0},{"$f":"MAX(MIN(AI$40,$AO7459-SUM($Y7459:AH7459)),0)","v":0},42.102715784103822,0,{"$f":"INDEX(Demand!$C7425:$H7425,,$AM$13)","v":1.0232459293204937E-4},{"$f":"INDEX(Demand!$K7425:$P7425,,$AM$13)","v":0},7.2407045009784738,42.102715784103822,34.862011283125348,27.25927155709795,7.602739726027397,7413,7413,4473,17.024564017987529,17.024564017987529,0,0,0,0,0,0,0,0,0,7.6027397260273979,0]
[null,null,null,null,null,null,null,null,null,null,null,null,null,null,null,null,null,null,null,null,null,null,null,0,0,{"$f":"MAX(MIN(Z$40*IF($Z$37=\"Solar\",$AM7486,1),$AO7486-SUM($Y7486:Y7486)),0)","v":42.520262369471986},{"$f":"MAX(MIN(AA$40,$AO7486-SUM($Y7486:Z7486)),0)","v":0},{"$f":"MAX(MIN(AB$40,$AO7486-SUM($Y7486:AA7486)),0)","v":0},{"$f":"MAX(MIN(AC$40,$AO7486-SUM($Y7486:AB7486)),0)","v":0},{"$f":"MAX(MIN(AD$40,$AO7486-SUM($Y7486:AC7486)),0)","v":0},{"$f":"MAX(MIN(AE$40,$AO7486-SUM($Y7486:AD7486)),0)","v":0},{"$f":"MAX(MIN(AF$40,$AO7486-SUM($Y7486:AE7486)),0)","v":0},{"$f":"MAX(MIN(AG$40,$AO7486-SUM($Y7486:AF7486)),0)","v":0},{"$f":"MAX(MIN(AH$40,$AO7486-SUM($Y7486:AG7486)),0)","v":0},{"$f":"MAX(MIN(AI$40,$AO7486-SUM($Y7486:AH7486)),0)","v":0},42.520262369471986,0,{"$f":"INDEX(Demand!$C7452:$H7452,,$AM$13)","v":1.0389195999424214E-4},{"$f":"INDEX(Demand!$K7452:$P7452,,$AM$13)","v":0},7.2407045009784738,42.520262369471986,35.279557868493512,27.676818142466114,7.602739726027397,7440,7440,5807,16.890083343425211,16.890083343425211,0,0,0,0,0,0,0,0,0,7.6027397260273979,0]
[null,null,null,null,null,null,null,null,null,null,null,null,null,null,null,null,null,null,null,null,null,null,null,0,0,{"$f":"MAX(MIN(Z$40*IF($Z$37=\"Solar\",$AM7494,1),$AO7494-SUM($Y7494:Y7494)),0)","v":42.627748820878551},{"$f":"MAX(MIN(AA$40,$AO7494-SUM($Y7494:Z7494)),0)","v":0},{"$f":"MAX(MIN(AB$40,$AO7494-SUM($Y7494:AA7494)),0)","v":0},{"$f":"MAX(MIN(AC$40,$AO7494-SUM($Y7494:AB7494)),0)","v":0},{"$f":"MAX(MIN(AD$40,$AO7494-SUM($Y7494:AC7494)),0)","v":0},{"$f":"MAX(MIN(AE$40,$AO7494-SUM($Y7494:AD7494)),0)","v":0},{"$f":"MAX(MIN(AF$40,$AO7494-SUM($Y7494:AE7494)),0)","v":0},{"$f":"MAX(MIN(AG$40,$AO7494-SUM($Y7494:AF7494)),0)","v":0},{"$f":"MAX(MIN(AH$40,$AO7494-SUM($Y7494:AG7494)),0)","v":0},{"$f":"MAX(MIN(AI$40,$AO7494-SUM($Y7494:AH7494)),0)","v":0},42.627748820878551,0,{"$f":"INDEX(Demand!$C7460:$H7460,,$AM$13)","v":1.0429543766468722E-4},{"$f":"INDEX(Demand!$K7460:$P7460,,$AM$13)","v":6.2915064662705356E-2},7.2407045009784738,42.627748820878551,35.387044319900077,27.78430459387268,7.602739726027397,7448,7448,5803,16.854901132978739,16.854901132978739,0,0,0,0,0,0,0,0,0,7.6027397260273979,0]
[null,null,null,null,null,null,null,null,null,null,null,null,null,null,null,null,null,null,null,null,null,null,null,0,0,{"$f":"MAX(MIN(Z$40*IF($Z$37=\"Solar\",$AM7511,1),$AO7511-SUM($Y7511:Y7511)),0)","v":43.036490268568571},{"$f":"MAX(MIN(AA$40,$AO7511-SUM($Y7511:Z7511)),0)","v":0},{"$f":"MAX(MIN(AB$40,$AO7511-SUM($Y7511:AA7511)),0)","v":0},{"$f":"MAX(MIN(AC$40,$AO7511-SUM($Y7511:AB7511)),0)","v":0},{"$f":"MAX(MIN(AD$40,$AO7511-SUM($Y7511:AC7511)),0)","v":0},{"$f":"MAX(MIN(AE$40,$AO7511-SUM($Y7511:AD7511)),0)","v":0},{"$f":"MAX(MIN(AF$40,$AO7511-SUM($Y7511:AE7511)),0)","v":0},{"$f":"MAX(MIN(AG$40,$AO7511-SUM($Y7511:AF7511)),0)","v":0},{"$f":"MAX(MIN(AH$40,$AO7511-SUM($Y7511:AG7511)),0)","v":0},{"$f":"MAX(MIN(AI$40,$AO7511-SUM($Y7511:AH7511)),0)","v":0},43.036490268568571,0,{"$f":"INDEX(Demand!$C7477:$H7477,,$AM$13)","v":1.0582975240826837E-4},{"$f":"INDEX(Demand!$K7477:$P7477,,$AM$13)","v":0},7.2407045009784738,43.036490268568571,35.795785767590097,28.193046041562699,7.602739726027397,7465,7465,4499,16.771132846993556,16.771132846993556,0,0,0,0,0,0,0,0,0,7.6027397260273979,0]
[null,null,null,null,null,null,null,null,null,null,null,null,null,null,null,null,null,null,null,null,null,null,null,0,0,{"$f":"MAX(MIN(Z$40*IF($Z$37=\"Solar\",$AM7536,1),$AO7536-SUM($Y7536:Y7536)),0)","v":43.530455374257521},{"$f":"MAX(MIN(AA$40,$AO7536-SUM($Y7536:Z7536)),0)","v":0},{"$f":"MAX(MIN(AB$40,$AO7536-SUM($Y7536:AA7536)),0)","v":0},{"$f":"MAX(MIN(AC$40,$AO7536-SUM($Y7536:AB7536)),0)","v":0},{"$f":"MAX(MIN(AD$40,$AO7536-SUM($Y7536:AC7536)),0)","v":0},{"$f":"MAX(MIN(AE$40,$AO7536-SUM($Y7536:AD7536)),0)","v":0},{"$f":"MAX(MIN(AF$40,$AO7536-SUM($Y7536:AE7536)),0)","v":0},{"$f":"MAX(MIN(AG$40,$AO7536-SUM($Y7536:AF7536)),0)","v":0},{"$f":"MAX(MIN(AH$40,$AO7536-SUM($Y7536:AG7536)),0)","v":0},{"$f":"MAX(MIN(AI$40,$AO7536-SUM($Y7536:AH7536)),0)","v":0},{"$f":"SUM(Z7536:AI7536)","v":43.530455374257521},{"$f":"SUM(Z7536:AI7536)-AJ7536","v":0},{"$f":"INDEX(Demand!$C7502:$H7502,,$AM$13)","v":1.0768397577797163E-4},{"$f":"INDEX(Demand!$K7502:$P7502,,$AM$13)","v":0},7.2407045009784738,43.530455374257521,36.289750873279047,{"$f":"AP7536-AR7536","v":28.687011147251649},7.602739726027397,7490,7490,5782,16.635912563478456,16.635912563478456,0,0,0,0,0,0,0,0,0,7.6027397260273979,{"$f":"SUM(AW7536:BC7536)-AV7536","v":0}]
[null,null,null,null,null,null,null,null,null,null,null,null,null,null,null,null,null,null,null,null,null,null,null,0,0,{"$f":"MAX(MIN(Z$40*IF($Z$37=\"Solar\",$AM7546,1),$AO7546-SUM($Y7546:Y7546)),0)","v":43.650184204458895},{"$f":"MAX(MIN(AA$40,$AO7546-SUM($Y7546:Z7546)),0)","v":0},{"$f":"MAX(MIN(AB$40,$AO7546-SUM($Y7546:AA7546)),0)","v":0},{"$f":"MAX(MIN(AC$40,$AO7546-SUM($Y7546:AB7546)),0)","v":0},{"$f":"MAX(MIN(AD$40,$AO7546-SUM($Y7546:AC7546)),0)","v":0},{"$f":"MAX(MIN(AE$40,$AO7546-SUM($Y7546:AD7546)),0)","v":0},{"$f":"MAX(MIN(AF$40,$AO7546-SUM($Y7546:AE7546)),0)","v":0},{"$f":"MAX(MIN(AG$40,$AO7546-SUM($Y7546:AF7546)),0)","v":0},{"$f":"MAX(MIN(AH$40,$AO7546-SUM($Y7546:AG7546)),0)","v":0},{"$f":"MAX(MIN(AI$40,$AO7546-SUM($Y7546:AH7546)),0)","v":0},43.650184204458895,0,{"$f":"INDEX(Demand!$C7512:$H7512,,$AM$13)","v":1.081334083237726E-4},{"$f":"INDEX(Demand!$K7512:$P7512,,$AM$13)","v":0.37110868070040942},7.2407045009784738,43.650184204458895,36.409479703480422,28.806739977453024,7.602739726027397,7500,7500,5777,16.578250661550598,16.578250661550598,0,0,0,0,0,0,0,0,0,7.6027397260273979,0]
[null,null,null,null,null,null,null,null,null,null,null,null,null,null,null,null,null,null,null,null,null,null,null,0,0,{"$f":"MAX(MIN(Z$40*IF($Z$37=\"Solar\",$AM7563,1),$AO7563-SUM($Y7563:Y7563)),0)","v":44.021269344671033},{"$f":"MAX(MIN(AA$40,$AO7563-SUM($Y7563:Z7563)),0)","v":0},{"$f":"MAX(MIN(AB$40,$AO7563-SUM($Y7563:AA7563)),0)","v":0},{"$f":"MAX(MIN(AC$40,$AO7563-SUM($Y7563:AB7563)),0)","v":0},{"$f":"MAX(MIN(AD$40,$AO7563-SUM($Y7563:AC7563)),0)","v":0},{"$f":"MAX(MIN(AE$40,$AO7563-SUM($Y7563:AD7563)),0)","v":0},{"$f":"MAX(MIN(AF$40,$AO7563-SUM($Y7563:AE7563)),0)","v":0},{"$f":"MAX(MIN(AG$40,$AO7563-SUM($Y7563:AF7563)),0)","v":0},{"$f":"MAX(MIN(AH$40,$AO7563-SUM($Y7563:AG7563)),0)","v":0},{"$f":"MAX(MIN(AI$40,$AO7563-SUM($Y7563:AH7563)),0)","v":0},44.021269344671033,0,{"$f":"INDEX(Demand!$C7529:$H7529,,$AM$13)","v":1.0952637056180616E-4},{"$f":"INDEX(Demand!$K7529:$P7529,,$AM$13)","v":0},7.2407045009784738,44.021269344671033,36.780564843692559,29.177825117665162,7.602739726027397,7517,7517,4525,16.476310343182739,16.476310343182739,0,0,0,0,0,0,0,0,0,7.6027397260273979,0]
[null,null,null,null,null,null,null,null,null,null,null,null,null,null,null,null,null,null,null,null,null,null,null,0,0,{"$f":"MAX(MIN(Z$40*IF($Z$37=\"Solar\",$AM7587,1),$AO7587-SUM($Y7587:Y7587)),0)","v":44.506105918731393},{"$f":"MAX(MIN(AA$40,$AO7587-SUM($Y7587:Z7587)),0)","v":0},{"$f":"MAX(MIN(AB$40,$AO7587-SUM($Y7587:AA7587)),0)","v":0},{"$f":"MAX(MIN(AC$40,$AO7587-SUM($Y7587:AB7587)),0)","v":0},{"$f":"MAX(MIN(AD$40,$AO7587-SUM($Y7587:AC7587)),0)","v":0},{"$f":"MAX(MIN(AE$40,$AO7587-SUM($Y7587:AD7587)),0)","v":0},{"$f":"MAX(MIN(AF$40,$AO7587-SUM($Y7587:AE7587)),0)","v":0},{"$f":"MAX(MIN(AG$40,$AO7587-SUM($Y7587:AF7587)),0)","v":0},{"$f":"MAX(MIN(AH$40,$AO7587-SUM($Y7587:AG7587)),0)","v":0},{"$f":"MAX(MIN(AI$40,$AO7587-SUM($Y7587:AH7587)),0)","v":0},44.506105918731393,0,{"$f":"INDEX(Demand!$C7553:$H7553,,$AM$13)","v":1.1134632767164232E-4},{"$f":"INDEX(Demand!$K7553:$P7553,,$AM$13)","v":0},7.2407045009784738,44.506105918731393,37.265401417752919,29.662661691725521,7.602739726027397,7541,7541,4537,16.395345197769593,16.395345197769593,0,0,0,0,0,0,0,0,0,7.6027397260273979,0]
[null,null,null,null,null,null,null,null,null,null,null,null,null,null,null,null,null,null,null,null,null,null,null,0,0,{"$f":"MAX(MIN(Z$40*IF($Z$37=\"Solar\",$AM7598,1),$AO7598-SUM($Y7598:Y7598)),0)","v":44.701860617591649},{"$f":"MAX(MIN(AA$40,$AO7598-SUM($Y7598:Z7598)),0)","v":0},{"$f":"MAX(MIN(AB$40,$AO7598-SUM($Y7598:AA7598)),0)","v":0},{"$f":"MAX(MIN(AC$40,$AO7598-SUM($Y7598:AB7598)),0)","v":0},{"$f":"MAX(MIN(AD$40,$AO7598-SUM($Y7598:AC7598)),0)","v":0},{"$f":"MAX(MIN(AE$40,$AO7598-SUM($Y7598:AD7598)),0)","v":0},{"$f":"MAX(MIN(AF$40,$AO7598-SUM($Y7598:AE7598)),0)","v":0},{"$f":"MAX(MIN(AG$40,$AO7598-SUM($Y7598:AF7598)),0)","v":0},{"$f":"MAX(MIN(AH$40,$AO7598-SUM($Y7598:AG7598)),0)","v":0},{"$f":"MAX(MIN(AI$40,$AO7598-SUM($Y7598:AH7598)),0)","v":0},44.701860617591649,0,{"$f":"INDEX(Demand!$C7564:$H7564,,$AM$13)","v":1.1208114260730395E-4},{"$f":"INDEX(Demand!$K7564:$P7564,,$AM$13)","v":0},7.2407045009784738,44.701860617591649,37.461156116613175,29.858416390585777,7.602739726027397,7552,7552,5751,16.349141382430503,16.349141382430503,0,0,0,0,0,0,0,0,0,7.6027397260273979,0]
[null,null,null,null,null,null,null,null,null,null,null,null,null,null,null,null,null,null,null,null,null,null,null,0,0,{"$f":"MAX(MIN(Z$40*IF($Z$37=\"Solar\",$AM7620,1),$AO7620-SUM($Y7620:Y7620)),0)","v":45.166396368681568},{"$f":"MAX(MIN(AA$40,$AO7620-SUM($Y7620:Z7620)),0)","v":0},{"$f":"MAX(MIN(AB$40,$AO7620-SUM($Y7620:AA7620)),0)","v":0},{"$f":"MAX(MIN(AC$40,$AO7620-SUM($Y7620:AB7620)),0)","v":0},{"$f":"MAX(MIN(AD$40,$AO7620-SUM($Y7620:AC7620)),0)","v":0},{"$f":"MAX(MIN(AE$40,$AO7620-SUM($Y7620:AD7620)),0)","v":0},{"$f":"MAX(MIN(AF$40,$AO7620-SUM($Y7620:AE7620)),0)","v":0},{"$f":"MAX(MIN(AG$40,$AO7620-SUM($Y7620:AF7620)),0)","v":0},{"$f":"MAX(MIN(AH$40,$AO7620-SUM($Y7620:AG7620)),0)","v":0},{"$f":"MAX(MIN(AI$40,$AO7620-SUM($Y7620:AH7620)),0)","v":0},45.166396368681568,0,{"$f":"INDEX(Demand!$C7586:$H7586,,$AM$13)","v":1.1382489542671058E-4},{"$f":"INDEX(Demand!$K7586:$P7586,,$AM$13)","v":0.16200065395586929},7.2407045009784738,45.166396368681568,37.925691867703094,30.322952141675696,7.602739726027397,7574,7574,5740,16.262399489687947,16.262399489687947,0,0,0,0,0,0,0,0,0,7.6027397260273979,0]
[null,null,null,null,null,null,null,null,null,null,null,null,null,null,null,null,null,null,null,null,null,null,null,0,0,{"$f":"MAX(MIN(Z$40*IF($Z$37=\"Solar\",$AM7633,1),$AO7633-SUM($Y7633:Y7633)),0)","v":45.385345804032731},{"$f":"MAX(MIN(AA$40,$AO7633-SUM($Y7633:Z7633)),0)","v":0},{"$f":"MAX(MIN(AB$40,$AO7633-SUM($Y7633:AA7633)),0)","v":0},{"$f":"MAX(MIN(AC$40,$AO7633-SUM($Y7633:AB7633)),0)","v":0},{"$f":"MAX(MIN(AD$40,$AO7633-SUM($Y7633:AC7633)),0)","v":0},{"$f":"MAX(MIN(AE$40,$AO7633-SUM($Y7633:AD7633)),0)","v":0},{"$f":"MAX(MIN(AF$40,$AO7633-SUM($Y7633:AE7633)),0)","v":0},{"$f":"MAX(MIN(AG$40,$AO7633-SUM($Y7633:AF7633)),0)","v":0},{"$f":"MAX(MIN(AH$40,$AO7633-SUM($Y7633:AG7633)),0)","v":0},{"$f":"MAX(MIN(AI$40,$AO7633-SUM($Y7633:AH7633)),0)","v":0},45.385345804032731,0,{"$f":"INDEX(Demand!$C7599:$H7599,,$AM$13)","v":1.1464677769154228E-4},{"$f":"INDEX(Demand!$K7599:$P7599,,$AM$13)","v":0},7.2407045009784738,45.385345804032731,38.144641303054257,30.541901577026859,7.602739726027397,7587,7587,4560,16.170741851958219,16.170741851958219,0,0,0,0,0,0,0,0,0,7.6027397260273979,0]
[null,null,null,null,null,null,null,null,null,null,null,null,null,null,null,null,null,null,null,null,null,null,null,0,0,{"$f":"MAX(MIN(Z$40*IF($Z$37=\"Solar\",$AM7650,1),$AO7650-SUM($Y7650:Y7650)),0)","v":45.919568633674501},{"$f":"MAX(MIN(AA$40,$AO7650-SUM($Y7650:Z7650)),0)","v":0},{"$f":"MAX(MIN(AB$40,$AO7650-SUM($Y7650:AA7650)),0)","v":0},{"$f":"MAX(MIN(AC$40,$AO7650-SUM($Y7650:AB7650)),0)","v":0},{"$f":"MAX(MIN(AD$40,$AO7650-SUM($Y7650:AC7650)),0)","v":0},{"$f":"MAX(MIN(AE$40,$AO7650-SUM($Y7650:AD7650)),0)","v":0},{"$f":"MAX(MIN(AF$40,$AO7650-SUM($Y7650:AE7650)),0)","v":0},{"$f":"MAX(MIN(AG$40,$AO7650-SUM($Y7650:AF7650)),0)","v":0},{"$f":"MAX(MIN(AH$40,$AO7650-SUM($Y7650:AG7650)),0)","v":0},{"$f":"MAX(MIN(AI$40,$AO7650-SUM($Y7650:AH7650)),0)","v":0},45.919568633674501,0,{"$f":"INDEX(Demand!$C7616:$H7616,,$AM$13)","v":1.1665211864365098E-4},{"$f":"INDEX(Demand!$K7616:$P7616,,$AM$13)","v":0},7.2407045009784738,45.919568633674501,38.678864132696027,31.07612440666863,7.602739726027397,7604,7604,5725,16.079983314356859,16.079983314356859,0,0,0,0,0,0,0,0,0,7.6027397260273979,0]
[null,null,null,null,null,null,null,null,null,null,null,null,null,null,null,null,null,null,null,null,null,null,null,0,0,{"$f":"MAX(MIN(Z$40*IF($Z$37=\"Solar\",$AM7653,1),$AO7653-SUM($Y7653:Y7653)),0)","v":46.055656348851365},{"$f":"MAX(MIN(AA$40,$AO7653-SUM($Y7653:Z7653)),0)","v":0},{"$f":"MAX(MIN(AB$40,$AO7653-SUM($Y7653:AA7653)),0)","v":0},{"$f":"MAX(MIN(AC$40,$AO7653-SUM($Y7653:AB7653)),0)","v":0},{"$f":"MAX(MIN(AD$40,$AO7653-SUM($Y7653:AC7653)),0)","v":0},{"$f":"MAX(MIN(AE$40,$AO7653-SUM($Y7653:AD7653)),0)","v":0},{"$f":"MAX(MIN(AF$40,$AO7653-SUM($Y7653:AE7653)),0)","v":0},{"$f":"MAX(MIN(AG$40,$AO7653-SUM($Y7653:AF7653)),0)","v":0},{"$f":"MAX(MIN(AH$40,$AO7653-SUM($Y7653:AG7653)),0)","v":0},{"$f":"MAX(MIN(AI$40,$AO7653-SUM($Y7653:AH7653)),0)","v":0},46.055656348851365,0,{"$f":"INDEX(Demand!$C7619:$H7619,,$AM$13)","v":1.1716295841533595E-4},{"$f":"INDEX(Demand!$K7619:$P7619,,$AM$13)","v":0},7.2407045009784738,46.055656348851365,38.814951847872891,31.212212121845493,7.602739726027397,7607,7607,4570,16.06069164537184,16.06069164537184,0,0,0,0,0,0,0,0,0,7.6027397260273979,0]
[null,null,null,null,null,null,null,null,null,null,null,null,null,null,null,null,null,null,null,null,null,null,null,0,0,{"$f":"MAX(MIN(Z$40*IF($Z$37=\"Solar\",$AM7685,1),$AO7685-SUM($Y7685:Y7685)),0)","v":47.077689278427151},{"$f":"MAX(MIN(AA$40,$AO7685-SUM($Y7685:Z7685)),0)","v":0},{"$f":"MAX(MIN(AB$40,$AO7685-SUM($Y7685:AA7685)),0)","v":0},{"$f":"MAX(MIN(AC$40,$AO7685-SUM($Y7685:AB7685)),0)","v":0},{"$f":"MAX(MIN(AD$40,$AO7685-SUM($Y7685:AC7685)),0)","v":0},{"$f":"MAX(MIN(AE$40,$AO7685-SUM($Y7685:AD7685)),0)","v":0},{"$f":"MAX(MIN(AF$40,$AO7685-SUM($Y7685:AE7685)),0)","v":0},{"$f":"MAX(MIN(AG$40,$AO7685-SUM($Y7685:AF7685)),0)","v":0},{"$f":"MAX(MIN(AH$40,$AO7685-SUM($Y7685:AG7685)),0)","v":0},{"$f":"MAX(MIN(AI$40,$AO7685-SUM($Y7685:AH7685)),0)","v":0},47.077689278427151,0,{"$f":"INDEX(Demand!$C7651:$H7651,,$AM$13)","v":1.20999418361191E-4},{"$f":"INDEX(Demand!$K7651:$P7651,,$AM$13)","v":0},7.2407045009784738,47.077689278427151,39.836984777448677,32.234245051421283,7.602739726027397,7639,7639,4586,15.907209335220784,15.907209335220784,0,0,0,0,0,0,0,0,0,7.6027397260273979,0]
[null,null,null,null,null,null,null,null,null,null,null,null,null,null,null,null,null,null,null,null,null,null,null,0,0,{"$f":"MAX(MIN(Z$40*IF($Z$37=\"Solar\",$AM7686,1),$AO7686-SUM($Y7686:Y7686)),0)","v":47.090909773081613},{"$f":"MAX(MIN(AA$40,$AO7686-SUM($Y7686:Z7686)),0)","v":0},{"$f":"MAX(MIN(AB$40,$AO7686-SUM($Y7686:AA7686)),0)","v":0},{"$f":"MAX(MIN(AC$40,$AO7686-SUM($Y7686:AB7686)),0)","v":0},{"$f":"MAX(MIN(AD$40,$AO7686-SUM($Y7686:AC7686)),0)","v":0},{"$f":"MAX(MIN(AE$40,$AO7686-SUM($Y7686:AD7686)),0)","v":0},{"$f":"MAX(MIN(AF$40,$AO7686-SUM($Y7686:AE7686)),0)","v":0},{"$f":"MAX(MIN(AG$40,$AO7686-SUM($Y7686:AF7686)),0)","v":0},{"$f":"MAX(MIN(AH$40,$AO7686-SUM($Y7686:AG7686)),0)","v":0},{"$f":"MAX(MIN(AI$40,$AO7686-SUM($Y7686:AH7686)),0)","v":0},47.090909773081613,0,{"$f":"INDEX(Demand!$C7652:$H7652,,$AM$13)","v":1.2104904484262667E-4},{"$f":"INDEX(Demand!$K7652:$P7652,,$AM$13)","v":0.4882231568028324},7.2407045009784738,47.090909773081613,39.850205272103139,32.247465546075745,7.602739726027397,7640,7640,5707,15.906552627364489,15.906552627364489,0,0,0,0,0,0,0,0,0,7.6027397260273979,0]
[null,null,null,null,null,null,null,null,null,null,null,null,null,null,null,null,null,null,null,null,null,null,null,0,0,{"$f":"MAX(MIN(Z$40*IF($Z$37=\"Solar\",$AM7704,1),$AO7704-SUM($Y7704:Y7704)),0)","v":47.626076720771536},{"$f":"MAX(MIN(AA$40,$AO7704-SUM($Y7704:Z7704)),0)","v":0},{"$f":"MAX(MIN(AB$40,$AO7704-SUM($Y7704:AA7704)),0)","v":0},{"$f":"MAX(MIN(AC$40,$AO7704-SUM($Y7704:AB7704)),0)","v":0},{"$f":"MAX(MIN(AD$40,$AO7704-SUM($Y7704:AC7704)),0)","v":0},{"$f":"MAX(MIN(AE$40,$AO7704-SUM($Y7704:AD7704)),0)","v":0},{"$f":"MAX(MIN(AF$40,$AO7704-SUM($Y7704:AE7704)),0)","v":0},{"$f":"MAX(MIN(AG$40,$AO7704-SUM($Y7704:AF7704)),0)","v":0},{"$f":"MAX(MIN(AH$40,$AO7704-SUM($Y7704:AG7704)),0)","v":0},{"$f":"MAX(MIN(AI$40,$AO7704-SUM($Y7704:AH7704)),0)","v":0},47.626076720771536,0,{"$f":"INDEX(Demand!$C7670:$H7670,,$AM$13)","v":1.2305792978140262E-4},{"$f":"INDEX(Demand!$K7670:$P7670,,$AM$13)","v":0},7.2407045009784738,47.626076720771536,40.385372219793062,32.782632493765668,7.602739726027397,7658,7658,5698,15.800843896478867,15.800843896478867,0,0,0,0,0,0,0,0,0,7.6027397260273979,0]
[null,null,null,null,null,null,null,null,null,null,null,null,null,null,null,null,null,null,null,null,null,null,null,0,0,{"$f":"MAX(MIN(Z$40*IF($Z$37=\"Solar\",$AM7721,1),$AO7721-SUM($Y7721:Y7721)),0)","v":48.103276309514889},{"$f":"MAX(MIN(AA$40,$AO7721-SUM($Y7721:Z7721)),0)","v":0},{"$f":"MAX(MIN(AB$40,$AO7721-SUM($Y7721:AA7721)),0)","v":0},{"$f":"MAX(MIN(AC$40,$AO7721-SUM($Y7721:AB7721)),0)","v":0},{"$f":"MAX(MIN(AD$40,$AO7721-SUM($Y7721:AC7721)),0)","v":0},{"$f":"MAX(MIN(AE$40,$AO7721-SUM($Y7721:AD7721)),0)","v":0},{"$f":"MAX(MIN(AF$40,$AO7721-SUM($Y7721:AE7721)),0)","v":0},{"$f":"MAX(MIN(AG$40,$AO7721-SUM($Y7721:AF7721)),0)","v":0},{"$f":"MAX(MIN(AH$40,$AO7721-SUM($Y7721:AG7721)),0)","v":0},{"$f":"MAX(MIN(AI$40,$AO7721-SUM($Y7721:AH7721)),0)","v":0},48.103276309514889,0,{"$f":"INDEX(Demand!$C7687:$H7687,,$AM$13)","v":1.2484921952893774E-4},{"$f":"INDEX(Demand!$K7687:$P7687,,$AM$13)","v":0},7.2407045009784738,48.103276309514889,40.862571808536416,33.259832082509021,7.602739726027397,7675,7675,4604,15.711744962478473,15.711744962478473,0,0,0,0,0,0,0,0,0,7.6027397260273979,0]
[null,null,null,null,null,null,null,null,null,null,null,null,null,null,null,null,null,null,null,null,null,null,null,0,0,{"$f":"MAX(MIN(Z$40*IF($Z$37=\"Solar\",$AM7737,1),$AO7737-SUM($Y7737:Y7737)),0)","v":48.573197953192391},{"$f":"MAX(MIN(AA$40,$AO7737-SUM($Y7737:Z7737)),0)","v":0},{"$f":"MAX(MIN(AB$40,$AO7737-SUM($Y7737:AA7737)),0)","v":0},{"$f":"MAX(MIN(AC$40,$AO7737-SUM($Y7737:AB7737)),0)","v":0},{"$f":"MAX(MIN(AD$40,$AO7737-SUM($Y7737:AC7737)),0)","v":0},{"$f":"MAX(MIN(AE$40,$AO7737-SUM($Y7737:AD7737)),0)","v":0},{"$f":"MAX(MIN(AF$40,$AO7737-SUM($Y7737:AE7737)),0)","v":0},{"$f":"MAX(MIN(AG$40,$AO7737-SUM($Y7737:AF7737)),0)","v":0},{"$f":"MAX(MIN(AH$40,$AO7737-SUM($Y7737:AG7737)),0)","v":0},{"$f":"MAX(MIN(AI$40,$AO7737-SUM($Y7737:AH7737)),0)","v":0},48.573197953192391,0,{"$f":"INDEX(Demand!$C7703:$H7703,,$AM$13)","v":1.2661318966286229E-4},{"$f":"INDEX(Demand!$K7703:$P7703,,$AM$13)","v":0.50975860008343576},7.2407045009784738,48.573197953192391,41.332493452213917,33.729753726186523,7.602739726027397,7691,7691,4612,15.61154133930904,15.61154133930904,0,0,0,0,0,0,0,0,0,7.6027397260273979,0]
[null,null,null,null,null,null,null,null,null,null,null,null,null,null,null,null,null,null,null,null,null,null,null,0,0,{"$f":"MAX(MIN(Z$40*IF($Z$37=\"Solar\",$AM7756,1),$AO7756-SUM($Y7756:Y7756)),0)","v":49.197555355210149},{"$f":"MAX(MIN(AA$40,$AO7756-SUM($Y7756:Z7756)),0)","v":0},{"$f":"MAX(MIN(AB$40,$AO7756-SUM($Y7756:AA7756)),0)","v":0},{"$f":"MAX(MIN(AC$40,$AO7756-SUM($Y7756:AB7756)),0)","v":0},{"$f":"MAX(MIN(AD$40,$AO7756-SUM($Y7756:AC7756)),0)","v":0},{"$f":"MAX(MIN(AE$40,$AO7756-SUM($Y7756:AD7756)),0)","v":0},{"$f":"MAX(MIN(AF$40,$AO7756-SUM($Y7756:AE7756)),0)","v":0},{"$f":"MAX(MIN(AG$40,$AO7756-SUM($Y7756:AF7756)),0)","v":0},{"$f":"MAX(MIN(AH$40,$AO7756-SUM($Y7756:AG7756)),0)","v":0},{"$f":"MAX(MIN(AI$40,$AO7756-SUM($Y7756:AH7756)),0)","v":0},49.197555355210149,0,{"$f":"INDEX(Demand!$C7722:$H7722,,$AM$13)","v":1.2895687360437041E-4},{"$f":"INDEX(Demand!$K7722:$P7722,,$AM$13)","v":0},7.2407045009784738,49.197555355210149,41.956850854231675,34.354111128204281,7.602739726027397,7710,7710,5672,15.520704544837333,15.520704544837333,0,0,0,0,0,0,0,0,0,7.6027397260273979,0]
[null,null,null,null,null,null,null,null,null,null,null,null,null,null,null,null,null,null,null,null,null,null,null,0,0,{"$f":"MAX(MIN(Z$40*IF($Z$37=\"Solar\",$AM7773,1),$AO7773-SUM($Y7773:Y7773)),0)","v":49.560402296424215},{"$f":"MAX(MIN(AA$40,$AO7773-SUM($Y7773:Z7773)),0)","v":0},{"$f":"MAX(MIN(AB$40,$AO7773-SUM($Y7773:AA7773)),0)","v":0},{"$f":"MAX(MIN(AC$40,$AO7773-SUM($Y7773:AB7773)),0)","v":0},{"$f":"MAX(MIN(AD$40,$AO7773-SUM($Y7773:AC7773)),0)","v":0},{"$f":"MAX(MIN(AE$40,$AO7773-SUM($Y7773:AD7773)),0)","v":0},{"$f":"MAX(MIN(AF$40,$AO7773-SUM($Y7773:AE7773)),0)","v":0},{"$f":"MAX(MIN(AG$40,$AO7773-SUM($Y7773:AF7773)),0)","v":0},{"$f":"MAX(MIN(AH$40,$AO7773-SUM($Y7773:AG7773)),0)","v":0},{"$f":"MAX(MIN(AI$40,$AO7773-SUM($Y7773:AH7773)),0)","v":0},49.560402296424215,0,{"$f":"INDEX(Demand!$C7739:$H7739,,$AM$13)","v":1.3031891167199078E-4},{"$f":"INDEX(Demand!$K7739:$P7739,,$AM$13)","v":0},7.2407045009784738,49.560402296424215,42.319697795445741,34.716958069418347,7.602739726027397,7727,7727,4630,15.453423906486803,15.453423906486803,0,0,0,0,0,0,0,0,0,7.6027397260273979,0]
[null,null,null,null,null,null,null,null,null,null,null,null,null,null,null,null,null,null,null,null,null,null,null,0,0,{"$f":"MAX(MIN(Z$40*IF($Z$37=\"Solar\",$AM7787,1),$AO7787-SUM($Y7787:Y7787)),0)","v":49.936649406475169},{"$f":"MAX(MIN(AA$40,$AO7787-SUM($Y7787:Z7787)),0)","v":0},{"$f":"MAX(MIN(AB$40,$AO7787-SUM($Y7787:AA7787)),0)","v":0},{"$f":"MAX(MIN(AC$40,$AO7787-SUM($Y7787:AB7787)),0)","v":0},{"$f":"MAX(MIN(AD$40,$AO7787-SUM($Y7787:AC7787)),0)","v":0},{"$f":"MAX(MIN(AE$40,$AO7787-SUM($Y7787:AD7787)),0)","v":0},{"$f":"MAX(MIN(AF$40,$AO7787-SUM($Y7787:AE7787)),0)","v":0},{"$f":"MAX(MIN(AG$40,$AO7787-SUM($Y7787:AF7787)),0)","v":0},{"$f":"MAX(MIN(AH$40,$AO7787-SUM($Y7787:AG7787)),0)","v":0},{"$f":"MAX(MIN(AI$40,$AO7787-SUM($Y7787:AH7787)),0)","v":0},49.936649406475169,0,{"$f":"INDEX(Demand!$C7753:$H7753,,$AM$13)","v":1.3173125067368356E-4},{"$f":"INDEX(Demand!$K7753:$P7753,,$AM$13)","v":0.31681906845113944},7.2407045009784738,49.936649406475169,42.695944905496695,35.093205179469301,7.602739726027397,7741,7741,4637,15.387559624854713,15.387559624854713,0,0,0,0,0,0,0,0,0,7.6027397260273979,0]
[null,null,null,null,null,null,null,null,null,null,null,null,null,null,null,null,null,null,null,null,null,null,null,0,0,{"$f":"MAX(MIN(Z$40*IF($Z$37=\"Solar\",$AM7808,1),$AO7808-SUM($Y7808:Y7808)),0)","v":50.741752056452519},{"$f":"MAX(MIN(AA$40,$AO7808-SUM($Y7808:Z7808)),0)","v":0},{"$f":"MAX(MIN(AB$40,$AO7808-SUM($Y7808:AA7808)),0)","v":0},{"$f":"MAX(MIN(AC$40,$AO7808-SUM($Y7808:AB7808)),0)","v":0},{"$f":"MAX(MIN(AD$40,$AO7808-SUM($Y7808:AC7808)),0)","v":0},{"$f":"MAX(MIN(AE$40,$AO7808-SUM($Y7808:AD7808)),0)","v":0},{"$f":"MAX(MIN(AF$40,$AO7808-SUM($Y7808:AE7808)),0)","v":0},{"$f":"MAX(MIN(AG$40,$AO7808-SUM($Y7808:AF7808)),0)","v":0},{"$f":"MAX(MIN(AH$40,$AO7808-SUM($Y7808:AG7808)),0)","v":0},{"$f":"MAX(MIN(AI$40,$AO7808-SUM($Y7808:AH7808)),0)","v":0},50.741752056452519,0,{"$f":"INDEX(Demand!$C7774:$H7774,,$AM$13)","v":1.3475340776819311E-4},{"$f":"INDEX(Demand!$K7774:$P7774,,$AM$13)","v":0.64200426198825133},7.2407045009784738,50.741752056452519,43.501047555474045,35.898307829446651,7.602739726027397,7762,7762,5646,15.214952629634608,15.214952629634608,0,0,0,0,0,0,0,0,0,7.6027397260273979,0]
[null,null,null,null,null,null,null,null,null,null,null,null,null,null,null,null,null,null,null,null,null,null,null,0,0,{"$f":"MAX(MIN(Z$40*IF($Z$37=\"Solar\",$AM7825,1),$AO7825-SUM($Y7825:Y7825)),0)","v":51.251001402572129},{"$f":"MAX(MIN(AA$40,$AO7825-SUM($Y7825:Z7825)),0)","v":0},{"$f":"MAX(MIN(AB$40,$AO7825-SUM($Y7825:AA7825)),0)","v":0},{"$f":"MAX(MIN(AC$40,$AO7825-SUM($Y7825:AB7825)),0)","v":0},{"$f":"MAX(MIN(AD$40,$AO7825-SUM($Y7825:AC7825)),0)","v":0},{"$f":"MAX(MIN(AE$40,$AO7825-SUM($Y7825:AD7825)),0)","v":0},{"$f":"MAX(MIN(AF$40,$AO7825-SUM($Y7825:AE7825)),0)","v":0},{"$f":"MAX(MIN(AG$40,$AO7825-SUM($Y7825:AF7825)),0)","v":0},{"$f":"MAX(MIN(AH$40,$AO7825-SUM($Y7825:AG7825)),0)","v":0},{"$f":"MAX(MIN(AI$40,$AO7825-SUM($Y7825:AH7825)),0)","v":0},51.251001402572129,0,{"$f":"INDEX(Demand!$C7791:$H7791,,$AM$13)","v":1.3666500441278625E-4},{"$f":"INDEX(Demand!$K7791:$P7791,,$AM$13)","v":0},7.2407045009784738,51.251001402572129,44.010296901593655,36.407557175566261,7.602739726027397,7779,7779,4656,15.130079596512726,15.130079596512726,0,0,0,0,0,0,0,0,0,7.6027397260273979,0]
[null,null,null,null,null,null,null,null,null,null,null,null,null,null,null,null,null,null,null,null,null,null,null,0,0,{"$f":"MAX(MIN(Z$40*IF($Z$37=\"Solar\",$AM7838,1),$AO7838-SUM($Y7838:Y7838)),0)","v":51.648579038569103},{"$f":"MAX(MIN(AA$40,$AO7838-SUM($Y7838:Z7838)),0)","v":0},{"$f":"MAX(MIN(AB$40,$AO7838-SUM($Y7838:AA7838)),0)","v":0},{"$f":"MAX(MIN(AC$40,$AO7838-SUM($Y7838:AB7838)),0)","v":0},{"$f":"MAX(MIN(AD$40,$AO7838-SUM($Y7838:AC7838)),0)","v":0},{"$f":"MAX(MIN(AE$40,$AO7838-SUM($Y7838:AD7838)),0)","v":0},{"$f":"MAX(MIN(AF$40,$AO7838-SUM($Y7838:AE7838)),0)","v":0},{"$f":"MAX(MIN(AG$40,$AO7838-SUM($Y7838:AF7838)),0)","v":0},{"$f":"MAX(MIN(AH$40,$AO7838-SUM($Y7838:AG7838)),0)","v":0},{"$f":"MAX(MIN(AI$40,$AO7838-SUM($Y7838:AH7838)),0)","v":0},51.648579038569103,0,{"$f":"INDEX(Demand!$C7804:$H7804,,$AM$13)","v":1.3815741295631842E-4},{"$f":"INDEX(Demand!$K7804:$P7804,,$AM$13)","v":0},7.2407045009784738,51.648579038569103,44.407874537590629,36.805134811563235,7.602739726027397,7792,7792,5631,15.053610997689907,15.053610997689907,0,0,0,0,0,0,0,0,0,7.6027397260273979,0]
[null,null,null,null,null,null,null,null,null,null,null,null,null,null,null,null,null,null,null,null,null,null,null,0,0,{"$f":"MAX(MIN(Z$40*IF($Z$37=\"Solar\",$AM7860,1),$AO7860-SUM($Y7860:Y7860)),0)","v":52.264570541853104},{"$f":"MAX(MIN(AA$40,$AO7860-SUM($Y7860:Z7860)),0)","v":0},{"$f":"MAX(MIN(AB$40,$AO7860-SUM($Y7860:AA7860)),0)","v":0},{"$f":"MAX(MIN(AC$40,$AO7860-SUM($Y7860:AB7860)),0)","v":0},{"$f":"MAX(MIN(AD$40,$AO7860-SUM($Y7860:AC7860)),0)","v":0},{"$f":"MAX(MIN(AE$40,$AO7860-SUM($Y7860:AD7860)),0)","v":0},{"$f":"MAX(MIN(AF$40,$AO7860-SUM($Y7860:AE7860)),0)","v":0},{"$f":"MAX(MIN(AG$40,$AO7860-SUM($Y7860:AF7860)),0)","v":0},{"$f":"MAX(MIN(AH$40,$AO7860-SUM($Y7860:AG7860)),0)","v":0},{"$f":"MAX(MIN(AI$40,$AO7860-SUM($Y7860:AH7860)),0)","v":0},52.264570541853104,0,{"$f":"INDEX(Demand!$C7826:$H7826,,$AM$13)","v":1.4046969337405115E-4},{"$f":"INDEX(Demand!$K7826:$P7826,,$AM$13)","v":5.590195172001669E-2},7.2407045009784738,52.264570541853104,45.02386604087463,37.421126314847236,7.602739726027397,7814,7814,5620,14.943225078238015,14.943225078238015,0,0,0,0,0,0,0,0,0,7.6027397260273979,0]
[null,null,null,null,null,null,null,null,null,null,null,null,null,null,null,null,null,null,null,null,null,null,null,0,0,{"$f":"MAX(MIN(Z$40*IF($Z$37=\"Solar\",$AM7877,1),$AO7877-SUM($Y7877:Y7877)),0)","v":52.763122345482707},{"$f":"MAX(MIN(AA$40,$AO7877-SUM($Y7877:Z7877)),0)","v":0},{"$f":"MAX(MIN(AB$40,$AO7877-SUM($Y7877:AA7877)),0)","v":0},{"$f":"MAX(MIN(AC$40,$AO7877-SUM($Y7877:AB7877)),0)","v":0},{"$f":"MAX(MIN(AD$40,$AO7877-SUM($Y7877:AC7877)),0)","v":0},{"$f":"MAX(MIN(AE$40,$AO7877-SUM($Y7877:AD7877)),0)","v":0},{"$f":"MAX(MIN(AF$40,$AO7877-SUM($Y7877:AE7877)),0)","v":0},{"$f":"MAX(MIN(AG$40,$AO7877-SUM($Y7877:AF7877)),0)","v":0},{"$f":"MAX(MIN(AH$40,$AO7877-SUM($Y7877:AG7877)),0)","v":0},{"$f":"MAX(MIN(AI$40,$AO7877-SUM($Y7877:AH7877)),0)","v":0},52.763122345482707,0,{"$f":"INDEX(Demand!$C7843:$H7843,,$AM$13)","v":1.4234113407836648E-4},{"$f":"INDEX(Demand!$K7843:$P7843,,$AM$13)","v":0},7.2407045009784738,52.763122345482707,45.522417844504233,37.919678118476838,7.602739726027397,7831,7831,4682,14.869165432154695,14.869165432154695,0,0,0,0,0,0,0,0,0,7.6027397260273979,0]
[null,null,null,null,null,null,null,null,null,null,null,null,null,null,null,null,null,null,null,null,null,null,null,0,0,{"$f":"MAX(MIN(Z$40*IF($Z$37=\"Solar\",$AM7888,1),$AO7888-SUM($Y7888:Y7888)),0)","v":52.982147024246395},{"$f":"MAX(MIN(AA$40,$AO7888-SUM($Y7888:Z7888)),0)","v":0},{"$f":"MAX(MIN(AB$40,$AO7888-SUM($Y7888:AA7888)),0)","v":0},{"$f":"MAX(MIN(AC$40,$AO7888-SUM($Y7888:AB7888)),0)","v":0},{"$f":"MAX(MIN(AD$40,$AO7888-SUM($Y7888:AC7888)),0)","v":0},{"$f":"MAX(MIN(AE$40,$AO7888-SUM($Y7888:AD7888)),0)","v":0},{"$f":"MAX(MIN(AF$40,$AO7888-SUM($Y7888:AE7888)),0)","v":0},{"$f":"MAX(MIN(AG$40,$AO7888-SUM($Y7888:AF7888)),0)","v":0},{"$f":"MAX(MIN(AH$40,$AO7888-SUM($Y7888:AG7888)),0)","v":0},{"$f":"MAX(MIN(AI$40,$AO7888-SUM($Y7888:AH7888)),0)","v":0},52.982147024246395,0,{"$f":"INDEX(Demand!$C7854:$H7854,,$AM$13)","v":1.4316329878844038E-4},{"$f":"INDEX(Demand!$K7854:$P7854,,$AM$13)","v":0},7.2407045009784738,52.982147024246395,45.741442523267921,38.138702797240526,7.602739726027397,7842,7838,4690,14.843444227005872,14.843444227005872,0,0,0,0,0,0,0,0,0,7.6027397260273979,0]
[null,null,null,null,null,null,null,null,null,null,null,null,null,null,null,null,null,null,null,null,null,null,null,0,0,{"$f":"MAX(MIN(Z$40*IF($Z$37=\"Solar\",$AM7912,1),$AO7912-SUM($Y7912:Y7912)),0)","v":53.541872800262006},{"$f":"MAX(MIN(AA$40,$AO7912-SUM($Y7912:Z7912)),0)","v":0},{"$f":"MAX(MIN(AB$40,$AO7912-SUM($Y7912:AA7912)),0)","v":0},{"$f":"MAX(MIN(AC$40,$AO7912-SUM($Y7912:AB7912)),0)","v":0},{"$f":"MAX(MIN(AD$40,$AO7912-SUM($Y7912:AC7912)),0)","v":0},{"$f":"MAX(MIN(AE$40,$AO7912-SUM($Y7912:AD7912)),0)","v":0},{"$f":"MAX(MIN(AF$40,$AO7912-SUM($Y7912:AE7912)),0)","v":0},{"$f":"MAX(MIN(AG$40,$AO7912-SUM($Y7912:AF7912)),0)","v":0},{"$f":"MAX(MIN(AH$40,$AO7912-SUM($Y7912:AG7912)),0)","v":0},{"$f":"MAX(MIN(AI$40,$AO7912-SUM($Y7912:AH7912)),0)","v":0},53.541872800262006,0,{"$f":"INDEX(Demand!$C7878:$H7878,,$AM$13)","v":1.452643715212317E-4},{"$f":"INDEX(Demand!$K7878:$P7878,,$AM$13)","v":0},7.2407045009784738,53.541872800262006,46.301168299283532,38.698428573256137,7.602739726027397,7866,7838,4714,14.843444227005872,14.843444227005872,0,0,0,0,0,0,0,0,0,7.6027397260273979,0]
[null,null,null,null,null,null,null,null,null,null,null,null,null,null,null,null,null,null,null,null,null,null,null,0,0,{"$f":"MAX(MIN(Z$40*IF($Z$37=\"Solar\",$AM7922,1),$AO7922-SUM($Y7922:Y7922)),0)","v":53.745897936365118},{"$f":"MAX(MIN(AA$40,$AO7922-SUM($Y7922:Z7922)),0)","v":0},{"$f":"MAX(MIN(AB$40,$AO7922-SUM($Y7922:AA7922)),0)","v":0},{"$f":"MAX(MIN(AC$40,$AO7922-SUM($Y7922:AB7922)),0)","v":0},{"$f":"MAX(MIN(AD$40,$AO7922-SUM($Y7922:AC7922)),0)","v":0},{"$f":"MAX(MIN(AE$40,$AO7922-SUM($Y7922:AD7922)),0)","v":0},{"$f":"MAX(MIN(AF$40,$AO7922-SUM($Y7922:AE7922)),0)","v":0},{"$f":"MAX(MIN(AG$40,$AO7922-SUM($Y7922:AF7922)),0)","v":0},{"$f":"MAX(MIN(AH$40,$AO7922-SUM($Y7922:AG7922)),0)","v":0},{"$f":"MAX(MIN(AI$40,$AO7922-SUM($Y7922:AH7922)),0)","v":0},53.745897936365118,0,{"$f":"INDEX(Demand!$C7888:$H7888,,$AM$13)","v":1.4603023164173889E-4},{"$f":"INDEX(Demand!$K7888:$P7888,,$AM$13)","v":0},7.2407045009784738,53.745897936365118,46.505193435386644,38.90245370935925,7.602739726027397,7876,7838,4724,14.843444227005872,14.843444227005872,0,0,0,0,0,0,0,0,0,7.6027397260273979,0]
[null,null,null,null,null,null,null,null,null,null,null,null,null,null,null,null,null,null,null,null,null,null,null,0,0,{"$f":"MAX(MIN(Z$40*IF($Z$37=\"Solar\",$AM7947,1),$AO7947-SUM($Y7947:Y7947)),0)","v":54.338142240460002},{"$f":"MAX(MIN(AA$40,$AO7947-SUM($Y7947:Z7947)),0)","v":0},{"$f":"MAX(MIN(AB$40,$AO7947-SUM($Y7947:AA7947)),0)","v":0},{"$f":"MAX(MIN(AC$40,$AO7947-SUM($Y7947:AB7947)),0)","v":0},{"$f":"MAX(MIN(AD$40,$AO7947-SUM($Y7947:AC7947)),0)","v":0},{"$f":"MAX(MIN(AE$40,$AO7947-SUM($Y7947:AD7947)),0)","v":0},{"$f":"MAX(MIN(AF$40,$AO7947-SUM($Y7947:AE7947)),0)","v":0},{"$f":"MAX(MIN(AG$40,$AO7947-SUM($Y7947:AF7947)),0)","v":0},{"$f":"MAX(MIN(AH$40,$AO7947-SUM($Y7947:AG7947)),0)","v":0},{"$f":"MAX(MIN(AI$40,$AO7947-SUM($Y7947:AH7947)),0)","v":0},54.338142240460002,0,{"$f":"INDEX(Demand!$C7913:$H7913,,$AM$13)","v":1.4825337092137434E-4},{"$f":"INDEX(Demand!$K7913:$P7913,,$AM$13)","v":0},7.2407045009784738,54.338142240460002,47.097437739481528,39.494698013454133,7.602739726027397,7901,7838,4749,14.843444227005872,14.843444227005872,0,0,0,0,0,0,0,0,0,7.6027397260273979,0]
[null,null,null,null,null,null,null,null,null,null,null,null,null,null,null,null,null,null,null,null,null,null,null,0,0,{"$f":"MAX(MIN(Z$40*IF($Z$37=\"Solar\",$AM7948,1),$AO7948-SUM($Y7948:Y7948)),0)","v":54.387803969396792},{"$f":"MAX(MIN(AA$40,$AO7948-SUM($Y7948:Z7948)),0)","v":0},{"$f":"MAX(MIN(AB$40,$AO7948-SUM($Y7948:AA7948)),0)","v":0},{"$f":"MAX(MIN(AC$40,$AO7948-SUM($Y7948:AB7948)),0)","v":0},{"$f":"MAX(MIN(AD$40,$AO7948-SUM($Y7948:AC7948)),0)","v":0},{"$f":"MAX(MIN(AE$40,$AO7948-SUM($Y7948:AD7948)),0)","v":0},{"$f":"MAX(MIN(AF$40,$AO7948-SUM($Y7948:AE7948)),0)","v":0},{"$f":"MAX(MIN(AG$40,$AO7948-SUM($Y7948:AF7948)),0)","v":0},{"$f":"MAX(MIN(AH$40,$AO7948-SUM($Y7948:AG7948)),0)","v":0},{"$f":"MAX(MIN(AI$40,$AO7948-SUM($Y7948:AH7948)),0)","v":0},54.387803969396792,0,{"$f":"INDEX(Demand!$C7914:$H7914,,$AM$13)","v":1.4843978882278874E-4},{"$f":"INDEX(Demand!$K7914:$P7914,,$AM$13)","v":0},7.2407045009784738,54.387803969396792,47.147099468418318,39.544359742390924,7.602739726027397,7902,7838,4750,14.843444227005872,14.843444227005872,0,0,0,0,0,0,0,0,0,7.6027397260273979,0]
[null,null,null,null,null,null,null,null,null,null,null,null,null,null,null,null,null,null,null,null,null,null,null,0,0,{"$f":"MAX(MIN(Z$40*IF($Z$37=\"Solar\",$AM7972,1),$AO7972-SUM($Y7972:Y7972)),0)","v":54.976181029812366},{"$f":"MAX(MIN(AA$40,$AO7972-SUM($Y7972:Z7972)),0)","v":0},{"$f":"MAX(MIN(AB$40,$AO7972-SUM($Y7972:AA7972)),0)","v":0},{"$f":"MAX(MIN(AC$40,$AO7972-SUM($Y7972:AB7972)),0)","v":0},{"$f":"MAX(MIN(AD$40,$AO7972-SUM($Y7972:AC7972)),0)","v":0},{"$f":"MAX(MIN(AE$40,$AO7972-SUM($Y7972:AD7972)),0)","v":0},{"$f":"MAX(MIN(AF$40,$AO7972-SUM($Y7972:AE7972)),0)","v":0},{"$f":"MAX(MIN(AG$40,$AO7972-SUM($Y7972:AF7972)),0)","v":0},{"$f":"MAX(MIN(AH$40,$AO7972-SUM($Y7972:AG7972)),0)","v":0},{"$f":"MAX(MIN(AI$40,$AO7972-SUM($Y7972:AH7972)),0)","v":0},54.976181029812366,0,{"$f":"INDEX(Demand!$C7938:$H7938,,$AM$13)","v":1.5064841142194629E-4},{"$f":"INDEX(Demand!$K7938:$P7938,,$AM$13)","v":0},7.2407045009784738,54.976181029812366,47.735476528833892,40.132736802806498,7.602739726027397,7926,7838,4774,14.843444227005872,14.843444227005872,0,0,0,0,0,0,0,0,0,7.6027397260273979,0]
[null,null,null,null,null,null,null,null,null,null,null,null,null,null,null,null,null,null,null,null,null,null,null,{"$f":"IF(MOD(ROW(),1000)=ROW($Y$46),(ROW()-ROW($Y$46)),0)","v":0},0,{"$f":"MAX(MIN(Z$40*IF($Z$37=\"Solar\",$AM7983,1),$AO7983-SUM($Y7983:Y7983)),0)","v":55.204200267722406},{"$f":"MAX(MIN(AA$40,$AO7983-SUM($Y7983:Z7983)),0)","v":0},{"$f":"MAX(MIN(AB$40,$AO7983-SUM($Y7983:AA7983)),0)","v":0},{"$f":"MAX(MIN(AC$40,$AO7983-SUM($Y7983:AB7983)),0)","v":0},{"$f":"MAX(MIN(AD$40,$AO7983-SUM($Y7983:AC7983)),0)","v":0},{"$f":"MAX(MIN(AE$40,$AO7983-SUM($Y7983:AD7983)),0)","v":0},{"$f":"MAX(MIN(AF$40,$AO7983-SUM($Y7983:AE7983)),0)","v":0},{"$f":"MAX(MIN(AG$40,$AO7983-SUM($Y7983:AF7983)),0)","v":0},{"$f":"MAX(MIN(AH$40,$AO7983-SUM($Y7983:AG7983)),0)","v":0},{"$f":"MAX(MIN(AI$40,$AO7983-SUM($Y7983:AH7983)),0)","v":0},55.204200267722406,0,{"$f":"INDEX(Demand!$C7949:$H7949,,$AM$13)","v":1.5150433949217917E-4},{"$f":"INDEX(Demand!$K7949:$P7949,,$AM$13)","v":0},{"$f":"IF(AP7983>0,Centralised_GWh*Support_thousand/(1-Centralised_HeatLoss)*Centralised_HeatLoss/BaseLoadHours,0)","v":7.2407045009784738},55.204200267722406,{"$f":"Centralised_GWh*Support_thousand*((1-Centralised_WWDemand)*AL7983+Centralised_WWDemand/8760)","v":47.963495766743932},40.360756040716538,{"$f":"Centralised_GWh*Support_thousand*Centralised_WWDemand/8760","v":7.602739726027397},7937,{"$f":"_xlfn.RANK.EQ(AV7983,$AV$47:$AV$8806)","v":7838},4785,14.843444227005872,14.843444227005872,0,0,0,0,0,0,0,0,0,{"$f":"Centralised_GWh*Support_thousand*(Centralised_WWDemand/8760)","v":7.6027397260273979},0]
[null,null,null,null,null,null,null,null,null,null,null,null,null,null,null,null,null,null,null,null,null,null,null,0,0,{"$f":"MAX(MIN(Z$40*IF($Z$37=\"Solar\",$AM8000,1),$AO8000-SUM($Y8000:Y8000)),0)","v":55.484148774342508},{"$f":"MAX(MIN(AA$40,$AO8000-SUM($Y8000:Z8000)),0)","v":0},{"$f":"MAX(MIN(AB$40,$AO8000-SUM($Y8000:AA8000)),0)","v":0},{"$f":"MAX(MIN(AC$40,$AO8000-SUM($Y8000:AB8000)),0)","v":0},{"$f":"MAX(MIN(AD$40,$AO8000-SUM($Y8000:AC8000)),0)","v":0},{"$f":"MAX(MIN(AE$40,$AO8000-SUM($Y8000:AD8000)),0)","v":0},{"$f":"MAX(MIN(AF$40,$AO8000-SUM($Y8000:AE8000)),0)","v":0},{"$f":"MAX(MIN(AG$40,$AO8000-SUM($Y8000:AF8000)),0)","v":0},{"$f":"MAX(MIN(AH$40,$AO8000-SUM($Y8000:AG8000)),0)","v":0},{"$f":"MAX(MIN(AI$40,$AO8000-SUM($Y8000:AH8000)),0)","v":0},55.484148774342508,0,{"$f":"INDEX(Demand!$C7966:$H7966,,$AM$13)","v":1.5255519724976214E-4},{"$f":"INDEX(Demand!$K7966:$P7966,,$AM$13)","v":0.59661070458107357},7.2407045009784738,55.484148774342508,48.243444273364034,40.64070454733664,7.602739726027397,7954,7838,4802,14.843444227005872,14.843444227005872,0,0,0,0,0,0,0,0,0,7.6027397260273979,0]
[null,null,null,null,null,null,null,null,null,null,null,null,null,null,null,null,null,null,null,null,null,null,null,0,0,{"$f":"MAX(MIN(Z$40*IF($Z$37=\"Solar\",$AM8022,1),$AO8022-SUM($Y8022:Y8022)),0)","v":56.005932626142076},{"$f":"MAX(MIN(AA$40,$AO8022-SUM($Y8022:Z8022)),0)","v":0},{"$f":"MAX(MIN(AB$40,$AO8022-SUM($Y8022:AA8022)),0)","v":0},{"$f":"MAX(MIN(AC$40,$AO8022-SUM($Y8022:AB8022)),0)","v":0},{"$f":"MAX(MIN(AD$40,$AO8022-SUM($Y8022:AC8022)),0)","v":0},{"$f":"MAX(MIN(AE$40,$AO8022-SUM($Y8022:AD8022)),0)","v":0},{"$f":"MAX(MIN(AF$40,$AO8022-SUM($Y8022:AE8022)),0)","v":0},{"$f":"MAX(MIN(AG$40,$AO8022-SUM($Y8022:AF8022)),0)","v":0},{"$f":"MAX(MIN(AH$40,$AO8022-SUM($Y8022:AG8022)),0)","v":0},{"$f":"MAX(MIN(AI$40,$AO8022-SUM($Y8022:AH8022)),0)","v":0},56.005932626142076,0,{"$f":"INDEX(Demand!$C7988:$H7988,,$AM$13)","v":1.5451384534210285E-4},{"$f":"INDEX(Demand!$K7988:$P7988,,$AM$13)","v":0.31604108646875112},7.2407045009784738,56.005932626142076,48.765228125163603,41.162488399136208,7.602739726027397,7976,7838,4824,14.843444227005872,14.843444227005872,0,0,0,0,0,0,0,0,0,7.6027397260273979,0]
[null,null,null,null,null,null,null,null,null,null,null,null,null,null,null,null,null,null,null,null,null,null,null,0,0,{"$f":"MAX(MIN(Z$40*IF($Z$37=\"Solar\",$AM8035,1),$AO8035-SUM($Y8035:Y8035)),0)","v":56.288362614086296},{"$f":"MAX(MIN(AA$40,$AO8035-SUM($Y8035:Z8035)),0)","v":0},{"$f":"MAX(MIN(AB$40,$AO8035-SUM($Y8035:AA8035)),0)","v":0},{"$f":"MAX(MIN(AC$40,$AO8035-SUM($Y8035:AB8035)),0)","v":0},{"$f":"MAX(MIN(AD$40,$AO8035-SUM($Y8035:AC8035)),0)","v":0},{"$f":"MAX(MIN(AE$40,$AO8035-SUM($Y8035:AD8035)),0)","v":0},{"$f":"MAX(MIN(AF$40,$AO8035-SUM($Y8035:AE8035)),0)","v":0},{"$f":"MAX(MIN(AG$40,$AO8035-SUM($Y8035:AF8035)),0)","v":0},{"$f":"MAX(MIN(AH$40,$AO8035-SUM($Y8035:AG8035)),0)","v":0},{"$f":"MAX(MIN(AI$40,$AO8035-SUM($Y8035:AH8035)),0)","v":0},56.288362614086296,0,{"$f":"INDEX(Demand!$C8001:$H8001,,$AM$13)","v":1.5557401796952109E-4},{"$f":"INDEX(Demand!$K8001:$P8001,,$AM$13)","v":0},7.2407045009784738,56.288362614086296,49.047658113107822,41.444918387080428,7.602739726027397,7989,7838,4837,14.843444227005872,14.843444227005872,0,0,0,0,0,0,0,0,0,7.6027397260273979,0]
[null,null,null,null,null,null,null,null,null,null,null,null,null,null,null,null,null,null,null,null,null,null,null,0,0,{"$f":"MAX(MIN(Z$40*IF($Z$37=\"Solar\",$AM8056,1),$AO8056-SUM($Y8056:Y8056)),0)","v":56.677109805982369},{"$f":"MAX(MIN(AA$40,$AO8056-SUM($Y8056:Z8056)),0)","v":0},{"$f":"MAX(MIN(AB$40,$AO8056-SUM($Y8056:AA8056)),0)","v":0},{"$f":"MAX(MIN(AC$40,$AO8056-SUM($Y8056:AB8056)),0)","v":0},{"$f":"MAX(MIN(AD$40,$AO8056-SUM($Y8056:AC8056)),0)","v":0},{"$f":"MAX(MIN(AE$40,$AO8056-SUM($Y8056:AD8056)),0)","v":0},{"$f":"MAX(MIN(AF$40,$AO8056-SUM($Y8056:AE8056)),0)","v":0},{"$f":"MAX(MIN(AG$40,$AO8056-SUM($Y8056:AF8056)),0)","v":0},{"$f":"MAX(MIN(AH$40,$AO8056-SUM($Y8056:AG8056)),0)","v":0},{"$f":"MAX(MIN(AI$40,$AO8056-SUM($Y8056:AH8056)),0)","v":0},56.677109805982369,0,{"$f":"INDEX(Demand!$C8022:$H8022,,$AM$13)","v":1.5703327920036224E-4},{"$f":"INDEX(Demand!$K8022:$P8022,,$AM$13)","v":0},7.2407045009784738,56.677109805982369,49.436405305003895,41.8336655789765,7.602739726027397,8010,7838,4858,14.843444227005872,14.843444227005872,0,0,0,0,0,0,0,0,0,7.6027397260273979,0]
[null,null,null,null,null,null,null,null,null,null,null,null,null,null,null,null,null,null,null,null,null,null,null,0,0,{"$f":"MAX(MIN(Z$40*IF($Z$37=\"Solar\",$AM8070,1),$AO8070-SUM($Y8070:Y8070)),0)","v":56.936930586759168},{"$f":"MAX(MIN(AA$40,$AO8070-SUM($Y8070:Z8070)),0)","v":0},{"$f":"MAX(MIN(AB$40,$AO8070-SUM($Y8070:AA8070)),0)","v":0},{"$f":"MAX(MIN(AC$40,$AO8070-SUM($Y8070:AB8070)),0)","v":0},{"$f":"MAX(MIN(AD$40,$AO8070-SUM($Y8070:AC8070)),0)","v":0},{"$f":"MAX(MIN(AE$40,$AO8070-SUM($Y8070:AD8070)),0)","v":0},{"$f":"MAX(MIN(AF$40,$AO8070-SUM($Y8070:AE8070)),0)","v":0},{"$f":"MAX(MIN(AG$40,$AO8070-SUM($Y8070:AF8070)),0)","v":0},{"$f":"MAX(MIN(AH$40,$AO8070-SUM($Y8070:AG8070)),0)","v":0},{"$f":"MAX(MIN(AI$40,$AO8070-SUM($Y8070:AH8070)),0)","v":0},56.936930586759168,0,{"$f":"INDEX(Demand!$C8036:$H8036,,$AM$13)","v":1.5800858243150635E-4},{"$f":"INDEX(Demand!$K8036:$P8036,,$AM$13)","v":0.45253746152371721},7.2407045009784738,56.936930586759168,49.696226085780694,42.0934863597533,7.602739726027397,8024,7838,4872,14.843444227005872,14.843444227005872,0,0,0,0,0,0,0,0,0,7.6027397260273979,0]
[null,null,null,null,null,null,null,null,null,null,null,null,null,null,null,null,null,null,null,null,null,null,null,0,0,{"$f":"MAX(MIN(Z$40*IF($Z$37=\"Solar\",$AM8087,1),$AO8087-SUM($Y8087:Y8087)),0)","v":57.270275049012319},{"$f":"MAX(MIN(AA$40,$AO8087-SUM($Y8087:Z8087)),0)","v":0},{"$f":"MAX(MIN(AB$40,$AO8087-SUM($Y8087:AA8087)),0)","v":0},{"$f":"MAX(MIN(AC$40,$AO8087-SUM($Y8087:AB8087)),0)","v":0},{"$f":"MAX(MIN(AD$40,$AO8087-SUM($Y8087:AC8087)),0)","v":0},{"$f":"MAX(MIN(AE$40,$AO8087-SUM($Y8087:AD8087)),0)","v":0},{"$f":"MAX(MIN(AF$40,$AO8087-SUM($Y8087:AE8087)),0)","v":0},{"$f":"MAX(MIN(AG$40,$AO8087-SUM($Y8087:AF8087)),0)","v":0},{"$f":"MAX(MIN(AH$40,$AO8087-SUM($Y8087:AG8087)),0)","v":0},{"$f":"MAX(MIN(AI$40,$AO8087-SUM($Y8087:AH8087)),0)","v":0},57.270275049012319,0,{"$f":"INDEX(Demand!$C8053:$H8053,,$AM$13)","v":1.5925987545798215E-4},{"$f":"INDEX(Demand!$K8053:$P8053,,$AM$13)","v":0},7.2407045009784738,57.270275049012319,50.029570548033846,42.426830822006451,7.602739726027397,8041,7838,4889,14.843444227005872,14.843444227005872,0,0,0,0,0,0,0,0,0,7.6027397260273979,0]
[null,null,null,null,null,null,null,null,null,null,null,null,null,null,null,null,null,null,null,null,null,null,null,0,0,{"$f":"MAX(MIN(Z$40*IF($Z$37=\"Solar\",$AM8106,1),$AO8106-SUM($Y8106:Y8106)),0)","v":57.685864902094877},{"$f":"MAX(MIN(AA$40,$AO8106-SUM($Y8106:Z8106)),0)","v":0},{"$f":"MAX(MIN(AB$40,$AO8106-SUM($Y8106:AA8106)),0)","v":0},{"$f":"MAX(MIN(AC$40,$AO8106-SUM($Y8106:AB8106)),0)","v":0},{"$f":"MAX(MIN(AD$40,$AO8106-SUM($Y8106:AC8106)),0)","v":0},{"$f":"MAX(MIN(AE$40,$AO8106-SUM($Y8106:AD8106)),0)","v":0},{"$f":"MAX(MIN(AF$40,$AO8106-SUM($Y8106:AE8106)),0)","v":0},{"$f":"MAX(MIN(AG$40,$AO8106-SUM($Y8106:AF8106)),0)","v":0},{"$f":"MAX(MIN(AH$40,$AO8106-SUM($Y8106:AG8106)),0)","v":0},{"$f":"MAX(MIN(AI$40,$AO8106-SUM($Y8106:AH8106)),0)","v":0},57.685864902094877,0,{"$f":"INDEX(Demand!$C8072:$H8072,,$AM$13)","v":1.6081989742901276E-4},{"$f":"INDEX(Demand!$K8072:$P8072,,$AM$13)","v":0},7.2407045009784738,57.685864902094877,50.445160401116404,42.842420675089009,7.602739726027397,8060,7838,4908,14.843444227005872,14.843444227005872,0,0,0,0,0,0,0,0,0,7.6027397260273979,0]
[null,null,null,null,null,null,null,null,null,null,null,null,null,null,null,null,null,null,null,null,null,null,null,0,0,{"$f":"MAX(MIN(Z$40*IF($Z$37=\"Solar\",$AM8122,1),$AO8122-SUM($Y8122:Y8122)),0)","v":57.978987955531693},{"$f":"MAX(MIN(AA$40,$AO8122-SUM($Y8122:Z8122)),0)","v":0},{"$f":"MAX(MIN(AB$40,$AO8122-SUM($Y8122:AA8122)),0)","v":0},{"$f":"MAX(MIN(AC$40,$AO8122-SUM($Y8122:AB8122)),0)","v":0},{"$f":"MAX(MIN(AD$40,$AO8122-SUM($Y8122:AC8122)),0)","v":0},{"$f":"MAX(MIN(AE$40,$AO8122-SUM($Y8122:AD8122)),0)","v":0},{"$f":"MAX(MIN(AF$40,$AO8122-SUM($Y8122:AE8122)),0)","v":0},{"$f":"MAX(MIN(AG$40,$AO8122-SUM($Y8122:AF8122)),0)","v":0},{"$f":"MAX(MIN(AH$40,$AO8122-SUM($Y8122:AG8122)),0)","v":0},{"$f":"MAX(MIN(AI$40,$AO8122-SUM($Y8122:AH8122)),0)","v":0},57.978987955531693,0,{"$f":"INDEX(Demand!$C8088:$H8088,,$AM$13)","v":1.61920209191163E-4},{"$f":"INDEX(Demand!$K8088:$P8088,,$AM$13)","v":0.10607615203346454},7.2407045009784738,57.978987955531693,50.738283454553219,43.135543728525825,7.602739726027397,8076,7838,4924,14.843444227005872,14.843444227005872,0,0,0,0,0,0,0,0,0,7.6027397260273979,0]
[null,null,null,null,null,null,null,null,null,null,null,null,null,null,null,null,null,null,null,null,null,null,null,0,0,{"$f":"MAX(MIN(Z$40*IF($Z$37=\"Solar\",$AM8139,1),$AO8139-SUM($Y8139:Y8139)),0)","v":58.318640239235741},{"$f":"MAX(MIN(AA$40,$AO8139-SUM($Y8139:Z8139)),0)","v":0},{"$f":"MAX(MIN(AB$40,$AO8139-SUM($Y8139:AA8139)),0)","v":0},{"$f":"MAX(MIN(AC$40,$AO8139-SUM($Y8139:AB8139)),0)","v":0},{"$f":"MAX(MIN(AD$40,$AO8139-SUM($Y8139:AC8139)),0)","v":0},{"$f":"MAX(MIN(AE$40,$AO8139-SUM($Y8139:AD8139)),0)","v":0},{"$f":"MAX(MIN(AF$40,$AO8139-SUM($Y8139:AE8139)),0)","v":0},{"$f":"MAX(MIN(AG$40,$AO8139-SUM($Y8139:AF8139)),0)","v":0},{"$f":"MAX(MIN(AH$40,$AO8139-SUM($Y8139:AG8139)),0)","v":0},{"$f":"MAX(MIN(AI$40,$AO8139-SUM($Y8139:AH8139)),0)","v":0},58.318640239235741,0,{"$f":"INDEX(Demand!$C8105:$H8105,,$AM$13)","v":1.6319518022608808E-4},{"$f":"INDEX(Demand!$K8105:$P8105,,$AM$13)","v":0},7.2407045009784738,58.318640239235741,51.077935738257267,43.475196012229873,7.602739726027397,8093,7838,4941,14.843444227005872,14.843444227005872,0,0,0,0,0,0,0,0,0,7.6027397260273979,0]
[null,null,null,null,null,null,null,null,null,null,null,null,null,null,null,null,null,null,null,null,null,null,null,0,0,{"$f":"MAX(MIN(Z$40*IF($Z$37=\"Solar\",$AM8156,1),$AO8156-SUM($Y8156:Y8156)),0)","v":58.710539486106825},{"$f":"MAX(MIN(AA$40,$AO8156-SUM($Y8156:Z8156)),0)","v":0},{"$f":"MAX(MIN(AB$40,$AO8156-SUM($Y8156:AA8156)),0)","v":0},{"$f":"MAX(MIN(AC$40,$AO8156-SUM($Y8156:AB8156)),0)","v":0},{"$f":"MAX(MIN(AD$40,$AO8156-SUM($Y8156:AC8156)),0)","v":0},{"$f":"MAX(MIN(AE$40,$AO8156-SUM($Y8156:AD8156)),0)","v":0},{"$f":"MAX(MIN(AF$40,$AO8156-SUM($Y8156:AE8156)),0)","v":0},{"$f":"MAX(MIN(AG$40,$AO8156-SUM($Y8156:AF8156)),0)","v":0},{"$f":"MAX(MIN(AH$40,$AO8156-SUM($Y8156:AG8156)),0)","v":0},{"$f":"MAX(MIN(AI$40,$AO8156-SUM($Y8156:AH8156)),0)","v":0},58.710539486106825,0,{"$f":"INDEX(Demand!$C8122:$H8122,,$AM$13)","v":1.6466627349512368E-4},{"$f":"INDEX(Demand!$K8122:$P8122,,$AM$13)","v":0},7.2407045009784738,58.710539486106825,51.469834985128351,43.867095259100957,7.602739726027397,8110,7838,4958,14.843444227005872,14.843444227005872,0,0,0,0,0,0,0,0,0,7.6027397260273979,0]
[null,null,null,null,null,null,null,null,null,null,null,null,null,null,null,null,null,null,null,null,null,null,null,0,0,{"$f":"MAX(MIN(Z$40*IF($Z$37=\"Solar\",$AM8174,1),$AO8174-SUM($Y8174:Y8174)),0)","v":59.205728254836835},{"$f":"MAX(MIN(AA$40,$AO8174-SUM($Y8174:Z8174)),0)","v":0},{"$f":"MAX(MIN(AB$40,$AO8174-SUM($Y8174:AA8174)),0)","v":0},{"$f":"MAX(MIN(AC$40,$AO8174-SUM($Y8174:AB8174)),0)","v":0},{"$f":"MAX(MIN(AD$40,$AO8174-SUM($Y8174:AC8174)),0)","v":0},{"$f":"MAX(MIN(AE$40,$AO8174-SUM($Y8174:AD8174)),0)","v":0},{"$f":"MAX(MIN(AF$40,$AO8174-SUM($Y8174:AE8174)),0)","v":0},{"$f":"MAX(MIN(AG$40,$AO8174-SUM($Y8174:AF8174)),0)","v":0},{"$f":"MAX(MIN(AH$40,$AO8174-SUM($Y8174:AG8174)),0)","v":0},{"$f":"MAX(MIN(AI$40,$AO8174-SUM($Y8174:AH8174)),0)","v":0},59.205728254836835,0,{"$f":"INDEX(Demand!$C8140:$H8140,,$AM$13)","v":1.6652509019456066E-4},{"$f":"INDEX(Demand!$K8140:$P8140,,$AM$13)","v":0},7.2407045009784738,59.205728254836835,51.965023753858361,44.362284027830967,7.602739726027397,8128,7838,4976,14.843444227005872,14.843444227005872,0,0,0,0,0,0,0,0,0,7.6027397260273979,0]
[null,null,null,null,null,null,null,null,null,null,null,null,null,null,null,null,null,null,null,null,null,null,null,0,0,{"$f":"MAX(MIN(Z$40*IF($Z$37=\"Solar\",$AM8191,1),$AO8191-SUM($Y8191:Y8191)),0)","v":59.624225436834635},{"$f":"MAX(MIN(AA$40,$AO8191-SUM($Y8191:Z8191)),0)","v":0},{"$f":"MAX(MIN(AB$40,$AO8191-SUM($Y8191:AA8191)),0)","v":0},{"$f":"MAX(MIN(AC$40,$AO8191-SUM($Y8191:AB8191)),0)","v":0},{"$f":"MAX(MIN(AD$40,$AO8191-SUM($Y8191:AC8191)),0)","v":0},{"$f":"MAX(MIN(AE$40,$AO8191-SUM($Y8191:AD8191)),0)","v":0},{"$f":"MAX(MIN(AF$40,$AO8191-SUM($Y8191:AE8191)),0)","v":0},{"$f":"MAX(MIN(AG$40,$AO8191-SUM($Y8191:AF8191)),0)","v":0},{"$f":"MAX(MIN(AH$40,$AO8191-SUM($Y8191:AG8191)),0)","v":0},{"$f":"MAX(MIN(AI$40,$AO8191-SUM($Y8191:AH8191)),0)","v":0},59.624225436834635,0,{"$f":"INDEX(Demand!$C8157:$H8157,,$AM$13)","v":1.6809602556242027E-4},{"$f":"INDEX(Demand!$K8157:$P8157,,$AM$13)","v":0.54370792977867},7.2407045009784738,59.624225436834635,52.383520935856161,44.780781209828767,7.602739726027397,8145,7838,4993,14.843444227005872,14.843444227005872,0,0,0,0,0,0,0,0,0,7.6027397260273979,0]
[null,null,null,null,null,null,null,null,null,null,null,null,null,null,null,null,null,null,null,null,null,null,null,0,0,{"$f":"MAX(MIN(Z$40*IF($Z$37=\"Solar\",$AM8206,1),$AO8206-SUM($Y8206:Y8206)),0)","v":60},{"$f":"MAX(MIN(AA$40,$AO8206-SUM($Y8206:Z8206)),0)","v":0},{"$f":"MAX(MIN(AB$40,$AO8206-SUM($Y8206:AA8206)),0)","v":1.322769052212891E-2},{"$f":"MAX(MIN(AC$40,$AO8206-SUM($Y8206:AB8206)),0)","v":0},{"$f":"MAX(MIN(AD$40,$AO8206-SUM($Y8206:AC8206)),0)","v":0},{"$f":"MAX(MIN(AE$40,$AO8206-SUM($Y8206:AD8206)),0)","v":0},{"$f":"MAX(MIN(AF$40,$AO8206-SUM($Y8206:AE8206)),0)","v":0},{"$f":"MAX(MIN(AG$40,$AO8206-SUM($Y8206:AF8206)),0)","v":0},{"$f":"MAX(MIN(AH$40,$AO8206-SUM($Y8206:AG8206)),0)","v":0},{"$f":"MAX(MIN(AI$40,$AO8206-SUM($Y8206:AH8206)),0)","v":0},60.013227690522129,0,{"$f":"INDEX(Demand!$C8172:$H8172,,$AM$13)","v":1.6955624423241837E-4},{"$f":"INDEX(Demand!$K8172:$P8172,,$AM$13)","v":0},7.2407045009784738,60.013227690522129,52.772523189543655,45.169783463516261,7.602739726027397,8160,7838,5008,14.843444227005872,14.843444227005872,0,0,0,0,0,0,0,0,0,7.6027397260273979,0]
[null,null,null,null,null,null,null,null,null,null,null,null,null,null,null,null,null,null,null,null,null,null,null,0,0,{"$f":"MAX(MIN(Z$40*IF($Z$37=\"Solar\",$AM8210,1),$AO8210-SUM($Y8210:Y8210)),0)","v":60},{"$f":"MAX(MIN(AA$40,$AO8210-SUM($Y8210:Z8210)),0)","v":0},{"$f":"MAX(MIN(AB$40,$AO8210-SUM($Y8210:AA8210)),0)","v":0.14687519089472545},{"$f":"MAX(MIN(AC$40,$AO8210-SUM($Y8210:AB8210)),0)","v":0},{"$f":"MAX(MIN(AD$40,$AO8210-SUM($Y8210:AC8210)),0)","v":0},{"$f":"MAX(MIN(AE$40,$AO8210-SUM($Y8210:AD8210)),0)","v":0},{"$f":"MAX(MIN(AF$40,$AO8210-SUM($Y8210:AE8210)),0)","v":0},{"$f":"MAX(MIN(AG$40,$AO8210-SUM($Y8210:AF8210)),0)","v":0},{"$f":"MAX(MIN(AH$40,$AO8210-SUM($Y8210:AG8210)),0)","v":0},{"$f":"MAX(MIN(AI$40,$AO8210-SUM($Y8210:AH8210)),0)","v":0},60.146875190894725,0,{"$f":"INDEX(Demand!$C8176:$H8176,,$AM$13)","v":1.7005792403862181E-4},{"$f":"INDEX(Demand!$K8176:$P8176,,$AM$13)","v":0},7.2407045009784738,60.146875190894725,52.906170689916252,45.303430963888857,7.602739726027397,8164,7838,5012,14.843444227005872,14.843444227005872,0,0,0,0,0,0,0,0,0,7.6027397260273979,0]
[null,null,null,null,null,null,null,null,null,null,null,null,null,null,null,null,null,null,null,null,null,null,null,0,0,{"$f":"MAX(MIN(Z$40*IF($Z$37=\"Solar\",$AM8240,1),$AO8240-SUM($Y8240:Y8240)),0)","v":60},{"$f":"MAX(MIN(AA$40,$AO8240-SUM($Y8240:Z8240)),0)","v":0},{"$f":"MAX(MIN(AB$40,$AO8240-SUM($Y8240:AA8240)),0)","v":0.72392049008883674},{"$f":"MAX(MIN(AC$40,$AO8240-SUM($Y8240:AB8240)),0)","v":0},{"$f":"MAX(MIN(AD$40,$AO8240-SUM($Y8240:AC8240)),0)","v":0},{"$f":"MAX(MIN(AE$40,$AO8240-SUM($Y8240:AD8240)),0)","v":0},{"$f":"MAX(MIN(AF$40,$AO8240-SUM($Y8240:AE8240)),0)","v":0},{"$f":"MAX(MIN(AG$40,$AO8240-SUM($Y8240:AF8240)),0)","v":0},{"$f":"MAX(MIN(AH$40,$AO8240-SUM($Y8240:AG8240)),0)","v":0},{"$f":"MAX(MIN(AI$40,$AO8240-SUM($Y8240:AH8240)),0)","v":0},{"$f":"SUM(Z8240:AI8240)","v":60.723920490088837},{"$f":"SUM(Z8240:AI8240)-AJ8240","v":0},{"$f":"INDEX(Demand!$C8206:$H8206,,$AM$13)","v":1.7222400999655768E-4},{"$f":"INDEX(Demand!$K8206:$P8206,,$AM$13)","v":0.29581355492665551},7.2407045009784738,60.723920490088837,53.483215989110363,{"$f":"AP8240-AR8240","v":45.880476263082969},7.602739726027397,8194,7838,5042,14.843444227005872,14.843444227005872,0,0,0,0,0,0,0,0,0,7.6027397260273979,{"$f":"SUM(AW8240:BC8240)-AV8240","v":0}]
[null,null,null,null,null,null,null,null,null,null,null,null,null,null,null,null,null,null,null,null,null,null,null,0,0,{"$f":"MAX(MIN(Z$40*IF($Z$37=\"Solar\",$AM8245,1),$AO8245-SUM($Y8245:Y8245)),0)","v":60},{"$f":"MAX(MIN(AA$40,$AO8245-SUM($Y8245:Z8245)),0)","v":0},{"$f":"MAX(MIN(AB$40,$AO8245-SUM($Y8245:AA8245)),0)","v":0.84932558390715229},{"$f":"MAX(MIN(AC$40,$AO8245-SUM($Y8245:AB8245)),0)","v":0},{"$f":"MAX(MIN(AD$40,$AO8245-SUM($Y8245:AC8245)),0)","v":0},{"$f":"MAX(MIN(AE$40,$AO8245-SUM($Y8245:AD8245)),0)","v":0},{"$f":"MAX(MIN(AF$40,$AO8245-SUM($Y8245:AE8245)),0)","v":0},{"$f":"MAX(MIN(AG$40,$AO8245-SUM($Y8245:AF8245)),0)","v":0},{"$f":"MAX(MIN(AH$40,$AO8245-SUM($Y8245:AG8245)),0)","v":0},{"$f":"MAX(MIN(AI$40,$AO8245-SUM($Y8245:AH8245)),0)","v":0},60.849325583907152,0,{"$f":"INDEX(Demand!$C8211:$H8211,,$AM$13)","v":1.7269474983821803E-4},{"$f":"INDEX(Demand!$K8211:$P8211,,$AM$13)","v":0},7.2407045009784738,60.849325583907152,53.608621082928678,46.005881356901284,7.602739726027397,8199,7838,5047,14.843444227005872,14.843444227005872,0,0,0,0,0,0,0,0,0,7.6027397260273979,0]
[null,null,null,null,null,null,null,null,null,null,null,null,null,null,null,null,null,null,null,null,null,null,null,0,0,{"$f":"MAX(MIN(Z$40*IF($Z$37=\"Solar\",$AM8262,1),$AO8262-SUM($Y8262:Y8262)),0)","v":60},{"$f":"MAX(MIN(AA$40,$AO8262-SUM($Y8262:Z8262)),0)","v":0},{"$f":"MAX(MIN(AB$40,$AO8262-SUM($Y8262:AA8262)),0)","v":1.219742581870733},{"$f":"MAX(MIN(AC$40,$AO8262-SUM($Y8262:AB8262)),0)","v":0},{"$f":"MAX(MIN(AD$40,$AO8262-SUM($Y8262:AC8262)),0)","v":0},{"$f":"MAX(MIN(AE$40,$AO8262-SUM($Y8262:AD8262)),0)","v":0},{"$f":"MAX(MIN(AF$40,$AO8262-SUM($Y8262:AE8262)),0)","v":0},{"$f":"MAX(MIN(AG$40,$AO8262-SUM($Y8262:AF8262)),0)","v":0},{"$f":"MAX(MIN(AH$40,$AO8262-SUM($Y8262:AG8262)),0)","v":0},{"$f":"MAX(MIN(AI$40,$AO8262-SUM($Y8262:AH8262)),0)","v":0},61.219742581870733,0,{"$f":"INDEX(Demand!$C8228:$H8228,,$AM$13)","v":1.7408520403477799E-4},{"$f":"INDEX(Demand!$K8228:$P8228,,$AM$13)","v":0.31767597614188592},7.2407045009784738,61.219742581870733,53.979038080892259,46.376298354864865,7.602739726027397,8216,7838,5064,14.843444227005872,14.843444227005872,0,0,0,0,0,0,0,0,0,7.6027397260273979,0]
[null,null,null,null,null,null,null,null,null,null,null,null,null,null,null,null,null,null,null,null,null,null,null,0,0,{"$f":"MAX(MIN(Z$40*IF($Z$37=\"Solar\",$AM8290,1),$AO8290-SUM($Y8290:Y8290)),0)","v":60},{"$f":"MAX(MIN(AA$40,$AO8290-SUM($Y8290:Z8290)),0)","v":0},{"$f":"MAX(MIN(AB$40,$AO8290-SUM($Y8290:AA8290)),0)","v":1.9121195725934754},{"$f":"MAX(MIN(AC$40,$AO8290-SUM($Y8290:AB8290)),0)","v":0},{"$f":"MAX(MIN(AD$40,$AO8290-SUM($Y8290:AC8290)),0)","v":0},{"$f":"MAX(MIN(AE$40,$AO8290-SUM($Y8290:AD8290)),0)","v":0},{"$f":"MAX(MIN(AF$40,$AO8290-SUM($Y8290:AE8290)),0)","v":0},{"$f":"MAX(MIN(AG$40,$AO8290-SUM($Y8290:AF8290)),0)","v":0},{"$f":"MAX(MIN(AH$40,$AO8290-SUM($Y8290:AG8290)),0)","v":0},{"$f":"MAX(MIN(AI$40,$AO8290-SUM($Y8290:AH8290)),0)","v":0},61.912119572593475,0,{"$f":"INDEX(Demand!$C8256:$H8256,,$AM$13)","v":1.7668421676271621E-4},{"$f":"INDEX(Demand!$K8256:$P8256,,$AM$13)","v":0.27233879424067836},7.2407045009784738,61.912119572593475,54.671415071615002,47.068675345587607,7.602739726027397,8244,7838,5092,14.843444227005872,14.843444227005872,0,0,0,0,0,0,0,0,0,7.6027397260273979,0]
[null,null,null,null,null,null,null,null,null,null,null,null,null,null,null,null,null,null,null,null,null,null,null,0,0,{"$f":"MAX(MIN(Z$40*IF($Z$37=\"Solar\",$AM8297,1),$AO8297-SUM($Y8297:Y8297)),0)","v":60},{"$f":"MAX(MIN(AA$40,$AO8297-SUM($Y8297:Z8297)),0)","v":0},{"$f":"MAX(MIN(AB$40,$AO8297-SUM($Y8297:AA8297)),0)","v":2.1232569101321772},{"$f":"MAX(MIN(AC$40,$AO8297-SUM($Y8297:AB8297)),0)","v":0},{"$f":"MAX(MIN(AD$40,$AO8297-SUM($Y8297:AC8297)),0)","v":0},{"$f":"MAX(MIN(AE$40,$AO8297-SUM($Y8297:AD8297)),0)","v":0},{"$f":"MAX(MIN(AF$40,$AO8297-SUM($Y8297:AE8297)),0)","v":0},{"$f":"MAX(MIN(AG$40,$AO8297-SUM($Y8297:AF8297)),0)","v":0},{"$f":"MAX(MIN(AH$40,$AO8297-SUM($Y8297:AG8297)),0)","v":0},{"$f":"MAX(MIN(AI$40,$AO8297-SUM($Y8297:AH8297)),0)","v":0},62.123256910132177,0,{"$f":"INDEX(Demand!$C8263:$H8263,,$AM$13)","v":1.7747677433605969E-4},{"$f":"INDEX(Demand!$K8263:$P8263,,$AM$13)","v":0},7.2407045009784738,62.123256910132177,54.882552409153703,47.279812683126309,7.602739726027397,8251,7838,5099,14.843444227005872,14.843444227005872,0,0,0,0,0,0,0,0,0,7.6027397260273979,0]
[null,null,null,null,null,null,null,null,null,null,null,null,null,null,null,null,null,null,null,null,null,null,null,0,0,{"$f":"MAX(MIN(Z$40*IF($Z$37=\"Solar\",$AM8314,1),$AO8314-SUM($Y8314:Y8314)),0)","v":60},{"$f":"MAX(MIN(AA$40,$AO8314-SUM($Y8314:Z8314)),0)","v":0},{"$f":"MAX(MIN(AB$40,$AO8314-SUM($Y8314:AA8314)),0)","v":2.5904064934032078},{"$f":"MAX(MIN(AC$40,$AO8314-SUM($Y8314:AB8314)),0)","v":0},{"$f":"MAX(MIN(AD$40,$AO8314-SUM($Y8314:AC8314)),0)","v":0},{"$f":"MAX(MIN(AE$40,$AO8314-SUM($Y8314:AD8314)),0)","v":0},{"$f":"MAX(MIN(AF$40,$AO8314-SUM($Y8314:AE8314)),0)","v":0},{"$f":"MAX(MIN(AG$40,$AO8314-SUM($Y8314:AF8314)),0)","v":0},{"$f":"MAX(MIN(AH$40,$AO8314-SUM($Y8314:AG8314)),0)","v":0},{"$f":"MAX(MIN(AI$40,$AO8314-SUM($Y8314:AH8314)),0)","v":0},62.590406493403208,0,{"$f":"INDEX(Demand!$C8280:$H8280,,$AM$13)","v":1.7923033883782783E-4},{"$f":"INDEX(Demand!$K8280:$P8280,,$AM$13)","v":0.11841111273973684},7.2407045009784738,62.590406493403208,55.349701992424734,47.74696226639734,7.602739726027397,8268,7838,5116,14.843444227005872,14.843444227005872,0,0,0,0,0,0,0,0,0,7.6027397260273979,0]
[null,null,null,null,null,null,null,null,null,null,null,null,null,null,null,null,null,null,null,null,null,null,null,0,0,{"$f":"MAX(MIN(Z$40*IF($Z$37=\"Solar\",$AM8340,1),$AO8340-SUM($Y8340:Y8340)),0)","v":60},{"$f":"MAX(MIN(AA$40,$AO8340-SUM($Y8340:Z8340)),0)","v":0},{"$f":"MAX(MIN(AB$40,$AO8340-SUM($Y8340:AA8340)),0)","v":3.1165357509050722},{"$f":"MAX(MIN(AC$40,$AO8340-SUM($Y8340:AB8340)),0)","v":0},{"$f":"MAX(MIN(AD$40,$AO8340-SUM($Y8340:AC8340)),0)","v":0},{"$f":"MAX(MIN(AE$40,$AO8340-SUM($Y8340:AD8340)),0)","v":0},{"$f":"MAX(MIN(AF$40,$AO8340-SUM($Y8340:AE8340)),0)","v":0},{"$f":"MAX(MIN(AG$40,$AO8340-SUM($Y8340:AF8340)),0)","v":0},{"$f":"MAX(MIN(AH$40,$AO8340-SUM($Y8340:AG8340)),0)","v":0},{"$f":"MAX(MIN(AI$40,$AO8340-SUM($Y8340:AH8340)),0)","v":0},63.116535750905072,0,{"$f":"INDEX(Demand!$C8306:$H8306,,$AM$13)","v":1.8120529851313512E-4},{"$f":"INDEX(Demand!$K8306:$P8306,,$AM$13)","v":0},7.2407045009784738,63.116535750905072,55.875831249926598,48.273091523899204,7.602739726027397,8294,7838,5142,14.843444227005872,14.843444227005872,0,0,0,0,0,0,0,0,0,7.6027397260273979,0]
[null,null,null,null,null,null,null,null,null,null,null,null,null,null,null,null,null,null,null,null,null,null,null,0,0,{"$f":"MAX(MIN(Z$40*IF($Z$37=\"Solar\",$AM8349,1),$AO8349-SUM($Y8349:Y8349)),0)","v":60},{"$f":"MAX(MIN(AA$40,$AO8349-SUM($Y8349:Z8349)),0)","v":0},{"$f":"MAX(MIN(AB$40,$AO8349-SUM($Y8349:AA8349)),0)","v":3.2963607635202266},{"$f":"MAX(MIN(AC$40,$AO8349-SUM($Y8349:AB8349)),0)","v":0},{"$f":"MAX(MIN(AD$40,$AO8349-SUM($Y8349:AC8349)),0)","v":0},{"$f":"MAX(MIN(AE$40,$AO8349-SUM($Y8349:AD8349)),0)","v":0},{"$f":"MAX(MIN(AF$40,$AO8349-SUM($Y8349:AE8349)),0)","v":0},{"$f":"MAX(MIN(AG$40,$AO8349-SUM($Y8349:AF8349)),0)","v":0},{"$f":"MAX(MIN(AH$40,$AO8349-SUM($Y8349:AG8349)),0)","v":0},{"$f":"MAX(MIN(AI$40,$AO8349-SUM($Y8349:AH8349)),0)","v":0},63.296360763520227,0,{"$f":"INDEX(Demand!$C8315:$H8315,,$AM$13)","v":1.818803173292581E-4},{"$f":"INDEX(Demand!$K8315:$P8315,,$AM$13)","v":0},7.2407045009784738,63.296360763520227,56.055656262541753,48.452916536514358,7.602739726027397,8303,7838,5151,14.843444227005872,14.843444227005872,0,0,0,0,0,0,0,0,0,7.6027397260273979,0]
[null,null,null,null,null,null,null,null,null,null,null,null,null,null,null,null,null,null,null,null,null,null,null,0,0,{"$f":"MAX(MIN(Z$40*IF($Z$37=\"Solar\",$AM8357,1),$AO8357-SUM($Y8357:Y8357)),0)","v":60},{"$f":"MAX(MIN(AA$40,$AO8357-SUM($Y8357:Z8357)),0)","v":0},{"$f":"MAX(MIN(AB$40,$AO8357-SUM($Y8357:AA8357)),0)","v":3.5262895146239899},{"$f":"MAX(MIN(AC$40,$AO8357-SUM($Y8357:AB8357)),0)","v":0},{"$f":"MAX(MIN(AD$40,$AO8357-SUM($Y8357:AC8357)),0)","v":0},{"$f":"MAX(MIN(AE$40,$AO8357-SUM($Y8357:AD8357)),0)","v":0},{"$f":"MAX(MIN(AF$40,$AO8357-SUM($Y8357:AE8357)),0)","v":0},{"$f":"MAX(MIN(AG$40,$AO8357-SUM($Y8357:AF8357)),0)","v":0},{"$f":"MAX(MIN(AH$40,$AO8357-SUM($Y8357:AG8357)),0)","v":0},{"$f":"MAX(MIN(AI$40,$AO8357-SUM($Y8357:AH8357)),0)","v":0},63.52628951462399,0,{"$f":"INDEX(Demand!$C8323:$H8323,,$AM$13)","v":1.8274341324180974E-4},{"$f":"INDEX(Demand!$K8323:$P8323,,$AM$13)","v":0},7.2407045009784738,63.52628951462399,56.285585013645516,48.682845287618122,7.602739726027397,8311,7838,5159,14.843444227005872,14.843444227005872,0,0,0,0,0,0,0,0,0,7.6027397260273979,0]
[null,null,null,null,null,null,null,null,null,null,null,null,null,null,null,null,null,null,null,null,null,null,null,0,0,{"$f":"MAX(MIN(Z$40*IF($Z$37=\"Solar\",$AM8384,1),$AO8384-SUM($Y8384:Y8384)),0)","v":60},{"$f":"MAX(MIN(AA$40,$AO8384-SUM($Y8384:Z8384)),0)","v":0},{"$f":"MAX(MIN(AB$40,$AO8384-SUM($Y8384:AA8384)),0)","v":4.1150557904810796},{"$f":"MAX(MIN(AC$40,$AO8384-SUM($Y8384:AB8384)),0)","v":0},{"$f":"MAX(MIN(AD$40,$AO8384-SUM($Y8384:AC8384)),0)","v":0},{"$f":"MAX(MIN(AE$40,$AO8384-SUM($Y8384:AD8384)),0)","v":0},{"$f":"MAX(MIN(AF$40,$AO8384-SUM($Y8384:AE8384)),0)","v":0},{"$f":"MAX(MIN(AG$40,$AO8384-SUM($Y8384:AF8384)),0)","v":0},{"$f":"MAX(MIN(AH$40,$AO8384-SUM($Y8384:AG8384)),0)","v":0},{"$f":"MAX(MIN(AI$40,$AO8384-SUM($Y8384:AH8384)),0)","v":0},64.11505579048108,0,{"$f":"INDEX(Demand!$C8350:$H8350,,$AM$13)","v":1.8495349685989187E-4},{"$f":"INDEX(Demand!$K8350:$P8350,,$AM$13)","v":0.4788535477105908},7.2407045009784738,64.11505579048108,56.874351289502599,49.271611563475204,7.602739726027397,8338,7838,5186,14.843444227005872,14.843444227005872,0,0,0,0,0,0,0,0,0,7.6027397260273979,0]
[null,null,null,null,null,null,null,null,null,null,null,null,null,null,null,null,null,null,null,null,null,null,null,0,0,{"$f":"MAX(MIN(Z$40*IF($Z$37=\"Solar\",$AM8401,1),$AO8401-SUM($Y8401:Y8401)),0)","v":60},{"$f":"MAX(MIN(AA$40,$AO8401-SUM($Y8401:Z8401)),0)","v":0},{"$f":"MAX(MIN(AB$40,$AO8401-SUM($Y8401:AA8401)),0)","v":4.5765351045156706},{"$f":"MAX(MIN(AC$40,$AO8401-SUM($Y8401:AB8401)),0)","v":0},{"$f":"MAX(MIN(AD$40,$AO8401-SUM($Y8401:AC8401)),0)","v":0},{"$f":"MAX(MIN(AE$40,$AO8401-SUM($Y8401:AD8401)),0)","v":0},{"$f":"MAX(MIN(AF$40,$AO8401-SUM($Y8401:AE8401)),0)","v":0},{"$f":"MAX(MIN(AG$40,$AO8401-SUM($Y8401:AF8401)),0)","v":0},{"$f":"MAX(MIN(AH$40,$AO8401-SUM($Y8401:AG8401)),0)","v":0},{"$f":"MAX(MIN(AI$40,$AO8401-SUM($Y8401:AH8401)),0)","v":0},64.576535104515671,0,{"$f":"INDEX(Demand!$C8367:$H8367,,$AM$13)","v":1.8668577656722894E-4},{"$f":"INDEX(Demand!$K8367:$P8367,,$AM$13)","v":0},7.2407045009784738,64.576535104515671,57.335830603537197,49.733090877509802,7.602739726027397,8355,7838,5203,14.843444227005872,14.843444227005872,0,0,0,0,0,0,0,0,0,7.6027397260273979,0]
[null,null,null,null,null,null,null,null,null,null,null,null,null,null,null,null,null,null,null,null,null,null,null,0,0,{"$f":"MAX(MIN(Z$40*IF($Z$37=\"Solar\",$AM8407,1),$AO8407-SUM($Y8407:Y8407)),0)","v":60},{"$f":"MAX(MIN(AA$40,$AO8407-SUM($Y8407:Z8407)),0)","v":0},{"$f":"MAX(MIN(AB$40,$AO8407-SUM($Y8407:AA8407)),0)","v":4.6846616824893488},{"$f":"MAX(MIN(AC$40,$AO8407-SUM($Y8407:AB8407)),0)","v":0},{"$f":"MAX(MIN(AD$40,$AO8407-SUM($Y8407:AC8407)),0)","v":0},{"$f":"MAX(MIN(AE$40,$AO8407-SUM($Y8407:AD8407)),0)","v":0},{"$f":"MAX(MIN(AF$40,$AO8407-SUM($Y8407:AE8407)),0)","v":0},{"$f":"MAX(MIN(AG$40,$AO8407-SUM($Y8407:AF8407)),0)","v":0},{"$f":"MAX(MIN(AH$40,$AO8407-SUM($Y8407:AG8407)),0)","v":0},{"$f":"MAX(MIN(AI$40,$AO8407-SUM($Y8407:AH8407)),0)","v":0},64.684661682489349,0,{"$f":"INDEX(Demand!$C8373:$H8373,,$AM$13)","v":1.8709165711517818E-4},{"$f":"INDEX(Demand!$K8373:$P8373,,$AM$13)","v":0},7.2407045009784738,64.684661682489349,57.443957181510868,49.841217455483473,7.602739726027397,8361,7838,5209,14.843444227005872,14.843444227005872,0,0,0,0,0,0,0,0,0,7.6027397260273979,0]
[null,null,null,null,null,null,null,null,null,null,null,null,null,null,null,null,null,null,null,null,null,null,null,0,0,{"$f":"MAX(MIN(Z$40*IF($Z$37=\"Solar\",$AM8436,1),$AO8436-SUM($Y8436:Y8436)),0)","v":60},{"$f":"MAX(MIN(AA$40,$AO8436-SUM($Y8436:Z8436)),0)","v":0},{"$f":"MAX(MIN(AB$40,$AO8436-SUM($Y8436:AA8436)),0)","v":5.3123324928939439},{"$f":"MAX(MIN(AC$40,$AO8436-SUM($Y8436:AB8436)),0)","v":0},{"$f":"MAX(MIN(AD$40,$AO8436-SUM($Y8436:AC8436)),0)","v":0},{"$f":"MAX(MIN(AE$40,$AO8436-SUM($Y8436:AD8436)),0)","v":0},{"$f":"MAX(MIN(AF$40,$AO8436-SUM($Y8436:AE8436)),0)","v":0},{"$f":"MAX(MIN(AG$40,$AO8436-SUM($Y8436:AF8436)),0)","v":0},{"$f":"MAX(MIN(AH$40,$AO8436-SUM($Y8436:AG8436)),0)","v":0},{"$f":"MAX(MIN(AI$40,$AO8436-SUM($Y8436:AH8436)),0)","v":0},65.312332492893944,0,{"$f":"INDEX(Demand!$C8402:$H8402,,$AM$13)","v":1.8944777877585612E-4},{"$f":"INDEX(Demand!$K8402:$P8402,,$AM$13)","v":1.6506748148064639E-2},7.2407045009784738,65.312332492893944,58.071627991915477,50.468888265888083,7.602739726027397,8390,7838,5238,14.843444227005872,14.843444227005872,0,0,0,0,0,0,0,0,0,7.6027397260273979,0]
[null,null,null,null,null,null,null,null,null,null,null,null,null,null,null,null,null,null,null,null,null,null,null,0,0,{"$f":"MAX(MIN(Z$40*IF($Z$37=\"Solar\",$AM8453,1),$AO8453-SUM($Y8453:Y8453)),0)","v":60},{"$f":"MAX(MIN(AA$40,$AO8453-SUM($Y8453:Z8453)),0)","v":0},{"$f":"MAX(MIN(AB$40,$AO8453-SUM($Y8453:AA8453)),0)","v":5.7374530651954814},{"$f":"MAX(MIN(AC$40,$AO8453-SUM($Y8453:AB8453)),0)","v":0},{"$f":"MAX(MIN(AD$40,$AO8453-SUM($Y8453:AC8453)),0)","v":0},{"$f":"MAX(MIN(AE$40,$AO8453-SUM($Y8453:AD8453)),0)","v":0},{"$f":"MAX(MIN(AF$40,$AO8453-SUM($Y8453:AE8453)),0)","v":0},{"$f":"MAX(MIN(AG$40,$AO8453-SUM($Y8453:AF8453)),0)","v":0},{"$f":"MAX(MIN(AH$40,$AO8453-SUM($Y8453:AG8453)),0)","v":0},{"$f":"MAX(MIN(AI$40,$AO8453-SUM($Y8453:AH8453)),0)","v":0},65.737453065195481,0,{"$f":"INDEX(Demand!$C8419:$H8419,,$AM$13)","v":1.9104357671993093E-4},{"$f":"INDEX(Demand!$K8419:$P8419,,$AM$13)","v":0},7.2407045009784738,65.737453065195481,58.496748564217008,50.894008838189613,7.602739726027397,8407,7838,5255,14.843444227005872,14.843444227005872,0,0,0,0,0,0,0,0,0,7.6027397260273979,0]
[null,null,null,null,null,null,null,null,null,null,null,null,null,null,null,null,null,null,null,null,null,null,null,0,0,{"$f":"MAX(MIN(Z$40*IF($Z$37=\"Solar\",$AM8457,1),$AO8457-SUM($Y8457:Y8457)),0)","v":60},{"$f":"MAX(MIN(AA$40,$AO8457-SUM($Y8457:Z8457)),0)","v":0},{"$f":"MAX(MIN(AB$40,$AO8457-SUM($Y8457:AA8457)),0)","v":5.7709767329854174},{"$f":"MAX(MIN(AC$40,$AO8457-SUM($Y8457:AB8457)),0)","v":0},{"$f":"MAX(MIN(AD$40,$AO8457-SUM($Y8457:AC8457)),0)","v":0},{"$f":"MAX(MIN(AE$40,$AO8457-SUM($Y8457:AD8457)),0)","v":0},{"$f":"MAX(MIN(AF$40,$AO8457-SUM($Y8457:AE8457)),0)","v":0},{"$f":"MAX(MIN(AG$40,$AO8457-SUM($Y8457:AF8457)),0)","v":0},{"$f":"MAX(MIN(AH$40,$AO8457-SUM($Y8457:AG8457)),0)","v":0},{"$f":"MAX(MIN(AI$40,$AO8457-SUM($Y8457:AH8457)),0)","v":0},65.770976732985417,0,{"$f":"INDEX(Demand!$C8423:$H8423,,$AM$13)","v":1.9116941631373697E-4},{"$f":"INDEX(Demand!$K8423:$P8423,,$AM$13)","v":0.55834301112852491},7.2407045009784738,65.770976732985417,58.530272232006936,50.927532505979542,7.602739726027397,8411,7838,5259,14.843444227005872,14.843444227005872,0,0,0,0,0,0,0,0,0,7.6027397260273979,0]
[null,null,null,null,null,null,null,null,null,null,null,null,null,null,null,null,null,null,null,null,null,null,null,0,0,{"$f":"MAX(MIN(Z$40*IF($Z$37=\"Solar\",$AM8472,1),$AO8472-SUM($Y8472:Y8472)),0)","v":60},{"$f":"MAX(MIN(AA$40,$AO8472-SUM($Y8472:Z8472)),0)","v":0},{"$f":"MAX(MIN(AB$40,$AO8472-SUM($Y8472:AA8472)),0)","v":6.0440776845047992},{"$f":"MAX(MIN(AC$40,$AO8472-SUM($Y8472:AB8472)),0)","v":0},{"$f":"MAX(MIN(AD$40,$AO8472-SUM($Y8472:AC8472)),0)","v":0},{"$f":"MAX(MIN(AE$40,$AO8472-SUM($Y8472:AD8472)),0)","v":0},{"$f":"MAX(MIN(AF$40,$AO8472-SUM($Y8472:AE8472)),0)","v":0},{"$f":"MAX(MIN(AG$40,$AO8472-SUM($Y8472:AF8472)),0)","v":0},{"$f":"MAX(MIN(AH$40,$AO8472-SUM($Y8472:AG8472)),0)","v":0},{"$f":"MAX(MIN(AI$40,$AO8472-SUM($Y8472:AH8472)),0)","v":0},66.044077684504799,0,{"$f":"INDEX(Demand!$C8438:$H8438,,$AM$13)","v":1.9219457003565659E-4},{"$f":"INDEX(Demand!$K8438:$P8438,,$AM$13)","v":0},7.2407045009784738,66.044077684504799,58.803373183526318,51.200633457498924,7.602739726027397,8426,7838,5274,14.843444227005872,14.843444227005872,0,0,0,0,0,0,0,0,0,7.6027397260273979,0]
[null,null,null,null,null,null,null,null,null,null,null,null,null,null,null,null,null,null,null,null,null,null,null,0,0,{"$f":"MAX(MIN(Z$40*IF($Z$37=\"Solar\",$AM8489,1),$AO8489-SUM($Y8489:Y8489)),0)","v":60},{"$f":"MAX(MIN(AA$40,$AO8489-SUM($Y8489:Z8489)),0)","v":0},{"$f":"MAX(MIN(AB$40,$AO8489-SUM($Y8489:AA8489)),0)","v":6.6189544280866244},{"$f":"MAX(MIN(AC$40,$AO8489-SUM($Y8489:AB8489)),0)","v":0},{"$f":"MAX(MIN(AD$40,$AO8489-SUM($Y8489:AC8489)),0)","v":0},{"$f":"MAX(MIN(AE$40,$AO8489-SUM($Y8489:AD8489)),0)","v":0},{"$f":"MAX(MIN(AF$40,$AO8489-SUM($Y8489:AE8489)),0)","v":0},{"$f":"MAX(MIN(AG$40,$AO8489-SUM($Y8489:AF8489)),0)","v":0},{"$f":"MAX(MIN(AH$40,$AO8489-SUM($Y8489:AG8489)),0)","v":0},{"$f":"MAX(MIN(AI$40,$AO8489-SUM($Y8489:AH8489)),0)","v":0},66.618954428086624,0,{"$f":"INDEX(Demand!$C8455:$H8455,,$AM$13)","v":1.9435251576982264E-4},{"$f":"INDEX(Demand!$K8455:$P8455,,$AM$13)","v":0},7.2407045009784738,66.618954428086624,59.378249927108151,51.775510201080756,7.602739726027397,8443,7838,5291,14.843444227005872,14.843444227005872,0,0,0,0,0,0,0,0,0,7.6027397260273979,0]
[null,null,null,null,null,null,null,null,null,null,null,null,null,null,null,null,null,null,null,null,null,null,null,0,0,{"$f":"MAX(MIN(Z$40*IF($Z$37=\"Solar\",$AM8507,1),$AO8507-SUM($Y8507:Y8507)),0)","v":60},{"$f":"MAX(MIN(AA$40,$AO8507-SUM($Y8507:Z8507)),0)","v":0},{"$f":"MAX(MIN(AB$40,$AO8507-SUM($Y8507:AA8507)),0)","v":6.9014172559153906},{"$f":"MAX(MIN(AC$40,$AO8507-SUM($Y8507:AB8507)),0)","v":0},{"$f":"MAX(MIN(AD$40,$AO8507-SUM($Y8507:AC8507)),0)","v":0},{"$f":"MAX(MIN(AE$40,$AO8507-SUM($Y8507:AD8507)),0)","v":0},{"$f":"MAX(MIN(AF$40,$AO8507-SUM($Y8507:AE8507)),0)","v":0},{"$f":"MAX(MIN(AG$40,$AO8507-SUM($Y8507:AF8507)),0)","v":0},{"$f":"MAX(MIN(AH$40,$AO8507-SUM($Y8507:AG8507)),0)","v":0},{"$f":"MAX(MIN(AI$40,$AO8507-SUM($Y8507:AH8507)),0)","v":0},66.901417255915391,0,{"$f":"INDEX(Demand!$C8473:$H8473,,$AM$13)","v":1.9541281167008073E-4},{"$f":"INDEX(Demand!$K8473:$P8473,,$AM$13)","v":0.12771307122481426},7.2407045009784738,66.901417255915391,59.66071275493691,52.057973028909515,7.602739726027397,8461,7838,5309,14.843444227005872,14.843444227005872,0,0,0,0,0,0,0,0,0,7.6027397260273979,0]
[null,null,null,null,null,null,null,null,null,null,null,null,null,null,null,null,null,null,null,null,null,null,null,0,0,{"$f":"MAX(MIN(Z$40*IF($Z$37=\"Solar\",$AM8524,1),$AO8524-SUM($Y8524:Y8524)),0)","v":60},{"$f":"MAX(MIN(AA$40,$AO8524-SUM($Y8524:Z8524)),0)","v":0},{"$f":"MAX(MIN(AB$40,$AO8524-SUM($Y8524:AA8524)),0)","v":7.3179621952282901},{"$f":"MAX(MIN(AC$40,$AO8524-SUM($Y8524:AB8524)),0)","v":0},{"$f":"MAX(MIN(AD$40,$AO8524-SUM($Y8524:AC8524)),0)","v":0},{"$f":"MAX(MIN(AE$40,$AO8524-SUM($Y8524:AD8524)),0)","v":0},{"$f":"MAX(MIN(AF$40,$AO8524-SUM($Y8524:AE8524)),0)","v":0},{"$f":"MAX(MIN(AG$40,$AO8524-SUM($Y8524:AF8524)),0)","v":0},{"$f":"MAX(MIN(AH$40,$AO8524-SUM($Y8524:AG8524)),0)","v":0},{"$f":"MAX(MIN(AI$40,$AO8524-SUM($Y8524:AH8524)),0)","v":0},67.31796219522829,0,{"$f":"INDEX(Demand!$C8490:$H8490,,$AM$13)","v":1.9697641879963369E-4},{"$f":"INDEX(Demand!$K8490:$P8490,,$AM$13)","v":0},7.2407045009784738,67.31796219522829,60.077257694249816,52.474517968222422,7.602739726027397,8478,7838,5326,14.843444227005872,14.843444227005872,0,0,0,0,0,0,0,0,0,7.6027397260273979,0]
[null,null,null,null,null,null,null,null,null,null,null,null,null,null,null,null,null,null,null,null,null,null,null,0,0,{"$f":"MAX(MIN(Z$40*IF($Z$37=\"Solar\",$AM8541,1),$AO8541-SUM($Y8541:Y8541)),0)","v":60},{"$f":"MAX(MIN(AA$40,$AO8541-SUM($Y8541:Z8541)),0)","v":0},{"$f":"MAX(MIN(AB$40,$AO8541-SUM($Y8541:AA8541)),0)","v":7.7290321302806433},{"$f":"MAX(MIN(AC$40,$AO8541-SUM($Y8541:AB8541)),0)","v":0},{"$f":"MAX(MIN(AD$40,$AO8541-SUM($Y8541:AC8541)),0)","v":0},{"$f":"MAX(MIN(AE$40,$AO8541-SUM($Y8541:AD8541)),0)","v":0},{"$f":"MAX(MIN(AF$40,$AO8541-SUM($Y8541:AE8541)),0)","v":0},{"$f":"MAX(MIN(AG$40,$AO8541-SUM($Y8541:AF8541)),0)","v":0},{"$f":"MAX(MIN(AH$40,$AO8541-SUM($Y8541:AG8541)),0)","v":0},{"$f":"MAX(MIN(AI$40,$AO8541-SUM($Y8541:AH8541)),0)","v":0},67.729032130280643,0,{"$f":"INDEX(Demand!$C8507:$H8507,,$AM$13)","v":1.9851947411139175E-4},{"$f":"INDEX(Demand!$K8507:$P8507,,$AM$13)","v":0},7.2407045009784738,67.729032130280643,60.488327629302162,52.885587903274768,7.602739726027397,8495,7838,5343,14.843444227005872,14.843444227005872,0,0,0,0,0,0,0,0,0,7.6027397260273979,0]
[null,null,null,null,null,null,null,null,null,null,null,null,null,null,null,null,null,null,null,null,null,null,null,{"$f":"IF(MOD(ROW(),1000)=ROW($Y$46),(ROW()-ROW($Y$46)),0)","v":0},0,{"$f":"MAX(MIN(Z$40*IF($Z$37=\"Solar\",$AM8559,1),$AO8559-SUM($Y8559:Y8559)),0)","v":60},{"$f":"MAX(MIN(AA$40,$AO8559-SUM($Y8559:Z8559)),0)","v":0},{"$f":"MAX(MIN(AB$40,$AO8559-SUM($Y8559:AA8559)),0)","v":8.0383735242379259},{"$f":"MAX(MIN(AC$40,$AO8559-SUM($Y8559:AB8559)),0)","v":0},{"$f":"MAX(MIN(AD$40,$AO8559-SUM($Y8559:AC8559)),0)","v":0},{"$f":"MAX(MIN(AE$40,$AO8559-SUM($Y8559:AD8559)),0)","v":0},{"$f":"MAX(MIN(AF$40,$AO8559-SUM($Y8559:AE8559)),0)","v":0},{"$f":"MAX(MIN(AG$40,$AO8559-SUM($Y8559:AF8559)),0)","v":0},{"$f":"MAX(MIN(AH$40,$AO8559-SUM($Y8559:AG8559)),0)","v":0},{"$f":"MAX(MIN(AI$40,$AO8559-SUM($Y8559:AH8559)),0)","v":0},68.038373524237926,0,{"$f":"INDEX(Demand!$C8525:$H8525,,$AM$13)","v":1.9968066553015029E-4},{"$f":"INDEX(Demand!$K8525:$P8525,,$AM$13)","v":0},{"$f":"IF(AP8559>0,Centralised_GWh*Support_thousand/(1-Centralised_HeatLoss)*Centralised_HeatLoss/BaseLoadHours,0)","v":7.2407045009784738},68.038373524237926,{"$f":"Centralised_GWh*Support_thousand*((1-Centralised_WWDemand)*AL8559+Centralised_WWDemand/8760)","v":60.797669023259445},53.194929297232051,{"$f":"Centralised_GWh*Support_thousand*Centralised_WWDemand/8760","v":7.602739726027397},8513,{"$f":"_xlfn.RANK.EQ(AV8559,$AV$47:$AV$8806)","v":7838},5361,14.843444227005872,14.843444227005872,0,0,0,0,0,0,0,0,0,{"$f":"Centralised_GWh*Support_thousand*(Centralised_WWDemand/8760)","v":7.6027397260273979},0]
[null,null,null,null,null,null,null,null,null,null,null,null,null,null,null,null,null,null,null,null,null,null,null,0,0,{"$f":"MAX(MIN(Z$40*IF($Z$37=\"Solar\",$AM8576,1),$AO8576-SUM($Y8576:Y8576)),0)","v":60},{"$f":"MAX(MIN(AA$40,$AO8576-SUM($Y8576:Z8576)),0)","v":0},{"$f":"MAX(MIN(AB$40,$AO8576-SUM($Y8576:AA8576)),0)","v":8.4152662541334564},{"$f":"MAX(MIN(AC$40,$AO8576-SUM($Y8576:AB8576)),0)","v":0},{"$f":"MAX(MIN(AD$40,$AO8576-SUM($Y8576:AC8576)),0)","v":0},{"$f":"MAX(MIN(AE$40,$AO8576-SUM($Y8576:AD8576)),0)","v":0},{"$f":"MAX(MIN(AF$40,$AO8576-SUM($Y8576:AE8576)),0)","v":0},{"$f":"MAX(MIN(AG$40,$AO8576-SUM($Y8576:AF8576)),0)","v":0},{"$f":"MAX(MIN(AH$40,$AO8576-SUM($Y8576:AG8576)),0)","v":0},{"$f":"MAX(MIN(AI$40,$AO8576-SUM($Y8576:AH8576)),0)","v":0},68.415266254133456,0,{"$f":"INDEX(Demand!$C8542:$H8542,,$AM$13)","v":2.0109542802975816E-4},{"$f":"INDEX(Demand!$K8542:$P8542,,$AM$13)","v":0.5630334532252429},7.2407045009784738,68.415266254133456,61.174561753154983,53.571822027127588,7.602739726027397,8530,7838,5378,14.843444227005872,14.843444227005872,0,0,0,0,0,0,0,0,0,7.6027397260273979,0]
[null,null,null,null,null,null,null,null,null,null,null,null,null,null,null,null,null,null,null,null,null,null,null,0,0,{"$f":"MAX(MIN(Z$40*IF($Z$37=\"Solar\",$AM8591,1),$AO8591-SUM($Y8591:Y8591)),0)","v":60},{"$f":"MAX(MIN(AA$40,$AO8591-SUM($Y8591:Z8591)),0)","v":0},{"$f":"MAX(MIN(AB$40,$AO8591-SUM($Y8591:AA8591)),0)","v":8.6880244571088099},{"$f":"MAX(MIN(AC$40,$AO8591-SUM($Y8591:AB8591)),0)","v":0},{"$f":"MAX(MIN(AD$40,$AO8591-SUM($Y8591:AC8591)),0)","v":0},{"$f":"MAX(MIN(AE$40,$AO8591-SUM($Y8591:AD8591)),0)","v":0},{"$f":"MAX(MIN(AF$40,$AO8591-SUM($Y8591:AE8591)),0)","v":0},{"$f":"MAX(MIN(AG$40,$AO8591-SUM($Y8591:AF8591)),0)","v":0},{"$f":"MAX(MIN(AH$40,$AO8591-SUM($Y8591:AG8591)),0)","v":0},{"$f":"MAX(MIN(AI$40,$AO8591-SUM($Y8591:AH8591)),0)","v":0},68.68802445710881,0,{"$f":"INDEX(Demand!$C8557:$H8557,,$AM$13)","v":2.0211929515804404E-4},{"$f":"INDEX(Demand!$K8557:$P8557,,$AM$13)","v":0},7.2407045009784738,68.68802445710881,61.447319956130336,53.844580230102942,7.602739726027397,8545,7838,5393,14.843444227005872,14.843444227005872,0,0,0,0,0,0,0,0,0,7.6027397260273979,0]
[null,null,null,null,null,null,null,null,null,null,null,null,null,null,null,null,null,null,null,null,null,null,null,0,0,{"$f":"MAX(MIN(Z$40*IF($Z$37=\"Solar\",$AM8611,1),$AO8611-SUM($Y8611:Y8611)),0)","v":60},{"$f":"MAX(MIN(AA$40,$AO8611-SUM($Y8611:Z8611)),0)","v":0},{"$f":"MAX(MIN(AB$40,$AO8611-SUM($Y8611:AA8611)),0)","v":9.031959716679836},{"$f":"MAX(MIN(AC$40,$AO8611-SUM($Y8611:AB8611)),0)","v":0},{"$f":"MAX(MIN(AD$40,$AO8611-SUM($Y8611:AC8611)),0)","v":0},{"$f":"MAX(MIN(AE$40,$AO8611-SUM($Y8611:AD8611)),0)","v":0},{"$f":"MAX(MIN(AF$40,$AO8611-SUM($Y8611:AE8611)),0)","v":0},{"$f":"MAX(MIN(AG$40,$AO8611-SUM($Y8611:AF8611)),0)","v":0},{"$f":"MAX(MIN(AH$40,$AO8611-SUM($Y8611:AG8611)),0)","v":0},{"$f":"MAX(MIN(AI$40,$AO8611-SUM($Y8611:AH8611)),0)","v":0},69.031959716679836,0,{"$f":"INDEX(Demand!$C8577:$H8577,,$AM$13)","v":2.0341034342970707E-4},{"$f":"INDEX(Demand!$K8577:$P8577,,$AM$13)","v":0},7.2407045009784738,69.031959716679836,61.791255215701369,54.188515489673975,7.602739726027397,8565,7838,5413,14.843444227005872,14.843444227005872,0,0,0,0,0,0,0,0,0,7.6027397260273979,0]
[null,null,null,null,null,null,null,null,null,null,null,null,null,null,null,null,null,null,null,null,null,null,null,0,0,{"$f":"MAX(MIN(Z$40*IF($Z$37=\"Solar\",$AM8628,1),$AO8628-SUM($Y8628:Y8628)),0)","v":60},{"$f":"MAX(MIN(AA$40,$AO8628-SUM($Y8628:Z8628)),0)","v":0},{"$f":"MAX(MIN(AB$40,$AO8628-SUM($Y8628:AA8628)),0)","v":9.3994382992464125},{"$f":"MAX(MIN(AC$40,$AO8628-SUM($Y8628:AB8628)),0)","v":0},{"$f":"MAX(MIN(AD$40,$AO8628-SUM($Y8628:AC8628)),0)","v":0},{"$f":"MAX(MIN(AE$40,$AO8628-SUM($Y8628:AD8628)),0)","v":0},{"$f":"MAX(MIN(AF$40,$AO8628-SUM($Y8628:AE8628)),0)","v":0},{"$f":"MAX(MIN(AG$40,$AO8628-SUM($Y8628:AF8628)),0)","v":0},{"$f":"MAX(MIN(AH$40,$AO8628-SUM($Y8628:AG8628)),0)","v":0},{"$f":"MAX(MIN(AI$40,$AO8628-SUM($Y8628:AH8628)),0)","v":0},69.399438299246412,0,{"$f":"INDEX(Demand!$C8594:$H8594,,$AM$13)","v":2.0478976753844047E-4},{"$f":"INDEX(Demand!$K8594:$P8594,,$AM$13)","v":0.15269869547079185},7.2407045009784738,69.399438299246412,62.158733798267946,54.555994072240551,7.602739726027397,8582,7838,5430,14.843444227005872,14.843444227005872,0,0,0,0,0,0,0,0,0,7.6027397260273979,0]
[null,null,null,null,null,null,null,null,null,null,null,null,null,null,null,null,null,null,null,null,null,null,null,0,0,{"$f":"MAX(MIN(Z$40*IF($Z$37=\"Solar\",$AM8641,1),$AO8641-SUM($Y8641:Y8641)),0)","v":60},{"$f":"MAX(MIN(AA$40,$AO8641-SUM($Y8641:Z8641)),0)","v":0},{"$f":"MAX(MIN(AB$40,$AO8641-SUM($Y8641:AA8641)),0)","v":9.6364793745853206},{"$f":"MAX(MIN(AC$40,$AO8641-SUM($Y8641:AB8641)),0)","v":0},{"$f":"MAX(MIN(AD$40,$AO8641-SUM($Y8641:AC8641)),0)","v":0},{"$f":"MAX(MIN(AE$40,$AO8641-SUM($Y8641:AD8641)),0)","v":0},{"$f":"MAX(MIN(AF$40,$AO8641-SUM($Y8641:AE8641)),0)","v":0},{"$f":"MAX(MIN(AG$40,$AO8641-SUM($Y8641:AF8641)),0)","v":0},{"$f":"MAX(MIN(AH$40,$AO8641-SUM($Y8641:AG8641)),0)","v":0},{"$f":"MAX(MIN(AI$40,$AO8641-SUM($Y8641:AH8641)),0)","v":0},69.636479374585321,0,{"$f":"INDEX(Demand!$C8607:$H8607,,$AM$13)","v":2.0567956136478772E-4},{"$f":"INDEX(Demand!$K8607:$P8607,,$AM$13)","v":0},7.2407045009784738,69.636479374585321,62.395774873606854,54.793035147579459,7.602739726027397,8595,7838,5443,14.843444227005872,14.843444227005872,0,0,0,0,0,0,0,0,0,7.6027397260273979,0]
[null,null,null,null,null,null,null,null,null,null,null,null,null,null,null,null,null,null,null,null,null,null,null,0,0,{"$f":"MAX(MIN(Z$40*IF($Z$37=\"Solar\",$AM8663,1),$AO8663-SUM($Y8663:Y8663)),0)","v":60},{"$f":"MAX(MIN(AA$40,$AO8663-SUM($Y8663:Z8663)),0)","v":0},{"$f":"MAX(MIN(AB$40,$AO8663-SUM($Y8663:AA8663)),0)","v":10.137071844201415},{"$f":"MAX(MIN(AC$40,$AO8663-SUM($Y8663:AB8663)),0)","v":0},{"$f":"MAX(MIN(AD$40,$AO8663-SUM($Y8663:AC8663)),0)","v":0},{"$f":"MAX(MIN(AE$40,$AO8663-SUM($Y8663:AD8663)),0)","v":0},{"$f":"MAX(MIN(AF$40,$AO8663-SUM($Y8663:AE8663)),0)","v":0},{"$f":"MAX(MIN(AG$40,$AO8663-SUM($Y8663:AF8663)),0)","v":0},{"$f":"MAX(MIN(AH$40,$AO8663-SUM($Y8663:AG8663)),0)","v":0},{"$f":"MAX(MIN(AI$40,$AO8663-SUM($Y8663:AH8663)),0)","v":0},70.137071844201415,0,{"$f":"INDEX(Demand!$C8629:$H8629,,$AM$13)","v":2.0755866222670999E-4},{"$f":"INDEX(Demand!$K8629:$P8629,,$AM$13)","v":0},7.2407045009784738,70.137071844201415,62.896367343222941,55.293627617195547,7.602739726027397,8617,7838,5465,14.843444227005872,14.843444227005872,0,0,0,0,0,0,0,0,0,7.6027397260273979,0]
[null,null,null,null,null,null,null,null,null,null,null,null,null,null,null,null,null,null,null,null,null,null,null,0,0,{"$f":"MAX(MIN(Z$40*IF($Z$37=\"Solar\",$AM8675,1),$AO8675-SUM($Y8675:Y8675)),0)","v":60},{"$f":"MAX(MIN(AA$40,$AO8675-SUM($Y8675:Z8675)),0)","v":0},{"$f":"MAX(MIN(AB$40,$AO8675-SUM($Y8675:AA8675)),0)","v":10.382384709263604},{"$f":"MAX(MIN(AC$40,$AO8675-SUM($Y8675:AB8675)),0)","v":0},{"$f":"MAX(MIN(AD$40,$AO8675-SUM($Y8675:AC8675)),0)","v":0},{"$f":"MAX(MIN(AE$40,$AO8675-SUM($Y8675:AD8675)),0)","v":0},{"$f":"MAX(MIN(AF$40,$AO8675-SUM($Y8675:AE8675)),0)","v":0},{"$f":"MAX(MIN(AG$40,$AO8675-SUM($Y8675:AF8675)),0)","v":0},{"$f":"MAX(MIN(AH$40,$AO8675-SUM($Y8675:AG8675)),0)","v":0},{"$f":"MAX(MIN(AI$40,$AO8675-SUM($Y8675:AH8675)),0)","v":0},70.382384709263604,0,{"$f":"INDEX(Demand!$C8641:$H8641,,$AM$13)","v":2.0847950631478125E-4},{"$f":"INDEX(Demand!$K8641:$P8641,,$AM$13)","v":0},7.2407045009784738,70.382384709263604,63.141680208285131,55.538940482257736,7.602739726027397,8629,7838,5477,14.843444227005872,14.843444227005872,0,0,0,0,0,0,0,0,0,7.6027397260273979,0]
[null,null,null,null,null,null,null,null,null,null,null,null,null,null,null,null,null,null,null,null,null,null,null,0,0,{"$f":"MAX(MIN(Z$40*IF($Z$37=\"Solar\",$AM8685,1),$AO8685-SUM($Y8685:Y8685)),0)","v":60},{"$f":"MAX(MIN(AA$40,$AO8685-SUM($Y8685:Z8685)),0)","v":0},{"$f":"MAX(MIN(AB$40,$AO8685-SUM($Y8685:AA8685)),0)","v":10.608673289067212},{"$f":"MAX(MIN(AC$40,$AO8685-SUM($Y8685:AB8685)),0)","v":0},{"$f":"MAX(MIN(AD$40,$AO8685-SUM($Y8685:AC8685)),0)","v":0},{"$f":"MAX(MIN(AE$40,$AO8685-SUM($Y8685:AD8685)),0)","v":0},{"$f":"MAX(MIN(AF$40,$AO8685-SUM($Y8685:AE8685)),0)","v":0},{"$f":"MAX(MIN(AG$40,$AO8685-SUM($Y8685:AF8685)),0)","v":0},{"$f":"MAX(MIN(AH$40,$AO8685-SUM($Y8685:AG8685)),0)","v":0},{"$f":"MAX(MIN(AI$40,$AO8685-SUM($Y8685:AH8685)),0)","v":0},70.608673289067212,0,{"$f":"INDEX(Demand!$C8651:$H8651,,$AM$13)","v":2.0932893792065068E-4},{"$f":"INDEX(Demand!$K8651:$P8651,,$AM$13)","v":0},7.2407045009784738,70.608673289067212,63.367968788088739,55.765229062061344,7.602739726027397,8639,7838,5487,14.843444227005872,14.843444227005872,0,0,0,0,0,0,0,0,0,7.6027397260273979,0]
[null,null,null,null,null,null,null,null,null,null,null,null,null,null,null,null,null,null,null,null,null,null,null,0,0,{"$f":"MAX(MIN(Z$40*IF($Z$37=\"Solar\",$AM8686,1),$AO8686-SUM($Y8686:Y8686)),0)","v":60},{"$f":"MAX(MIN(AA$40,$AO8686-SUM($Y8686:Z8686)),0)","v":0},{"$f":"MAX(MIN(AB$40,$AO8686-SUM($Y8686:AA8686)),0)","v":10.627210812378607},{"$f":"MAX(MIN(AC$40,$AO8686-SUM($Y8686:AB8686)),0)","v":0},{"$f":"MAX(MIN(AD$40,$AO8686-SUM($Y8686:AC8686)),0)","v":0},{"$f":"MAX(MIN(AE$40,$AO8686-SUM($Y8686:AD8686)),0)","v":0},{"$f":"MAX(MIN(AF$40,$AO8686-SUM($Y8686:AE8686)),0)","v":0},{"$f":"MAX(MIN(AG$40,$AO8686-SUM($Y8686:AF8686)),0)","v":0},{"$f":"MAX(MIN(AH$40,$AO8686-SUM($Y8686:AG8686)),0)","v":0},{"$f":"MAX(MIN(AI$40,$AO8686-SUM($Y8686:AH8686)),0)","v":0},70.627210812378607,0,{"$f":"INDEX(Demand!$C8652:$H8652,,$AM$13)","v":2.0939852321836608E-4},{"$f":"INDEX(Demand!$K8652:$P8652,,$AM$13)","v":0},7.2407045009784738,70.627210812378607,63.386506311400133,55.783766585372739,7.602739726027397,8640,7838,5488,14.843444227005872,14.843444227005872,0,0,0,0,0,0,0,0,0,7.6027397260273979,0]
[null,null,null,null,null,null,null,null,null,null,null,null,null,null,null,null,null,null,null,null,null,null,null,{"$f":"IF(MOD(ROW(),1000)=ROW($Y$46),(ROW()-ROW($Y$46)),0)","v":0},0,{"$f":"MAX(MIN(Z$40*IF($Z$37=\"Solar\",$AM8687,1),$AO8687-SUM($Y8687:Y8687)),0)","v":60},{"$f":"MAX(MIN(AA$40,$AO8687-SUM($Y8687:Z8687)),0)","v":0},{"$f":"MAX(MIN(AB$40,$AO8687-SUM($Y8687:AA8687)),0)","v":10.646619191720163},{"$f":"MAX(MIN(AC$40,$AO8687-SUM($Y8687:AB8687)),0)","v":0},{"$f":"MAX(MIN(AD$40,$AO8687-SUM($Y8687:AC8687)),0)","v":0},{"$f":"MAX(MIN(AE$40,$AO8687-SUM($Y8687:AD8687)),0)","v":0},{"$f":"MAX(MIN(AF$40,$AO8687-SUM($Y8687:AE8687)),0)","v":0},{"$f":"MAX(MIN(AG$40,$AO8687-SUM($Y8687:AF8687)),0)","v":0},{"$f":"MAX(MIN(AH$40,$AO8687-SUM($Y8687:AG8687)),0)","v":0},{"$f":"MAX(MIN(AI$40,$AO8687-SUM($Y8687:AH8687)),0)","v":0},70.646619191720163,0,{"$f":"INDEX(Demand!$C8653:$H8653,,$AM$13)","v":2.0947137749517377E-4},{"$f":"INDEX(Demand!$K8653:$P8653,,$AM$13)","v":0},{"$f":"IF(AP8687>0,Centralised_GWh*Support_thousand/(1-Centralised_HeatLoss)*Centralised_HeatLoss/BaseLoadHours,0)","v":7.2407045009784738},70.646619191720163,{"$f":"Centralised_GWh*Support_thousand*((1-Centralised_WWDemand)*AL8687+Centralised_WWDemand/8760)","v":63.405914690741696},55.803174964714302,{"$f":"Centralised_GWh*Support_thousand*Centralised_WWDemand/8760","v":7.602739726027397},8641,{"$f":"_xlfn.RANK.EQ(AV8687,$AV$47:$AV$8806)","v":7838},5489,14.843444227005872,14.843444227005872,0,0,0,0,0,0,0,0,0,{"$f":"Centralised_GWh*Support_thousand*(Centralised_WWDemand/8760)","v":7.6027397260273979},0]
[null,null,null,null,null,null,null,null,null,null,null,null,null,null,null,null,null,null,null,null,null,null,null,0,0,{"$f":"MAX(MIN(Z$40*IF($Z$37=\"Solar\",$AM8688,1),$AO8688-SUM($Y8688:Y8688)),0)","v":60},{"$f":"MAX(MIN(AA$40,$AO8688-SUM($Y8688:Z8688)),0)","v":0},{"$f":"MAX(MIN(AB$40,$AO8688-SUM($Y8688:AA8688)),0)","v":10.658708049406059},{"$f":"MAX(MIN(AC$40,$AO8688-SUM($Y8688:AB8688)),0)","v":0},{"$f":"MAX(MIN(AD$40,$AO8688-SUM($Y8688:AC8688)),0)","v":0},{"$f":"MAX(MIN(AE$40,$AO8688-SUM($Y8688:AD8688)),0)","v":0},{"$f":"MAX(MIN(AF$40,$AO8688-SUM($Y8688:AE8688)),0)","v":0},{"$f":"MAX(MIN(AG$40,$AO8688-SUM($Y8688:AF8688)),0)","v":0},{"$f":"MAX(MIN(AH$40,$AO8688-SUM($Y8688:AG8688)),0)","v":0},{"$f":"MAX(MIN(AI$40,$AO8688-SUM($Y8688:AH8688)),0)","v":0},{"$f":"SUM(Z8688:AI8688)","v":70.658708049406059},{"$f":"SUM(Z8688:AI8688)-AJ8688","v":0},{"$f":"INDEX(Demand!$C8654:$H8654,,$AM$13)","v":2.0951675609009077E-4},{"$f":"INDEX(Demand!$K8654:$P8654,,$AM$13)","v":0},7.2407045009784738,70.658708049406059,63.418003548427585,{"$f":"AP8688-AR8688","v":55.81526382240019},7.602739726027397,8642,7838,5490,14.843444227005872,14.843444227005872,0,0,0,0,0,0,0,0,0,7.6027397260273979,{"$f":"SUM(AW8688:BC8688)-AV8688","v":0}]
[null,null,null,null,null,null,null,null,null,null,null,null,null,null,null,null,null,null,null,null,null,null,null,0,0,{"$f":"MAX(MIN(Z$40*IF($Z$37=\"Solar\",$AM8689,1),$AO8689-SUM($Y8689:Y8689)),0)","v":60},{"$f":"MAX(MIN(AA$40,$AO8689-SUM($Y8689:Z8689)),0)","v":0},{"$f":"MAX(MIN(AB$40,$AO8689-SUM($Y8689:AA8689)),0)","v":10.675604717197871},{"$f":"MAX(MIN(AC$40,$AO8689-SUM($Y8689:AB8689)),0)","v":0},{"$f":"MAX(MIN(AD$40,$AO8689-SUM($Y8689:AC8689)),0)","v":0},{"$f":"MAX(MIN(AE$40,$AO8689-SUM($Y8689:AD8689)),0)","v":0},{"$f":"MAX(MIN(AF$40,$AO8689-SUM($Y8689:AE8689)),0)","v":0},{"$f":"MAX(MIN(AG$40,$AO8689-SUM($Y8689:AF8689)),0)","v":0},{"$f":"MAX(MIN(AH$40,$AO8689-SUM($Y8689:AG8689)),0)","v":0},{"$f":"MAX(MIN(AI$40,$AO8689-SUM($Y8689:AH8689)),0)","v":0},70.675604717197871,0,{"$f":"INDEX(Demand!$C8655:$H8655,,$AM$13)","v":2.0958018202024023E-4},{"$f":"INDEX(Demand!$K8655:$P8655,,$AM$13)","v":0},7.2407045009784738,{"$f":"AN8689+AP8689","v":70.675604717197871},63.434900216219397,55.832160490192003,7.602739726027397,8643,7838,5491,14.843444227005872,14.843444227005872,0,0,0,0,0,0,0,0,0,7.6027397260273979,0]
[null,null,null,null,null,null,null,null,null,null,null,null,null,null,null,null,null,null,null,null,null,null,null,0,0,{"$f":"MAX(MIN(Z$40*IF($Z$37=\"Solar\",$AM8690,1),$AO8690-SUM($Y8690:Y8690)),0)","v":60},{"$f":"MAX(MIN(AA$40,$AO8690-SUM($Y8690:Z8690)),0)","v":0},{"$f":"MAX(MIN(AB$40,$AO8690-SUM($Y8690:AA8690)),0)","v":10.682016589737145},{"$f":"MAX(MIN(AC$40,$AO8690-SUM($Y8690:AB8690)),0)","v":0},{"$f":"MAX(MIN(AD$40,$AO8690-SUM($Y8690:AC8690)),0)","v":0},{"$f":"MAX(MIN(AE$40,$AO8690-SUM($Y8690:AD8690)),0)","v":0},{"$f":"MAX(MIN(AF$40,$AO8690-SUM($Y8690:AE8690)),0)","v":0},{"$f":"MAX(MIN(AG$40,$AO8690-SUM($Y8690:AF8690)),0)","v":0},{"$f":"MAX(MIN(AH$40,$AO8690-SUM($Y8690:AG8690)),0)","v":0},{"$f":"MAX(MIN(AI$40,$AO8690-SUM($Y8690:AH8690)),0)","v":0},70.682016589737145,0,{"$f":"INDEX(Demand!$C8656:$H8656,,$AM$13)","v":2.0960425061085312E-4},{"$f":"INDEX(Demand!$K8656:$P8656,,$AM$13)","v":0},7.2407045009784738,70.682016589737145,63.441312088758679,55.838572362731284,7.602739726027397,8644,7838,5492,14.843444227005872,14.843444227005872,0,0,0,0,0,0,0,0,0,7.6027397260273979,0]
[null,null,null,null,null,null,null,null,null,null,null,null,null,null,null,null,null,null,null,null,null,null,null,0,0,{"$f":"MAX(MIN(Z$40*IF($Z$37=\"Solar\",$AM8691,1),$AO8691-SUM($Y8691:Y8691)),0)","v":60},{"$f":"MAX(MIN(AA$40,$AO8691-SUM($Y8691:Z8691)),0)","v":0},{"$f":"MAX(MIN(AB$40,$AO8691-SUM($Y8691:AA8691)),0)","v":10.692009667745637},{"$f":"MAX(MIN(AC$40,$AO8691-SUM($Y8691:AB8691)),0)","v":0},{"$f":"MAX(MIN(AD$40,$AO8691-SUM($Y8691:AC8691)),0)","v":0},{"$f":"MAX(MIN(AE$40,$AO8691-SUM($Y8691:AD8691)),0)","v":0},{"$f":"MAX(MIN(AF$40,$AO8691-SUM($Y8691:AE8691)),0)","v":0},{"$f":"MAX(MIN(AG$40,$AO8691-SUM($Y8691:AF8691)),0)","v":0},{"$f":"MAX(MIN(AH$40,$AO8691-SUM($Y8691:AG8691)),0)","v":0},{"$f":"MAX(MIN(AI$40,$AO8691-SUM($Y8691:AH8691)),0)","v":0},70.692009667745637,0,{"$f":"INDEX(Demand!$C8657:$H8657,,$AM$13)","v":2.0964176216493904E-4},{"$f":"INDEX(Demand!$K8657:$P8657,,$AM$13)","v":0},7.2407045009784738,70.692009667745637,63.451305166767163,55.848565440739769,7.602739726027397,8645,7838,5493,14.843444227005872,14.843444227005872,0,0,0,0,0,0,0,0,0,7.6027397260273979,0]
[null,null,null,null,null,null,null,null,null,null,null,null,null,null,null,null,null,null,null,null,null,null,null,0,0,{"$f":"MAX(MIN(Z$40*IF($Z$37=\"Solar\",$AM8692,1),$AO8692-SUM($Y8692:Y8692)),0)","v":60},{"$f":"MAX(MIN(AA$40,$AO8692-SUM($Y8692:Z8692)),0)","v":0},{"$f":"MAX(MIN(AB$40,$AO8692-SUM($Y8692:AA8692)),0)","v":10.714912860272918},{"$f":"MAX(MIN(AC$40,$AO8692-SUM($Y8692:AB8692)),0)","v":0},{"$f":"MAX(MIN(AD$40,$AO8692-SUM($Y8692:AC8692)),0)","v":0},{"$f":"MAX(MIN(AE$40,$AO8692-SUM($Y8692:AD8692)),0)","v":0},{"$f":"MAX(MIN(AF$40,$AO8692-SUM($Y8692:AE8692)),0)","v":0},{"$f":"MAX(MIN(AG$40,$AO8692-SUM($Y8692:AF8692)),0)","v":0},{"$f":"MAX(MIN(AH$40,$AO8692-SUM($Y8692:AG8692)),0)","v":0},{"$f":"MAX(MIN(AI$40,$AO8692-SUM($Y8692:AH8692)),0)","v":0},70.714912860272918,0,{"$f":"INDEX(Demand!$C8658:$H8658,,$AM$13)","v":2.0972773510986124E-4},{"$f":"INDEX(Demand!$K8658:$P8658,,$AM$13)","v":0},7.2407045009784738,70.714912860272918,63.474208359294444,55.87146863326705,7.602739726027397,8646,7838,5494,14.843444227005872,14.843444227005872,0,0,0,0,0,0,0,0,0,7.6027397260273979,0]
[null,null,null,null,null,null,null,null,null,null,null,null,null,null,null,null,null,null,null,null,null,null,null,0,0,{"$f":"MAX(MIN(Z$40*IF($Z$37=\"Solar\",$AM8693,1),$AO8693-SUM($Y8693:Y8693)),0)","v":60},{"$f":"MAX(MIN(AA$40,$AO8693-SUM($Y8693:Z8693)),0)","v":0},{"$f":"MAX(MIN(AB$40,$AO8693-SUM($Y8693:AA8693)),0)","v":10.732923370497574},{"$f":"MAX(MIN(AC$40,$AO8693-SUM($Y8693:AB8693)),0)","v":0},{"$f":"MAX(MIN(AD$40,$AO8693-SUM($Y8693:AC8693)),0)","v":0},{"$f":"MAX(MIN(AE$40,$AO8693-SUM($Y8693:AD8693)),0)","v":0},{"$f":"MAX(MIN(AF$40,$AO8693-SUM($Y8693:AE8693)),0)","v":0},{"$f":"MAX(MIN(AG$40,$AO8693-SUM($Y8693:AF8693)),0)","v":0},{"$f":"MAX(MIN(AH$40,$AO8693-SUM($Y8693:AG8693)),0)","v":0},{"$f":"MAX(MIN(AI$40,$AO8693-SUM($Y8693:AH8693)),0)","v":0},70.732923370497574,0,{"$f":"INDEX(Demand!$C8659:$H8659,,$AM$13)","v":2.0979534213022409E-4},{"$f":"INDEX(Demand!$K8659:$P8659,,$AM$13)","v":0},7.2407045009784738,70.732923370497574,63.4922188695191,55.889479143491705,7.602739726027397,8647,7838,5495,14.843444227005872,14.843444227005872,0,0,0,0,0,0,0,0,0,7.6027397260273979,0]
[null,null,null,null,null,null,null,null,null,null,null,null,null,null,null,null,null,null,null,null,null,null,null,0,0,{"$f":"MAX(MIN(Z$40*IF($Z$37=\"Solar\",$AM8694,1),$AO8694-SUM($Y8694:Y8694)),0)","v":60},{"$f":"MAX(MIN(AA$40,$AO8694-SUM($Y8694:Z8694)),0)","v":0},{"$f":"MAX(MIN(AB$40,$AO8694-SUM($Y8694:AA8694)),0)","v":10.754553669069523},{"$f":"MAX(MIN(AC$40,$AO8694-SUM($Y8694:AB8694)),0)","v":0},{"$f":"MAX(MIN(AD$40,$AO8694-SUM($Y8694:AC8694)),0)","v":0},{"$f":"MAX(MIN(AE$40,$AO8694-SUM($Y8694:AD8694)),0)","v":0},{"$f":"MAX(MIN(AF$40,$AO8694-SUM($Y8694:AE8694)),0)","v":0},{"$f":"MAX(MIN(AG$40,$AO8694-SUM($Y8694:AF8694)),0)","v":0},{"$f":"MAX(MIN(AH$40,$AO8694-SUM($Y8694:AG8694)),0)","v":0},{"$f":"MAX(MIN(AI$40,$AO8694-SUM($Y8694:AH8694)),0)","v":0},70.754553669069523,0,{"$f":"INDEX(Demand!$C8660:$H8660,,$AM$13)","v":2.0987653694468336E-4},{"$f":"INDEX(Demand!$K8660:$P8660,,$AM$13)","v":0.2345559301394731},7.2407045009784738,70.754553669069523,63.513849168091049,55.911109442063655,7.602739726027397,8648,7838,5496,14.843444227005872,14.843444227005872,0,0,0,0,0,0,0,0,0,7.6027397260273979,0]
[null,null,null,null,null,null,null,null,null,null,null,null,null,null,null,null,null,null,null,null,null,null,null,0,0,{"$f":"MAX(MIN(Z$40*IF($Z$37=\"Solar\",$AM8695,1),$AO8695-SUM($Y8695:Y8695)),0)","v":60},{"$f":"MAX(MIN(AA$40,$AO8695-SUM($Y8695:Z8695)),0)","v":0},{"$f":"MAX(MIN(AB$40,$AO8695-SUM($Y8695:AA8695)),0)","v":10.788944468342393},{"$f":"MAX(MIN(AC$40,$AO8695-SUM($Y8695:AB8695)),0)","v":0},{"$f":"MAX(MIN(AD$40,$AO8695-SUM($Y8695:AC8695)),0)","v":0},{"$f":"MAX(MIN(AE$40,$AO8695-SUM($Y8695:AD8695)),0)","v":0},{"$f":"MAX(MIN(AF$40,$AO8695-SUM($Y8695:AE8695)),0)","v":0},{"$f":"MAX(MIN(AG$40,$AO8695-SUM($Y8695:AF8695)),0)","v":0},{"$f":"MAX(MIN(AH$40,$AO8695-SUM($Y8695:AG8695)),0)","v":0},{"$f":"MAX(MIN(AI$40,$AO8695-SUM($Y8695:AH8695)),0)","v":0},70.788944468342393,0,{"$f":"INDEX(Demand!$C8661:$H8661,,$AM$13)","v":2.1000563153654846E-4},{"$f":"INDEX(Demand!$K8661:$P8661,,$AM$13)","v":0.46589845643864669},7.2407045009784738,70.788944468342393,63.548239967363919,55.945500241336525,7.602739726027397,8649,7838,5497,14.843444227005872,14.843444227005872,0,0,0,0,0,0,0,0,0,7.6027397260273979,0]
[null,null,null,null,null,null,null,null,null,null,null,null,null,null,null,null,null,null,null,null,null,null,null,0,0,{"$f":"MAX(MIN(Z$40*IF($Z$37=\"Solar\",$AM8696,1),$AO8696-SUM($Y8696:Y8696)),0)","v":60},{"$f":"MAX(MIN(AA$40,$AO8696-SUM($Y8696:Z8696)),0)","v":0},{"$f":"MAX(MIN(AB$40,$AO8696-SUM($Y8696:AA8696)),0)","v":10.806596752275922},{"$f":"MAX(MIN(AC$40,$AO8696-SUM($Y8696:AB8696)),0)","v":0},{"$f":"MAX(MIN(AD$40,$AO8696-SUM($Y8696:AC8696)),0)","v":0},{"$f":"MAX(MIN(AE$40,$AO8696-SUM($Y8696:AD8696)),0)","v":0},{"$f":"MAX(MIN(AF$40,$AO8696-SUM($Y8696:AE8696)),0)","v":0},{"$f":"MAX(MIN(AG$40,$AO8696-SUM($Y8696:AF8696)),0)","v":0},{"$f":"MAX(MIN(AH$40,$AO8696-SUM($Y8696:AG8696)),0)","v":0},{"$f":"MAX(MIN(AI$40,$AO8696-SUM($Y8696:AH8696)),0)","v":0},70.806596752275922,0,{"$f":"INDEX(Demand!$C8662:$H8662,,$AM$13)","v":2.1007189386362631E-4},{"$f":"INDEX(Demand!$K8662:$P8662,,$AM$13)","v":0.42757438748012772},7.2407045009784738,70.806596752275922,63.565892251297448,55.963152525270054,7.602739726027397,8650,7838,5498,14.843444227005872,14.843444227005872,0,0,0,0,0,0,0,0,0,7.6027397260273979,0]
[null,null,null,null,null,null,null,null,null,null,null,null,null,null,null,null,null,null,null,null,null,null,null,0,0,{"$f":"MAX(MIN(Z$40*IF($Z$37=\"Solar\",$AM8697,1),$AO8697-SUM($Y8697:Y8697)),0)","v":60},{"$f":"MAX(MIN(AA$40,$AO8697-SUM($Y8697:Z8697)),0)","v":0},{"$f":"MAX(MIN(AB$40,$AO8697-SUM($Y8697:AA8697)),0)","v":10.810394425082649},{"$f":"MAX(MIN(AC$40,$AO8697-SUM($Y8697:AB8697)),0)","v":0},{"$f":"MAX(MIN(AD$40,$AO8697-SUM($Y8697:AC8697)),0)","v":0},{"$f":"MAX(MIN(AE$40,$AO8697-SUM($Y8697:AD8697)),0)","v":0},{"$f":"MAX(MIN(AF$40,$AO8697-SUM($Y8697:AE8697)),0)","v":0},{"$f":"MAX(MIN(AG$40,$AO8697-SUM($Y8697:AF8697)),0)","v":0},{"$f":"MAX(MIN(AH$40,$AO8697-SUM($Y8697:AG8697)),0)","v":0},{"$f":"MAX(MIN(AI$40,$AO8697-SUM($Y8697:AH8697)),0)","v":0},70.810394425082649,0,{"$f":"INDEX(Demand!$C8663:$H8663,,$AM$13)","v":2.1008614939218008E-4},{"$f":"INDEX(Demand!$K8663:$P8663,,$AM$13)","v":0.52654722576135138},7.2407045009784738,70.810394425082649,63.569689924104175,55.966950198076781,7.602739726027397,8651,7838,5499,14.843444227005872,14.843444227005872,0,0,0,0,0,0,0,0,0,7.6027397260273979,0]
[null,null,null,null,null,null,null,null,null,null,null,null,null,null,null,null,null,null,null,null,null,null,null,0,0,{"$f":"MAX(MIN(Z$40*IF($Z$37=\"Solar\",$AM8698,1),$AO8698-SUM($Y8698:Y8698)),0)","v":60},{"$f":"MAX(MIN(AA$40,$AO8698-SUM($Y8698:Z8698)),0)","v":0},{"$f":"MAX(MIN(AB$40,$AO8698-SUM($Y8698:AA8698)),0)","v":10.831179021125479},{"$f":"MAX(MIN(AC$40,$AO8698-SUM($Y8698:AB8698)),0)","v":0},{"$f":"MAX(MIN(AD$40,$AO8698-SUM($Y8698:AC8698)),0)","v":0},{"$f":"MAX(MIN(AE$40,$AO8698-SUM($Y8698:AD8698)),0)","v":0},{"$f":"MAX(MIN(AF$40,$AO8698-SUM($Y8698:AE8698)),0)","v":0},{"$f":"MAX(MIN(AG$40,$AO8698-SUM($Y8698:AF8698)),0)","v":0},{"$f":"MAX(MIN(AH$40,$AO8698-SUM($Y8698:AG8698)),0)","v":0},{"$f":"MAX(MIN(AI$40,$AO8698-SUM($Y8698:AH8698)),0)","v":0},70.831179021125479,0,{"$f":"INDEX(Demand!$C8664:$H8664,,$AM$13)","v":2.1016416964759612E-4},{"$f":"INDEX(Demand!$K8664:$P8664,,$AM$13)","v":0.4388269384717729},7.2407045009784738,70.831179021125479,63.590474520147005,55.987734794119611,7.602739726027397,8652,7838,5500,14.843444227005872,14.843444227005872,0,0,0,0,0,0,0,0,0,7.6027397260273979,0]
[null,null,null,null,null,null,null,null,null,null,null,null,null,null,null,null,null,null,null,null,null,null,null,0,0,{"$f":"MAX(MIN(Z$40*IF($Z$37=\"Solar\",$AM8699,1),$AO8699-SUM($Y8699:Y8699)),0)","v":60},{"$f":"MAX(MIN(AA$40,$AO8699-SUM($Y8699:Z8699)),0)","v":0},{"$f":"MAX(MIN(AB$40,$AO8699-SUM($Y8699:AA8699)),0)","v":10.87260160946596},{"$f":"MAX(MIN(AC$40,$AO8699-SUM($Y8699:AB8699)),0)","v":0},{"$f":"MAX(MIN(AD$40,$AO8699-SUM($Y8699:AC8699)),0)","v":0},{"$f":"MAX(MIN(AE$40,$AO8699-SUM($Y8699:AD8699)),0)","v":0},{"$f":"MAX(MIN(AF$40,$AO8699-SUM($Y8699:AE8699)),0)","v":0},{"$f":"MAX(MIN(AG$40,$AO8699-SUM($Y8699:AF8699)),0)","v":0},{"$f":"MAX(MIN(AH$40,$AO8699-SUM($Y8699:AG8699)),0)","v":0},{"$f":"MAX(MIN(AI$40,$AO8699-SUM($Y8699:AH8699)),0)","v":0},70.87260160946596,0,{"$f":"INDEX(Demand!$C8665:$H8665,,$AM$13)","v":2.1031965984406937E-4},{"$f":"INDEX(Demand!$K8665:$P8665,,$AM$13)","v":0.26868566145381156},7.2407045009784738,70.87260160946596,63.631897108487486,56.029157382460092,7.602739726027397,8653,7838,5501,14.843444227005872,14.843444227005872,0,0,0,0,0,0,0,0,0,7.6027397260273979,0]
[null,null,null,null,null,null,null,null,null,null,null,null,null,null,null,null,null,null,null,null,null,null,null,0,0,{"$f":"MAX(MIN(Z$40*IF($Z$37=\"Solar\",$AM8700,1),$AO8700-SUM($Y8700:Y8700)),0)","v":60},{"$f":"MAX(MIN(AA$40,$AO8700-SUM($Y8700:Z8700)),0)","v":0},{"$f":"MAX(MIN(AB$40,$AO8700-SUM($Y8700:AA8700)),0)","v":10.901667781590177},{"$f":"MAX(MIN(AC$40,$AO8700-SUM($Y8700:AB8700)),0)","v":0},{"$f":"MAX(MIN(AD$40,$AO8700-SUM($Y8700:AC8700)),0)","v":0},{"$f":"MAX(MIN(AE$40,$AO8700-SUM($Y8700:AD8700)),0)","v":0},{"$f":"MAX(MIN(AF$40,$AO8700-SUM($Y8700:AE8700)),0)","v":0},{"$f":"MAX(MIN(AG$40,$AO8700-SUM($Y8700:AF8700)),0)","v":0},{"$f":"MAX(MIN(AH$40,$AO8700-SUM($Y8700:AG8700)),0)","v":0},{"$f":"MAX(MIN(AI$40,$AO8700-SUM($Y8700:AH8700)),0)","v":0},70.901667781590177,0,{"$f":"INDEX(Demand!$C8666:$H8666,,$AM$13)","v":2.1042876709678792E-4},{"$f":"INDEX(Demand!$K8666:$P8666,,$AM$13)","v":8.4630909562413342E-2},7.2407045009784738,70.901667781590177,63.660963280611703,56.058223554584309,7.602739726027397,8654,7838,5502,14.843444227005872,14.843444227005872,0,0,0,0,0,0,0,0,0,7.6027397260273979,0]
[null,null,null,null,null,null,null,null,null,null,null,null,null,null,null,null,null,null,null,null,null,null,null,0,0,{"$f":"MAX(MIN(Z$40*IF($Z$37=\"Solar\",$AM8701,1),$AO8701-SUM($Y8701:Y8701)),0)","v":60},{"$f":"MAX(MIN(AA$40,$AO8701-SUM($Y8701:Z8701)),0)","v":0},{"$f":"MAX(MIN(AB$40,$AO8701-SUM($Y8701:AA8701)),0)","v":10.905511150241807},{"$f":"MAX(MIN(AC$40,$AO8701-SUM($Y8701:AB8701)),0)","v":0},{"$f":"MAX(MIN(AD$40,$AO8701-SUM($Y8701:AC8701)),0)","v":0},{"$f":"MAX(MIN(AE$40,$AO8701-SUM($Y8701:AD8701)),0)","v":0},{"$f":"MAX(MIN(AF$40,$AO8701-SUM($Y8701:AE8701)),0)","v":0},{"$f":"MAX(MIN(AG$40,$AO8701-SUM($Y8701:AF8701)),0)","v":0},{"$f":"MAX(MIN(AH$40,$AO8701-SUM($Y8701:AG8701)),0)","v":0},{"$f":"MAX(MIN(AI$40,$AO8701-SUM($Y8701:AH8701)),0)","v":0},70.905511150241807,0,{"$f":"INDEX(Demand!$C8667:$H8667,,$AM$13)","v":2.10443194156291E-4},{"$f":"INDEX(Demand!$K8667:$P8667,,$AM$13)","v":0},7.2407045009784738,70.905511150241807,63.664806649263326,56.062066923235932,7.602739726027397,8655,7838,5503,14.843444227005872,14.843444227005872,0,0,0,0,0,0,0,0,0,7.6027397260273979,0]
[null,null,null,null,null,null,null,null,null,null,null,null,null,null,null,null,null,null,null,null,null,null,null,0,0,{"$f":"MAX(MIN(Z$40*IF($Z$37=\"Solar\",$AM8702,1),$AO8702-SUM($Y8702:Y8702)),0)","v":60},{"$f":"MAX(MIN(AA$40,$AO8702-SUM($Y8702:Z8702)),0)","v":0},{"$f":"MAX(MIN(AB$40,$AO8702-SUM($Y8702:AA8702)),0)","v":10.93191491346299},{"$f":"MAX(MIN(AC$40,$AO8702-SUM($Y8702:AB8702)),0)","v":0},{"$f":"MAX(MIN(AD$40,$AO8702-SUM($Y8702:AC8702)),0)","v":0},{"$f":"MAX(MIN(AE$40,$AO8702-SUM($Y8702:AD8702)),0)","v":0},{"$f":"MAX(MIN(AF$40,$AO8702-SUM($Y8702:AE8702)),0)","v":0},{"$f":"MAX(MIN(AG$40,$AO8702-SUM($Y8702:AF8702)),0)","v":0},{"$f":"MAX(MIN(AH$40,$AO8702-SUM($Y8702:AG8702)),0)","v":0},{"$f":"MAX(MIN(AI$40,$AO8702-SUM($Y8702:AH8702)),0)","v":0},70.93191491346299,0,{"$f":"INDEX(Demand!$C8668:$H8668,,$AM$13)","v":2.1054230738159577E-4},{"$f":"INDEX(Demand!$K8668:$P8668,,$AM$13)","v":0},7.2407045009784738,70.93191491346299,63.691210412484516,56.088470686457121,7.602739726027397,8656,7838,5504,14.843444227005872,14.843444227005872,0,0,0,0,0,0,0,0,0,7.6027397260273979,0]
[null,null,null,null,null,null,null,null,null,null,null,null,null,null,null,null,null,null,null,null,null,null,null,0,0,{"$f":"MAX(MIN(Z$40*IF($Z$37=\"Solar\",$AM8703,1),$AO8703-SUM($Y8703:Y8703)),0)","v":60},{"$f":"MAX(MIN(AA$40,$AO8703-SUM($Y8703:Z8703)),0)","v":0},{"$f":"MAX(MIN(AB$40,$AO8703-SUM($Y8703:AA8703)),0)","v":10.940395308166174},{"$f":"MAX(MIN(AC$40,$AO8703-SUM($Y8703:AB8703)),0)","v":0},{"$f":"MAX(MIN(AD$40,$AO8703-SUM($Y8703:AC8703)),0)","v":0},{"$f":"MAX(MIN(AE$40,$AO8703-SUM($Y8703:AD8703)),0)","v":0},{"$f":"MAX(MIN(AF$40,$AO8703-SUM($Y8703:AE8703)),0)","v":0},{"$f":"MAX(MIN(AG$40,$AO8703-SUM($Y8703:AF8703)),0)","v":0},{"$f":"MAX(MIN(AH$40,$AO8703-SUM($Y8703:AG8703)),0)","v":0},{"$f":"MAX(MIN(AI$40,$AO8703-SUM($Y8703:AH8703)),0)","v":0},70.940395308166174,0,{"$f":"INDEX(Demand!$C8669:$H8669,,$AM$13)","v":2.1057414069504616E-4},{"$f":"INDEX(Demand!$K8669:$P8669,,$AM$13)","v":0},7.2407045009784738,70.940395308166174,63.6996908071877,56.096951081160306,7.602739726027397,8657,7838,5505,14.843444227005872,14.843444227005872,0,0,0,0,0,0,0,0,0,7.6027397260273979,0]
[null,null,null,null,null,null,null,null,null,null,null,null,null,null,null,null,null,null,null,null,null,null,null,0,0,{"$f":"MAX(MIN(Z$40*IF($Z$37=\"Solar\",$AM8704,1),$AO8704-SUM($Y8704:Y8704)),0)","v":60},{"$f":"MAX(MIN(AA$40,$AO8704-SUM($Y8704:Z8704)),0)","v":0},{"$f":"MAX(MIN(AB$40,$AO8704-SUM($Y8704:AA8704)),0)","v":10.950784066903211},{"$f":"MAX(MIN(AC$40,$AO8704-SUM($Y8704:AB8704)),0)","v":0},{"$f":"MAX(MIN(AD$40,$AO8704-SUM($Y8704:AC8704)),0)","v":0},{"$f":"MAX(MIN(AE$40,$AO8704-SUM($Y8704:AD8704)),0)","v":0},{"$f":"MAX(MIN(AF$40,$AO8704-SUM($Y8704:AE8704)),0)","v":0},{"$f":"MAX(MIN(AG$40,$AO8704-SUM($Y8704:AF8704)),0)","v":0},{"$f":"MAX(MIN(AH$40,$AO8704-SUM($Y8704:AG8704)),0)","v":0},{"$f":"MAX(MIN(AI$40,$AO8704-SUM($Y8704:AH8704)),0)","v":0},70.950784066903211,0,{"$f":"INDEX(Demand!$C8670:$H8670,,$AM$13)","v":2.1061313753715214E-4},{"$f":"INDEX(Demand!$K8670:$P8670,,$AM$13)","v":0},7.2407045009784738,70.950784066903211,63.710079565924737,56.107339839897342,7.602739726027397,8658,7838,5506,14.843444227005872,14.843444227005872,0,0,0,0,0,0,0,0,0,7.6027397260273979,0]
[null,null,null,null,null,null,null,null,null,null,null,null,null,null,null,null,null,null,null,null,null,null,null,0,0,{"$f":"MAX(MIN(Z$40*IF($Z$37=\"Solar\",$AM8705,1),$AO8705-SUM($Y8705:Y8705)),0)","v":60},{"$f":"MAX(MIN(AA$40,$AO8705-SUM($Y8705:Z8705)),0)","v":0},{"$f":"MAX(MIN(AB$40,$AO8705-SUM($Y8705:AA8705)),0)","v":11.019015230004854},{"$f":"MAX(MIN(AC$40,$AO8705-SUM($Y8705:AB8705)),0)","v":0},{"$f":"MAX(MIN(AD$40,$AO8705-SUM($Y8705:AC8705)),0)","v":0},{"$f":"MAX(MIN(AE$40,$AO8705-SUM($Y8705:AD8705)),0)","v":0},{"$f":"MAX(MIN(AF$40,$AO8705-SUM($Y8705:AE8705)),0)","v":0},{"$f":"MAX(MIN(AG$40,$AO8705-SUM($Y8705:AF8705)),0)","v":0},{"$f":"MAX(MIN(AH$40,$AO8705-SUM($Y8705:AG8705)),0)","v":0},{"$f":"MAX(MIN(AI$40,$AO8705-SUM($Y8705:AH8705)),0)","v":0},71.019015230004854,0,{"$f":"INDEX(Demand!$C8671:$H8671,,$AM$13)","v":2.1086926052176793E-4},{"$f":"INDEX(Demand!$K8671:$P8671,,$AM$13)","v":0},7.2407045009784738,71.019015230004854,63.77831072902638,56.175571002998986,7.602739726027397,8659,7838,5507,14.843444227005872,14.843444227005872,0,0,0,0,0,0,0,0,0,7.6027397260273979,0]
[null,null,null,null,null,null,null,null,null,null,null,null,null,null,null,null,null,null,null,null,null,null,null,0,0,{"$f":"MAX(MIN(Z$40*IF($Z$37=\"Solar\",$AM8706,1),$AO8706-SUM($Y8706:Y8706)),0)","v":60},{"$f":"MAX(MIN(AA$40,$AO8706-SUM($Y8706:Z8706)),0)","v":0},{"$f":"MAX(MIN(AB$40,$AO8706-SUM($Y8706:AA8706)),0)","v":11.043766866566187},{"$f":"MAX(MIN(AC$40,$AO8706-SUM($Y8706:AB8706)),0)","v":0},{"$f":"MAX(MIN(AD$40,$AO8706-SUM($Y8706:AC8706)),0)","v":0},{"$f":"MAX(MIN(AE$40,$AO8706-SUM($Y8706:AD8706)),0)","v":0},{"$f":"MAX(MIN(AF$40,$AO8706-SUM($Y8706:AE8706)),0)","v":0},{"$f":"MAX(MIN(AG$40,$AO8706-SUM($Y8706:AF8706)),0)","v":0},{"$f":"MAX(MIN(AH$40,$AO8706-SUM($Y8706:AG8706)),0)","v":0},{"$f":"MAX(MIN(AI$40,$AO8706-SUM($Y8706:AH8706)),0)","v":0},71.043766866566187,0,{"$f":"INDEX(Demand!$C8672:$H8672,,$AM$13)","v":2.1096217207042164E-4},{"$f":"INDEX(Demand!$K8672:$P8672,,$AM$13)","v":0},7.2407045009784738,71.043766866566187,63.803062365587721,56.200322639560326,7.602739726027397,8660,7838,5508,14.843444227005872,14.843444227005872,0,0,0,0,0,0,0,0,0,7.6027397260273979,0]
[null,null,null,null,null,null,null,null,null,null,null,null,null,null,null,null,null,null,null,null,null,null,null,0,0,{"$f":"MAX(MIN(Z$40*IF($Z$37=\"Solar\",$AM8707,1),$AO8707-SUM($Y8707:Y8707)),0)","v":60},{"$f":"MAX(MIN(AA$40,$AO8707-SUM($Y8707:Z8707)),0)","v":0},{"$f":"MAX(MIN(AB$40,$AO8707-SUM($Y8707:AA8707)),0)","v":11.069003409917855},{"$f":"MAX(MIN(AC$40,$AO8707-SUM($Y8707:AB8707)),0)","v":0},{"$f":"MAX(MIN(AD$40,$AO8707-SUM($Y8707:AC8707)),0)","v":0},{"$f":"MAX(MIN(AE$40,$AO8707-SUM($Y8707:AD8707)),0)","v":0},{"$f":"MAX(MIN(AF$40,$AO8707-SUM($Y8707:AE8707)),0)","v":0},{"$f":"MAX(MIN(AG$40,$AO8707-SUM($Y8707:AF8707)),0)","v":0},{"$f":"MAX(MIN(AH$40,$AO8707-SUM($Y8707:AG8707)),0)","v":0},{"$f":"MAX(MIN(AI$40,$AO8707-SUM($Y8707:AH8707)),0)","v":0},71.069003409917855,0,{"$f":"INDEX(Demand!$C8673:$H8673,,$AM$13)","v":2.1105690383975965E-4},{"$f":"INDEX(Demand!$K8673:$P8673,,$AM$13)","v":0},7.2407045009784738,71.069003409917855,63.828298908939374,56.225559182911979,7.602739726027397,8661,7838,5509,14.843444227005872,14.843444227005872,0,0,0,0,0,0,0,0,0,7.6027397260273979,0]
[null,null,null,null,null,null,null,null,null,null,null,null,null,null,null,null,null,null,null,null,null,null,null,0,0,{"$f":"MAX(MIN(Z$40*IF($Z$37=\"Solar\",$AM8708,1),$AO8708-SUM($Y8708:Y8708)),0)","v":60},{"$f":"MAX(MIN(AA$40,$AO8708-SUM($Y8708:Z8708)),0)","v":0},{"$f":"MAX(MIN(AB$40,$AO8708-SUM($Y8708:AA8708)),0)","v":11.071898625972636},{"$f":"MAX(MIN(AC$40,$AO8708-SUM($Y8708:AB8708)),0)","v":0},{"$f":"MAX(MIN(AD$40,$AO8708-SUM($Y8708:AC8708)),0)","v":0},{"$f":"MAX(MIN(AE$40,$AO8708-SUM($Y8708:AD8708)),0)","v":0},{"$f":"MAX(MIN(AF$40,$AO8708-SUM($Y8708:AE8708)),0)","v":0},{"$f":"MAX(MIN(AG$40,$AO8708-SUM($Y8708:AF8708)),0)","v":0},{"$f":"MAX(MIN(AH$40,$AO8708-SUM($Y8708:AG8708)),0)","v":0},{"$f":"MAX(MIN(AI$40,$AO8708-SUM($Y8708:AH8708)),0)","v":0},71.071898625972636,0,{"$f":"INDEX(Demand!$C8674:$H8674,,$AM$13)","v":2.1106777176789319E-4},{"$f":"INDEX(Demand!$K8674:$P8674,,$AM$13)","v":0},7.2407045009784738,71.071898625972636,63.831194124994155,56.228454398966761,7.602739726027397,8662,7838,5510,14.843444227005872,14.843444227005872,0,0,0,0,0,0,0,0,0,7.6027397260273979,0]
[null,null,null,null,null,null,null,null,null,null,null,null,null,null,null,null,null,null,null,null,null,null,null,0,0,{"$f":"MAX(MIN(Z$40*IF($Z$37=\"Solar\",$AM8709,1),$AO8709-SUM($Y8709:Y8709)),0)","v":60},{"$f":"MAX(MIN(AA$40,$AO8709-SUM($Y8709:Z8709)),0)","v":0},{"$f":"MAX(MIN(AB$40,$AO8709-SUM($Y8709:AA8709)),0)","v":11.10413070236703},{"$f":"MAX(MIN(AC$40,$AO8709-SUM($Y8709:AB8709)),0)","v":0},{"$f":"MAX(MIN(AD$40,$AO8709-SUM($Y8709:AC8709)),0)","v":0},{"$f":"MAX(MIN(AE$40,$AO8709-SUM($Y8709:AD8709)),0)","v":0},{"$f":"MAX(MIN(AF$40,$AO8709-SUM($Y8709:AE8709)),0)","v":0},{"$f":"MAX(MIN(AG$40,$AO8709-SUM($Y8709:AF8709)),0)","v":0},{"$f":"MAX(MIN(AH$40,$AO8709-SUM($Y8709:AG8709)),0)","v":0},{"$f":"MAX(MIN(AI$40,$AO8709-SUM($Y8709:AH8709)),0)","v":0},71.10413070236703,0,{"$f":"INDEX(Demand!$C8675:$H8675,,$AM$13)","v":2.1118876304564995E-4},{"$f":"INDEX(Demand!$K8675:$P8675,,$AM$13)","v":0},7.2407045009784738,71.10413070236703,63.863426201388549,56.260686475361155,7.602739726027397,8663,7838,5511,14.843444227005872,14.843444227005872,0,0,0,0,0,0,0,0,0,7.6027397260273979,0]
[null,null,null,null,null,null,null,null,null,null,null,null,null,null,null,null,null,null,null,null,null,null,null,0,0,{"$f":"MAX(MIN(Z$40*IF($Z$37=\"Solar\",$AM8710,1),$AO8710-SUM($Y8710:Y8710)),0)","v":60},{"$f":"MAX(MIN(AA$40,$AO8710-SUM($Y8710:Z8710)),0)","v":0},{"$f":"MAX(MIN(AB$40,$AO8710-SUM($Y8710:AA8710)),0)","v":11.111189402717145},{"$f":"MAX(MIN(AC$40,$AO8710-SUM($Y8710:AB8710)),0)","v":0},{"$f":"MAX(MIN(AD$40,$AO8710-SUM($Y8710:AC8710)),0)","v":0},{"$f":"MAX(MIN(AE$40,$AO8710-SUM($Y8710:AD8710)),0)","v":0},{"$f":"MAX(MIN(AF$40,$AO8710-SUM($Y8710:AE8710)),0)","v":0},{"$f":"MAX(MIN(AG$40,$AO8710-SUM($Y8710:AF8710)),0)","v":0},{"$f":"MAX(MIN(AH$40,$AO8710-SUM($Y8710:AG8710)),0)","v":0},{"$f":"MAX(MIN(AI$40,$AO8710-SUM($Y8710:AH8710)),0)","v":0},71.111189402717145,0,{"$f":"INDEX(Demand!$C8676:$H8676,,$AM$13)","v":2.1121525966858584E-4},{"$f":"INDEX(Demand!$K8676:$P8676,,$AM$13)","v":0},7.2407045009784738,71.111189402717145,63.870484901738671,56.267745175711276,7.602739726027397,8664,7838,5512,14.843444227005872,14.843444227005872,0,0,0,0,0,0,0,0,0,7.6027397260273979,0]
[null,null,null,null,null,null,null,null,null,null,null,null,null,null,null,null,null,null,null,null,null,null,null,0,0,{"$f":"MAX(MIN(Z$40*IF($Z$37=\"Solar\",$AM8711,1),$AO8711-SUM($Y8711:Y8711)),0)","v":60},{"$f":"MAX(MIN(AA$40,$AO8711-SUM($Y8711:Z8711)),0)","v":0},{"$f":"MAX(MIN(AB$40,$AO8711-SUM($Y8711:AA8711)),0)","v":11.131237870329286},{"$f":"MAX(MIN(AC$40,$AO8711-SUM($Y8711:AB8711)),0)","v":0},{"$f":"MAX(MIN(AD$40,$AO8711-SUM($Y8711:AC8711)),0)","v":0},{"$f":"MAX(MIN(AE$40,$AO8711-SUM($Y8711:AD8711)),0)","v":0},{"$f":"MAX(MIN(AF$40,$AO8711-SUM($Y8711:AE8711)),0)","v":0},{"$f":"MAX(MIN(AG$40,$AO8711-SUM($Y8711:AF8711)),0)","v":0},{"$f":"MAX(MIN(AH$40,$AO8711-SUM($Y8711:AG8711)),0)","v":0},{"$f":"MAX(MIN(AI$40,$AO8711-SUM($Y8711:AH8711)),0)","v":0},71.131237870329286,0,{"$f":"INDEX(Demand!$C8677:$H8677,,$AM$13)","v":2.1129051667914193E-4},{"$f":"INDEX(Demand!$K8677:$P8677,,$AM$13)","v":0},7.2407045009784738,71.131237870329286,63.890533369350813,56.287793643323418,7.602739726027397,8665,7838,5513,14.843444227005872,14.843444227005872,0,0,0,0,0,0,0,0,0,7.6027397260273979,0]
[null,null,null,null,null,null,null,null,null,null,null,null,null,null,null,null,null,null,null,null,null,null,null,0,0,{"$f":"MAX(MIN(Z$40*IF($Z$37=\"Solar\",$AM8712,1),$AO8712-SUM($Y8712:Y8712)),0)","v":60},{"$f":"MAX(MIN(AA$40,$AO8712-SUM($Y8712:Z8712)),0)","v":0},{"$f":"MAX(MIN(AB$40,$AO8712-SUM($Y8712:AA8712)),0)","v":11.150474356188624},{"$f":"MAX(MIN(AC$40,$AO8712-SUM($Y8712:AB8712)),0)","v":0},{"$f":"MAX(MIN(AD$40,$AO8712-SUM($Y8712:AC8712)),0)","v":0},{"$f":"MAX(MIN(AE$40,$AO8712-SUM($Y8712:AD8712)),0)","v":0},{"$f":"MAX(MIN(AF$40,$AO8712-SUM($Y8712:AE8712)),0)","v":0},{"$f":"MAX(MIN(AG$40,$AO8712-SUM($Y8712:AF8712)),0)","v":0},{"$f":"MAX(MIN(AH$40,$AO8712-SUM($Y8712:AG8712)),0)","v":0},{"$f":"MAX(MIN(AI$40,$AO8712-SUM($Y8712:AH8712)),0)","v":0},71.150474356188624,0,{"$f":"INDEX(Demand!$C8678:$H8678,,$AM$13)","v":2.1136272571014545E-4},{"$f":"INDEX(Demand!$K8678:$P8678,,$AM$13)","v":0},7.2407045009784738,71.150474356188624,63.909769855210151,56.307030129182756,7.602739726027397,8666,7838,5514,14.843444227005872,14.843444227005872,0,0,0,0,0,0,0,0,0,7.6027397260273979,0]
[null,null,null,null,null,null,null,null,null,null,null,null,null,null,null,null,null,null,null,null,null,null,null,0,0,{"$f":"MAX(MIN(Z$40*IF($Z$37=\"Solar\",$AM8713,1),$AO8713-SUM($Y8713:Y8713)),0)","v":60},{"$f":"MAX(MIN(AA$40,$AO8713-SUM($Y8713:Z8713)),0)","v":0},{"$f":"MAX(MIN(AB$40,$AO8713-SUM($Y8713:AA8713)),0)","v":11.203143367060207},{"$f":"MAX(MIN(AC$40,$AO8713-SUM($Y8713:AB8713)),0)","v":0},{"$f":"MAX(MIN(AD$40,$AO8713-SUM($Y8713:AC8713)),0)","v":0},{"$f":"MAX(MIN(AE$40,$AO8713-SUM($Y8713:AD8713)),0)","v":0},{"$f":"MAX(MIN(AF$40,$AO8713-SUM($Y8713:AE8713)),0)","v":0},{"$f":"MAX(MIN(AG$40,$AO8713-SUM($Y8713:AF8713)),0)","v":0},{"$f":"MAX(MIN(AH$40,$AO8713-SUM($Y8713:AG8713)),0)","v":0},{"$f":"MAX(MIN(AI$40,$AO8713-SUM($Y8713:AH8713)),0)","v":0},71.203143367060207,0,{"$f":"INDEX(Demand!$C8679:$H8679,,$AM$13)","v":2.1156043220741115E-4},{"$f":"INDEX(Demand!$K8679:$P8679,,$AM$13)","v":0},7.2407045009784738,71.203143367060207,63.962438866081733,56.359699140054339,7.602739726027397,8667,7838,5515,14.843444227005872,14.843444227005872,0,0,0,0,0,0,0,0,0,7.6027397260273979,0]
[null,null,null,null,null,null,null,null,null,null,null,null,null,null,null,null,null,null,null,null,null,null,null,0,0,{"$f":"MAX(MIN(Z$40*IF($Z$37=\"Solar\",$AM8714,1),$AO8714-SUM($Y8714:Y8714)),0)","v":60},{"$f":"MAX(MIN(AA$40,$AO8714-SUM($Y8714:Z8714)),0)","v":0},{"$f":"MAX(MIN(AB$40,$AO8714-SUM($Y8714:AA8714)),0)","v":11.211886723212487},{"$f":"MAX(MIN(AC$40,$AO8714-SUM($Y8714:AB8714)),0)","v":0},{"$f":"MAX(MIN(AD$40,$AO8714-SUM($Y8714:AC8714)),0)","v":0},{"$f":"MAX(MIN(AE$40,$AO8714-SUM($Y8714:AD8714)),0)","v":0},{"$f":"MAX(MIN(AF$40,$AO8714-SUM($Y8714:AE8714)),0)","v":0},{"$f":"MAX(MIN(AG$40,$AO8714-SUM($Y8714:AF8714)),0)","v":0},{"$f":"MAX(MIN(AH$40,$AO8714-SUM($Y8714:AG8714)),0)","v":0},{"$f":"MAX(MIN(AI$40,$AO8714-SUM($Y8714:AH8714)),0)","v":0},71.211886723212487,0,{"$f":"INDEX(Demand!$C8680:$H8680,,$AM$13)","v":2.1159325261338818E-4},{"$f":"INDEX(Demand!$K8680:$P8680,,$AM$13)","v":0},7.2407045009784738,71.211886723212487,63.971182222234013,56.368442496206619,7.602739726027397,8668,7838,5516,14.843444227005872,14.843444227005872,0,0,0,0,0,0,0,0,0,7.6027397260273979,0]
[null,null,null,null,null,null,null,null,null,null,null,null,null,null,null,null,null,null,null,null,null,null,null,0,0,{"$f":"MAX(MIN(Z$40*IF($Z$37=\"Solar\",$AM8715,1),$AO8715-SUM($Y8715:Y8715)),0)","v":60},{"$f":"MAX(MIN(AA$40,$AO8715-SUM($Y8715:Z8715)),0)","v":0},{"$f":"MAX(MIN(AB$40,$AO8715-SUM($Y8715:AA8715)),0)","v":11.222014489601861},{"$f":"MAX(MIN(AC$40,$AO8715-SUM($Y8715:AB8715)),0)","v":0},{"$f":"MAX(MIN(AD$40,$AO8715-SUM($Y8715:AC8715)),0)","v":0},{"$f":"MAX(MIN(AE$40,$AO8715-SUM($Y8715:AD8715)),0)","v":0},{"$f":"MAX(MIN(AF$40,$AO8715-SUM($Y8715:AE8715)),0)","v":0},{"$f":"MAX(MIN(AG$40,$AO8715-SUM($Y8715:AF8715)),0)","v":0},{"$f":"MAX(MIN(AH$40,$AO8715-SUM($Y8715:AG8715)),0)","v":0},{"$f":"MAX(MIN(AI$40,$AO8715-SUM($Y8715:AH8715)),0)","v":0},71.222014489601861,0,{"$f":"INDEX(Demand!$C8681:$H8681,,$AM$13)","v":2.1163126975448944E-4},{"$f":"INDEX(Demand!$K8681:$P8681,,$AM$13)","v":0},7.2407045009784738,71.222014489601861,63.981309988623387,56.378570262595993,7.602739726027397,8669,7838,5517,14.843444227005872,14.843444227005872,0,0,0,0,0,0,0,0,0,7.6027397260273979,0]
[null,null,null,null,null,null,null,null,null,null,null,null,null,null,null,null,null,null,null,null,null,null,null,0,0,{"$f":"MAX(MIN(Z$40*IF($Z$37=\"Solar\",$AM8716,1),$AO8716-SUM($Y8716:Y8716)),0)","v":60},{"$f":"MAX(MIN(AA$40,$AO8716-SUM($Y8716:Z8716)),0)","v":0},{"$f":"MAX(MIN(AB$40,$AO8716-SUM($Y8716:AA8716)),0)","v":11.23085178433405},{"$f":"MAX(MIN(AC$40,$AO8716-SUM($Y8716:AB8716)),0)","v":0},{"$f":"MAX(MIN(AD$40,$AO8716-SUM($Y8716:AC8716)),0)","v":0},{"$f":"MAX(MIN(AE$40,$AO8716-SUM($Y8716:AD8716)),0)","v":0},{"$f":"MAX(MIN(AF$40,$AO8716-SUM($Y8716:AE8716)),0)","v":0},{"$f":"MAX(MIN(AG$40,$AO8716-SUM($Y8716:AF8716)),0)","v":0},{"$f":"MAX(MIN(AH$40,$AO8716-SUM($Y8716:AG8716)),0)","v":0},{"$f":"MAX(MIN(AI$40,$AO8716-SUM($Y8716:AH8716)),0)","v":0},71.23085178433405,0,{"$f":"INDEX(Demand!$C8682:$H8682,,$AM$13)","v":2.1166444278276336E-4},{"$f":"INDEX(Demand!$K8682:$P8682,,$AM$13)","v":0},7.2407045009784738,71.23085178433405,63.990147283355569,56.387407557328174,7.602739726027397,8670,7838,5518,14.843444227005872,14.843444227005872,0,0,0,0,0,0,0,0,0,7.6027397260273979,0]
[null,null,null,null,null,null,null,null,null,null,null,null,null,null,null,null,null,null,null,null,null,null,null,0,0,{"$f":"MAX(MIN(Z$40*IF($Z$37=\"Solar\",$AM8717,1),$AO8717-SUM($Y8717:Y8717)),0)","v":60},{"$f":"MAX(MIN(AA$40,$AO8717-SUM($Y8717:Z8717)),0)","v":0},{"$f":"MAX(MIN(AB$40,$AO8717-SUM($Y8717:AA8717)),0)","v":11.254354253645403},{"$f":"MAX(MIN(AC$40,$AO8717-SUM($Y8717:AB8717)),0)","v":0},{"$f":"MAX(MIN(AD$40,$AO8717-SUM($Y8717:AC8717)),0)","v":0},{"$f":"MAX(MIN(AE$40,$AO8717-SUM($Y8717:AD8717)),0)","v":0},{"$f":"MAX(MIN(AF$40,$AO8717-SUM($Y8717:AE8717)),0)","v":0},{"$f":"MAX(MIN(AG$40,$AO8717-SUM($Y8717:AF8717)),0)","v":0},{"$f":"MAX(MIN(AH$40,$AO8717-SUM($Y8717:AG8717)),0)","v":0},{"$f":"MAX(MIN(AI$40,$AO8717-SUM($Y8717:AH8717)),0)","v":0},71.254354253645403,0,{"$f":"INDEX(Demand!$C8683:$H8683,,$AM$13)","v":2.1175266526516341E-4},{"$f":"INDEX(Demand!$K8683:$P8683,,$AM$13)","v":0},7.2407045009784738,71.254354253645403,64.013649752666936,56.410910026639542,7.602739726027397,8671,7838,5519,14.843444227005872,14.843444227005872,0,0,0,0,0,0,0,0,0,7.6027397260273979,0]
[null,null,null,null,null,null,null,null,null,null,null,null,null,null,null,null,null,null,null,null,null,null,null,0,0,{"$f":"MAX(MIN(Z$40*IF($Z$37=\"Solar\",$AM8718,1),$AO8718-SUM($Y8718:Y8718)),0)","v":60},{"$f":"MAX(MIN(AA$40,$AO8718-SUM($Y8718:Z8718)),0)","v":0},{"$f":"MAX(MIN(AB$40,$AO8718-SUM($Y8718:AA8718)),0)","v":11.304383316860509},{"$f":"MAX(MIN(AC$40,$AO8718-SUM($Y8718:AB8718)),0)","v":0},{"$f":"MAX(MIN(AD$40,$AO8718-SUM($Y8718:AC8718)),0)","v":0},{"$f":"MAX(MIN(AE$40,$AO8718-SUM($Y8718:AD8718)),0)","v":0},{"$f":"MAX(MIN(AF$40,$AO8718-SUM($Y8718:AE8718)),0)","v":0},{"$f":"MAX(MIN(AG$40,$AO8718-SUM($Y8718:AF8718)),0)","v":0},{"$f":"MAX(MIN(AH$40,$AO8718-SUM($Y8718:AG8718)),0)","v":0},{"$f":"MAX(MIN(AI$40,$AO8718-SUM($Y8718:AH8718)),0)","v":0},71.304383316860509,0,{"$f":"INDEX(Demand!$C8684:$H8684,,$AM$13)","v":2.1194046204900394E-4},{"$f":"INDEX(Demand!$K8684:$P8684,,$AM$13)","v":0.15370217947706086},7.2407045009784738,71.304383316860509,64.063678815882042,56.460939089854648,7.602739726027397,8672,7838,5520,14.843444227005872,14.843444227005872,0,0,0,0,0,0,0,0,0,7.6027397260273979,0]
[null,null,null,null,null,null,null,null,null,null,null,null,null,null,null,null,null,null,null,null,null,null,null,0,0,{"$f":"MAX(MIN(Z$40*IF($Z$37=\"Solar\",$AM8719,1),$AO8719-SUM($Y8719:Y8719)),0)","v":60},{"$f":"MAX(MIN(AA$40,$AO8719-SUM($Y8719:Z8719)),0)","v":0},{"$f":"MAX(MIN(AB$40,$AO8719-SUM($Y8719:AA8719)),0)","v":11.330927007826688},{"$f":"MAX(MIN(AC$40,$AO8719-SUM($Y8719:AB8719)),0)","v":0},{"$f":"MAX(MIN(AD$40,$AO8719-SUM($Y8719:AC8719)),0)","v":0},{"$f":"MAX(MIN(AE$40,$AO8719-SUM($Y8719:AD8719)),0)","v":0},{"$f":"MAX(MIN(AF$40,$AO8719-SUM($Y8719:AE8719)),0)","v":0},{"$f":"MAX(MIN(AG$40,$AO8719-SUM($Y8719:AF8719)),0)","v":0},{"$f":"MAX(MIN(AH$40,$AO8719-SUM($Y8719:AG8719)),0)","v":0},{"$f":"MAX(MIN(AI$40,$AO8719-SUM($Y8719:AH8719)),0)","v":0},71.330927007826688,0,{"$f":"INDEX(Demand!$C8685:$H8685,,$AM$13)","v":2.1204010052860669E-4},{"$f":"INDEX(Demand!$K8685:$P8685,,$AM$13)","v":0.25670022888455424},7.2407045009784738,71.330927007826688,64.090222506848221,56.487482780820827,7.602739726027397,8673,7838,5521,14.843444227005872,14.843444227005872,0,0,0,0,0,0,0,0,0,7.6027397260273979,0]
[null,null,null,null,null,null,null,null,null,null,null,null,null,null,null,null,null,null,null,null,null,null,null,0,0,{"$f":"MAX(MIN(Z$40*IF($Z$37=\"Solar\",$AM8720,1),$AO8720-SUM($Y8720:Y8720)),0)","v":60},{"$f":"MAX(MIN(AA$40,$AO8720-SUM($Y8720:Z8720)),0)","v":0},{"$f":"MAX(MIN(AB$40,$AO8720-SUM($Y8720:AA8720)),0)","v":11.353923592382756},{"$f":"MAX(MIN(AC$40,$AO8720-SUM($Y8720:AB8720)),0)","v":0},{"$f":"MAX(MIN(AD$40,$AO8720-SUM($Y8720:AC8720)),0)","v":0},{"$f":"MAX(MIN(AE$40,$AO8720-SUM($Y8720:AD8720)),0)","v":0},{"$f":"MAX(MIN(AF$40,$AO8720-SUM($Y8720:AE8720)),0)","v":0},{"$f":"MAX(MIN(AG$40,$AO8720-SUM($Y8720:AF8720)),0)","v":0},{"$f":"MAX(MIN(AH$40,$AO8720-SUM($Y8720:AG8720)),0)","v":0},{"$f":"MAX(MIN(AI$40,$AO8720-SUM($Y8720:AH8720)),0)","v":0},71.353923592382756,0,{"$f":"INDEX(Demand!$C8686:$H8686,,$AM$13)","v":2.1212642404420747E-4},{"$f":"INDEX(Demand!$K8686:$P8686,,$AM$13)","v":0.38397357116280123},7.2407045009784738,71.353923592382756,64.113219091404275,56.510479365376881,7.602739726027397,8674,7838,5522,14.843444227005872,14.843444227005872,0,0,0,0,0,0,0,0,0,7.6027397260273979,0]
[null,null,null,null,null,null,null,null,null,null,null,null,null,null,null,null,null,null,null,null,null,null,null,0,0,{"$f":"MAX(MIN(Z$40*IF($Z$37=\"Solar\",$AM8721,1),$AO8721-SUM($Y8721:Y8721)),0)","v":60},{"$f":"MAX(MIN(AA$40,$AO8721-SUM($Y8721:Z8721)),0)","v":0},{"$f":"MAX(MIN(AB$40,$AO8721-SUM($Y8721:AA8721)),0)","v":11.388682531160413},{"$f":"MAX(MIN(AC$40,$AO8721-SUM($Y8721:AB8721)),0)","v":0},{"$f":"MAX(MIN(AD$40,$AO8721-SUM($Y8721:AC8721)),0)","v":0},{"$f":"MAX(MIN(AE$40,$AO8721-SUM($Y8721:AD8721)),0)","v":0},{"$f":"MAX(MIN(AF$40,$AO8721-SUM($Y8721:AE8721)),0)","v":0},{"$f":"MAX(MIN(AG$40,$AO8721-SUM($Y8721:AF8721)),0)","v":0},{"$f":"MAX(MIN(AH$40,$AO8721-SUM($Y8721:AG8721)),0)","v":0},{"$f":"MAX(MIN(AI$40,$AO8721-SUM($Y8721:AH8721)),0)","v":0},71.388682531160413,0,{"$f":"INDEX(Demand!$C8687:$H8687,,$AM$13)","v":2.1225690054112065E-4},{"$f":"INDEX(Demand!$K8687:$P8687,,$AM$13)","v":0.4020362832756425},7.2407045009784738,71.388682531160413,64.147978030181946,56.545238304154552,7.602739726027397,8675,7838,5523,14.843444227005872,14.843444227005872,0,0,0,0,0,0,0,0,0,7.6027397260273979,0]
[null,null,null,null,null,null,null,null,null,null,null,null,null,null,null,null,null,null,null,null,null,null,null,0,0,{"$f":"MAX(MIN(Z$40*IF($Z$37=\"Solar\",$AM8722,1),$AO8722-SUM($Y8722:Y8722)),0)","v":60},{"$f":"MAX(MIN(AA$40,$AO8722-SUM($Y8722:Z8722)),0)","v":0},{"$f":"MAX(MIN(AB$40,$AO8722-SUM($Y8722:AA8722)),0)","v":11.402418812455352},{"$f":"MAX(MIN(AC$40,$AO8722-SUM($Y8722:AB8722)),0)","v":0},{"$f":"MAX(MIN(AD$40,$AO8722-SUM($Y8722:AC8722)),0)","v":0},{"$f":"MAX(MIN(AE$40,$AO8722-SUM($Y8722:AD8722)),0)","v":0},{"$f":"MAX(MIN(AF$40,$AO8722-SUM($Y8722:AE8722)),0)","v":0},{"$f":"MAX(MIN(AG$40,$AO8722-SUM($Y8722:AF8722)),0)","v":0},{"$f":"MAX(MIN(AH$40,$AO8722-SUM($Y8722:AG8722)),0)","v":0},{"$f":"MAX(MIN(AI$40,$AO8722-SUM($Y8722:AH8722)),0)","v":0},71.402418812455352,0,{"$f":"INDEX(Demand!$C8688:$H8688,,$AM$13)","v":2.1230846315859416E-4},{"$f":"INDEX(Demand!$K8688:$P8688,,$AM$13)","v":0.33163455142009901},7.2407045009784738,71.402418812455352,64.161714311476885,56.558974585449491,7.602739726027397,8676,7838,5524,14.843444227005872,14.843444227005872,0,0,0,0,0,0,0,0,0,7.6027397260273979,0]
[null,null,null,null,null,null,null,null,null,null,null,null,null,null,null,null,null,null,null,null,null,null,null,0,0,{"$f":"MAX(MIN(Z$40*IF($Z$37=\"Solar\",$AM8723,1),$AO8723-SUM($Y8723:Y8723)),0)","v":60},{"$f":"MAX(MIN(AA$40,$AO8723-SUM($Y8723:Z8723)),0)","v":0},{"$f":"MAX(MIN(AB$40,$AO8723-SUM($Y8723:AA8723)),0)","v":11.41655687367296},{"$f":"MAX(MIN(AC$40,$AO8723-SUM($Y8723:AB8723)),0)","v":0},{"$f":"MAX(MIN(AD$40,$AO8723-SUM($Y8723:AC8723)),0)","v":0},{"$f":"MAX(MIN(AE$40,$AO8723-SUM($Y8723:AD8723)),0)","v":0},{"$f":"MAX(MIN(AF$40,$AO8723-SUM($Y8723:AE8723)),0)","v":0},{"$f":"MAX(MIN(AG$40,$AO8723-SUM($Y8723:AF8723)),0)","v":0},{"$f":"MAX(MIN(AH$40,$AO8723-SUM($Y8723:AG8723)),0)","v":0},{"$f":"MAX(MIN(AI$40,$AO8723-SUM($Y8723:AH8723)),0)","v":0},71.41655687367296,0,{"$f":"INDEX(Demand!$C8689:$H8689,,$AM$13)","v":2.1236153395896051E-4},{"$f":"INDEX(Demand!$K8689:$P8689,,$AM$13)","v":0.22060862996245395},7.2407045009784738,71.41655687367296,64.175852372694493,56.573112646667099,7.602739726027397,8677,7838,5525,14.843444227005872,14.843444227005872,0,0,0,0,0,0,0,0,0,7.6027397260273979,0]
[null,null,null,null,null,null,null,null,null,null,null,null,null,null,null,null,null,null,null,null,null,null,null,0,0,{"$f":"MAX(MIN(Z$40*IF($Z$37=\"Solar\",$AM8724,1),$AO8724-SUM($Y8724:Y8724)),0)","v":60},{"$f":"MAX(MIN(AA$40,$AO8724-SUM($Y8724:Z8724)),0)","v":0},{"$f":"MAX(MIN(AB$40,$AO8724-SUM($Y8724:AA8724)),0)","v":11.428276339827164},{"$f":"MAX(MIN(AC$40,$AO8724-SUM($Y8724:AB8724)),0)","v":0},{"$f":"MAX(MIN(AD$40,$AO8724-SUM($Y8724:AC8724)),0)","v":0},{"$f":"MAX(MIN(AE$40,$AO8724-SUM($Y8724:AD8724)),0)","v":0},{"$f":"MAX(MIN(AF$40,$AO8724-SUM($Y8724:AE8724)),0)","v":0},{"$f":"MAX(MIN(AG$40,$AO8724-SUM($Y8724:AF8724)),0)","v":0},{"$f":"MAX(MIN(AH$40,$AO8724-SUM($Y8724:AG8724)),0)","v":0},{"$f":"MAX(MIN(AI$40,$AO8724-SUM($Y8724:AH8724)),0)","v":0},71.428276339827164,0,{"$f":"INDEX(Demand!$C8690:$H8690,,$AM$13)","v":2.1240552594902889E-4},{"$f":"INDEX(Demand!$K8690:$P8690,,$AM$13)","v":6.630887012210937E-2},7.2407045009784738,71.428276339827164,64.187571838848697,56.584832112821303,7.602739726027397,8678,7838,5526,14.843444227005872,14.843444227005872,0,0,0,0,0,0,0,0,0,7.6027397260273979,0]
[null,null,null,null,null,null,null,null,null,null,null,null,null,null,null,null,null,null,null,null,null,null,null,0,0,{"$f":"MAX(MIN(Z$40*IF($Z$37=\"Solar\",$AM8725,1),$AO8725-SUM($Y8725:Y8725)),0)","v":60},{"$f":"MAX(MIN(AA$40,$AO8725-SUM($Y8725:Z8725)),0)","v":0},{"$f":"MAX(MIN(AB$40,$AO8725-SUM($Y8725:AA8725)),0)","v":11.456026308673216},{"$f":"MAX(MIN(AC$40,$AO8725-SUM($Y8725:AB8725)),0)","v":0},{"$f":"MAX(MIN(AD$40,$AO8725-SUM($Y8725:AC8725)),0)","v":0},{"$f":"MAX(MIN(AE$40,$AO8725-SUM($Y8725:AD8725)),0)","v":0},{"$f":"MAX(MIN(AF$40,$AO8725-SUM($Y8725:AE8725)),0)","v":0},{"$f":"MAX(MIN(AG$40,$AO8725-SUM($Y8725:AF8725)),0)","v":0},{"$f":"MAX(MIN(AH$40,$AO8725-SUM($Y8725:AG8725)),0)","v":0},{"$f":"MAX(MIN(AI$40,$AO8725-SUM($Y8725:AH8725)),0)","v":0},71.456026308673216,0,{"$f":"INDEX(Demand!$C8691:$H8691,,$AM$13)","v":2.1250969249875129E-4},{"$f":"INDEX(Demand!$K8691:$P8691,,$AM$13)","v":0},7.2407045009784738,71.456026308673216,64.21532180769475,56.612582081667355,7.602739726027397,8679,7838,5527,14.843444227005872,14.843444227005872,0,0,0,0,0,0,0,0,0,7.6027397260273979,0]
[null,null,null,null,null,null,null,null,null,null,null,null,null,null,null,null,null,null,null,null,null,null,null,0,0,{"$f":"MAX(MIN(Z$40*IF($Z$37=\"Solar\",$AM8726,1),$AO8726-SUM($Y8726:Y8726)),0)","v":60},{"$f":"MAX(MIN(AA$40,$AO8726-SUM($Y8726:Z8726)),0)","v":0},{"$f":"MAX(MIN(AB$40,$AO8726-SUM($Y8726:AA8726)),0)","v":11.458363013249453},{"$f":"MAX(MIN(AC$40,$AO8726-SUM($Y8726:AB8726)),0)","v":0},{"$f":"MAX(MIN(AD$40,$AO8726-SUM($Y8726:AC8726)),0)","v":0},{"$f":"MAX(MIN(AE$40,$AO8726-SUM($Y8726:AD8726)),0)","v":0},{"$f":"MAX(MIN(AF$40,$AO8726-SUM($Y8726:AE8726)),0)","v":0},{"$f":"MAX(MIN(AG$40,$AO8726-SUM($Y8726:AF8726)),0)","v":0},{"$f":"MAX(MIN(AH$40,$AO8726-SUM($Y8726:AG8726)),0)","v":0},{"$f":"MAX(MIN(AI$40,$AO8726-SUM($Y8726:AH8726)),0)","v":0},71.458363013249453,0,{"$f":"INDEX(Demand!$C8692:$H8692,,$AM$13)","v":2.1251846391232571E-4},{"$f":"INDEX(Demand!$K8692:$P8692,,$AM$13)","v":0},7.2407045009784738,71.458363013249453,64.217658512270972,56.614918786243578,7.602739726027397,8680,7838,5528,14.843444227005872,14.843444227005872,0,0,0,0,0,0,0,0,0,7.6027397260273979,0]
[null,null,null,null,null,null,null,null,null,null,null,null,null,null,null,null,null,null,null,null,null,null,null,0,0,{"$f":"MAX(MIN(Z$40*IF($Z$37=\"Solar\",$AM8727,1),$AO8727-SUM($Y8727:Y8727)),0)","v":60},{"$f":"MAX(MIN(AA$40,$AO8727-SUM($Y8727:Z8727)),0)","v":0},{"$f":"MAX(MIN(AB$40,$AO8727-SUM($Y8727:AA8727)),0)","v":11.515089503711636},{"$f":"MAX(MIN(AC$40,$AO8727-SUM($Y8727:AB8727)),0)","v":0},{"$f":"MAX(MIN(AD$40,$AO8727-SUM($Y8727:AC8727)),0)","v":0},{"$f":"MAX(MIN(AE$40,$AO8727-SUM($Y8727:AD8727)),0)","v":0},{"$f":"MAX(MIN(AF$40,$AO8727-SUM($Y8727:AE8727)),0)","v":0},{"$f":"MAX(MIN(AG$40,$AO8727-SUM($Y8727:AF8727)),0)","v":0},{"$f":"MAX(MIN(AH$40,$AO8727-SUM($Y8727:AG8727)),0)","v":0},{"$f":"MAX(MIN(AI$40,$AO8727-SUM($Y8727:AH8727)),0)","v":0},71.515089503711636,0,{"$f":"INDEX(Demand!$C8693:$H8693,,$AM$13)","v":2.1273140118883548E-4},{"$f":"INDEX(Demand!$K8693:$P8693,,$AM$13)","v":0},7.2407045009784738,71.515089503711636,64.274385002733169,56.671645276705775,7.602739726027397,8681,7838,5529,14.843444227005872,14.843444227005872,0,0,0,0,0,0,0,0,0,7.6027397260273979,0]
[null,null,null,null,null,null,null,null,null,null,null,null,null,null,null,null,null,null,null,null,null,null,null,0,0,{"$f":"MAX(MIN(Z$40*IF($Z$37=\"Solar\",$AM8728,1),$AO8728-SUM($Y8728:Y8728)),0)","v":60},{"$f":"MAX(MIN(AA$40,$AO8728-SUM($Y8728:Z8728)),0)","v":0},{"$f":"MAX(MIN(AB$40,$AO8728-SUM($Y8728:AA8728)),0)","v":11.53289594669539},{"$f":"MAX(MIN(AC$40,$AO8728-SUM($Y8728:AB8728)),0)","v":0},{"$f":"MAX(MIN(AD$40,$AO8728-SUM($Y8728:AC8728)),0)","v":0},{"$f":"MAX(MIN(AE$40,$AO8728-SUM($Y8728:AD8728)),0)","v":0},{"$f":"MAX(MIN(AF$40,$AO8728-SUM($Y8728:AE8728)),0)","v":0},{"$f":"MAX(MIN(AG$40,$AO8728-SUM($Y8728:AF8728)),0)","v":0},{"$f":"MAX(MIN(AH$40,$AO8728-SUM($Y8728:AG8728)),0)","v":0},{"$f":"MAX(MIN(AI$40,$AO8728-SUM($Y8728:AH8728)),0)","v":0},71.53289594669539,0,{"$f":"INDEX(Demand!$C8694:$H8694,,$AM$13)","v":2.1279824219102675E-4},{"$f":"INDEX(Demand!$K8694:$P8694,,$AM$13)","v":0},7.2407045009784738,71.53289594669539,64.292191445716924,56.689451719689529,7.602739726027397,8682,7838,5530,14.843444227005872,14.843444227005872,0,0,0,0,0,0,0,0,0,7.6027397260273979,0]
[null,null,null,null,null,null,null,null,null,null,null,null,null,null,null,null,null,null,null,null,null,null,null,0,0,{"$f":"MAX(MIN(Z$40*IF($Z$37=\"Solar\",$AM8729,1),$AO8729-SUM($Y8729:Y8729)),0)","v":60},{"$f":"MAX(MIN(AA$40,$AO8729-SUM($Y8729:Z8729)),0)","v":0},{"$f":"MAX(MIN(AB$40,$AO8729-SUM($Y8729:AA8729)),0)","v":11.555982253522757},{"$f":"MAX(MIN(AC$40,$AO8729-SUM($Y8729:AB8729)),0)","v":0},{"$f":"MAX(MIN(AD$40,$AO8729-SUM($Y8729:AC8729)),0)","v":0},{"$f":"MAX(MIN(AE$40,$AO8729-SUM($Y8729:AD8729)),0)","v":0},{"$f":"MAX(MIN(AF$40,$AO8729-SUM($Y8729:AE8729)),0)","v":0},{"$f":"MAX(MIN(AG$40,$AO8729-SUM($Y8729:AF8729)),0)","v":0},{"$f":"MAX(MIN(AH$40,$AO8729-SUM($Y8729:AG8729)),0)","v":0},{"$f":"MAX(MIN(AI$40,$AO8729-SUM($Y8729:AH8729)),0)","v":0},71.555982253522757,0,{"$f":"INDEX(Demand!$C8695:$H8695,,$AM$13)","v":2.1288490250194025E-4},{"$f":"INDEX(Demand!$K8695:$P8695,,$AM$13)","v":0},7.2407045009784738,71.555982253522757,64.31527775254429,56.712538026516896,7.602739726027397,8683,7838,5531,14.843444227005872,14.843444227005872,0,0,0,0,0,0,0,0,0,7.6027397260273979,0]
[null,null,null,null,null,null,null,null,null,null,null,null,null,null,null,null,null,null,null,null,null,null,null,0,0,{"$f":"MAX(MIN(Z$40*IF($Z$37=\"Solar\",$AM8730,1),$AO8730-SUM($Y8730:Y8730)),0)","v":60},{"$f":"MAX(MIN(AA$40,$AO8730-SUM($Y8730:Z8730)),0)","v":0},{"$f":"MAX(MIN(AB$40,$AO8730-SUM($Y8730:AA8730)),0)","v":11.608774691396036},{"$f":"MAX(MIN(AC$40,$AO8730-SUM($Y8730:AB8730)),0)","v":0},{"$f":"MAX(MIN(AD$40,$AO8730-SUM($Y8730:AC8730)),0)","v":0},{"$f":"MAX(MIN(AE$40,$AO8730-SUM($Y8730:AD8730)),0)","v":0},{"$f":"MAX(MIN(AF$40,$AO8730-SUM($Y8730:AE8730)),0)","v":0},{"$f":"MAX(MIN(AG$40,$AO8730-SUM($Y8730:AF8730)),0)","v":0},{"$f":"MAX(MIN(AH$40,$AO8730-SUM($Y8730:AG8730)),0)","v":0},{"$f":"MAX(MIN(AI$40,$AO8730-SUM($Y8730:AH8730)),0)","v":0},71.608774691396036,0,{"$f":"INDEX(Demand!$C8696:$H8696,,$AM$13)","v":2.1308307231377683E-4},{"$f":"INDEX(Demand!$K8696:$P8696,,$AM$13)","v":0},7.2407045009784738,71.608774691396036,64.368070190417555,56.765330464390161,7.602739726027397,8684,7838,5532,14.843444227005872,14.843444227005872,0,0,0,0,0,0,0,0,0,7.6027397260273979,0]
[null,null,null,null,null,null,null,null,null,null,null,null,null,null,null,null,null,null,null,null,null,null,null,0,0,{"$f":"MAX(MIN(Z$40*IF($Z$37=\"Solar\",$AM8731,1),$AO8731-SUM($Y8731:Y8731)),0)","v":60},{"$f":"MAX(MIN(AA$40,$AO8731-SUM($Y8731:Z8731)),0)","v":0},{"$f":"MAX(MIN(AB$40,$AO8731-SUM($Y8731:AA8731)),0)","v":11.624965963470913},{"$f":"MAX(MIN(AC$40,$AO8731-SUM($Y8731:AB8731)),0)","v":0},{"$f":"MAX(MIN(AD$40,$AO8731-SUM($Y8731:AC8731)),0)","v":0},{"$f":"MAX(MIN(AE$40,$AO8731-SUM($Y8731:AD8731)),0)","v":0},{"$f":"MAX(MIN(AF$40,$AO8731-SUM($Y8731:AE8731)),0)","v":0},{"$f":"MAX(MIN(AG$40,$AO8731-SUM($Y8731:AF8731)),0)","v":0},{"$f":"MAX(MIN(AH$40,$AO8731-SUM($Y8731:AG8731)),0)","v":0},{"$f":"MAX(MIN(AI$40,$AO8731-SUM($Y8731:AH8731)),0)","v":0},71.624965963470913,0,{"$f":"INDEX(Demand!$C8697:$H8697,,$AM$13)","v":2.1314385036210598E-4},{"$f":"INDEX(Demand!$K8697:$P8697,,$AM$13)","v":0},7.2407045009784738,71.624965963470913,64.384261462492432,56.781521736465038,7.602739726027397,8685,7838,5533,14.843444227005872,14.843444227005872,0,0,0,0,0,0,0,0,0,7.6027397260273979,0]
[null,null,null,null,null,null,null,null,null,null,null,null,null,null,null,null,null,null,null,null,null,null,null,0,0,{"$f":"MAX(MIN(Z$40*IF($Z$37=\"Solar\",$AM8732,1),$AO8732-SUM($Y8732:Y8732)),0)","v":60},{"$f":"MAX(MIN(AA$40,$AO8732-SUM($Y8732:Z8732)),0)","v":0},{"$f":"MAX(MIN(AB$40,$AO8732-SUM($Y8732:AA8732)),0)","v":11.655889413273769},{"$f":"MAX(MIN(AC$40,$AO8732-SUM($Y8732:AB8732)),0)","v":0},{"$f":"MAX(MIN(AD$40,$AO8732-SUM($Y8732:AC8732)),0)","v":0},{"$f":"MAX(MIN(AE$40,$AO8732-SUM($Y8732:AD8732)),0)","v":0},{"$f":"MAX(MIN(AF$40,$AO8732-SUM($Y8732:AE8732)),0)","v":0},{"$f":"MAX(MIN(AG$40,$AO8732-SUM($Y8732:AF8732)),0)","v":0},{"$f":"MAX(MIN(AH$40,$AO8732-SUM($Y8732:AG8732)),0)","v":0},{"$f":"MAX(MIN(AI$40,$AO8732-SUM($Y8732:AH8732)),0)","v":0},71.655889413273769,0,{"$f":"INDEX(Demand!$C8698:$H8698,,$AM$13)","v":2.1325992937788247E-4},{"$f":"INDEX(Demand!$K8698:$P8698,,$AM$13)","v":0},7.2407045009784738,71.655889413273769,64.415184912295288,56.812445186267894,7.602739726027397,8686,7838,5534,14.843444227005872,14.843444227005872,0,0,0,0,0,0,0,0,0,7.6027397260273979,0]
[null,null,null,null,null,null,null,null,null,null,null,null,null,null,null,null,null,null,null,null,null,null,null,0,0,{"$f":"MAX(MIN(Z$40*IF($Z$37=\"Solar\",$AM8733,1),$AO8733-SUM($Y8733:Y8733)),0)","v":60},{"$f":"MAX(MIN(AA$40,$AO8733-SUM($Y8733:Z8733)),0)","v":0},{"$f":"MAX(MIN(AB$40,$AO8733-SUM($Y8733:AA8733)),0)","v":11.666265535394757},{"$f":"MAX(MIN(AC$40,$AO8733-SUM($Y8733:AB8733)),0)","v":0},{"$f":"MAX(MIN(AD$40,$AO8733-SUM($Y8733:AC8733)),0)","v":0},{"$f":"MAX(MIN(AE$40,$AO8733-SUM($Y8733:AD8733)),0)","v":0},{"$f":"MAX(MIN(AF$40,$AO8733-SUM($Y8733:AE8733)),0)","v":0},{"$f":"MAX(MIN(AG$40,$AO8733-SUM($Y8733:AF8733)),0)","v":0},{"$f":"MAX(MIN(AH$40,$AO8733-SUM($Y8733:AG8733)),0)","v":0},{"$f":"MAX(MIN(AI$40,$AO8733-SUM($Y8733:AH8733)),0)","v":0},71.666265535394757,0,{"$f":"INDEX(Demand!$C8699:$H8699,,$AM$13)","v":2.1329887878524358E-4},{"$f":"INDEX(Demand!$K8699:$P8699,,$AM$13)","v":0},7.2407045009784738,71.666265535394757,64.42556103441629,56.822821308388896,7.602739726027397,8687,7838,5535,14.843444227005872,14.843444227005872,0,0,0,0,0,0,0,0,0,7.6027397260273979,0]
[null,null,null,null,null,null,null,null,null,null,null,null,null,null,null,null,null,null,null,null,null,null,null,0,0,{"$f":"MAX(MIN(Z$40*IF($Z$37=\"Solar\",$AM8734,1),$AO8734-SUM($Y8734:Y8734)),0)","v":60},{"$f":"MAX(MIN(AA$40,$AO8734-SUM($Y8734:Z8734)),0)","v":0},{"$f":"MAX(MIN(AB$40,$AO8734-SUM($Y8734:AA8734)),0)","v":11.67582478452249},{"$f":"MAX(MIN(AC$40,$AO8734-SUM($Y8734:AB8734)),0)","v":0},{"$f":"MAX(MIN(AD$40,$AO8734-SUM($Y8734:AC8734)),0)","v":0},{"$f":"MAX(MIN(AE$40,$AO8734-SUM($Y8734:AD8734)),0)","v":0},{"$f":"MAX(MIN(AF$40,$AO8734-SUM($Y8734:AE8734)),0)","v":0},{"$f":"MAX(MIN(AG$40,$AO8734-SUM($Y8734:AF8734)),0)","v":0},{"$f":"MAX(MIN(AH$40,$AO8734-SUM($Y8734:AG8734)),0)","v":0},{"$f":"MAX(MIN(AI$40,$AO8734-SUM($Y8734:AH8734)),0)","v":0},71.67582478452249,0,{"$f":"INDEX(Demand!$C8700:$H8700,,$AM$13)","v":2.1333476185253982E-4},{"$f":"INDEX(Demand!$K8700:$P8700,,$AM$13)","v":0},7.2407045009784738,71.67582478452249,64.435120283544009,56.832380557516615,7.602739726027397,8688,7838,5536,14.843444227005872,14.843444227005872,0,0,0,0,0,0,0,0,0,7.6027397260273979,0]
[null,null,null,null,null,null,null,null,null,null,null,null,null,null,null,null,null,null,null,null,null,null,null,0,0,{"$f":"MAX(MIN(Z$40*IF($Z$37=\"Solar\",$AM8735,1),$AO8735-SUM($Y8735:Y8735)),0)","v":60},{"$f":"MAX(MIN(AA$40,$AO8735-SUM($Y8735:Z8735)),0)","v":0},{"$f":"MAX(MIN(AB$40,$AO8735-SUM($Y8735:AA8735)),0)","v":11.691262028706859},{"$f":"MAX(MIN(AC$40,$AO8735-SUM($Y8735:AB8735)),0)","v":0},{"$f":"MAX(MIN(AD$40,$AO8735-SUM($Y8735:AC8735)),0)","v":0},{"$f":"MAX(MIN(AE$40,$AO8735-SUM($Y8735:AD8735)),0)","v":0},{"$f":"MAX(MIN(AF$40,$AO8735-SUM($Y8735:AE8735)),0)","v":0},{"$f":"MAX(MIN(AG$40,$AO8735-SUM($Y8735:AF8735)),0)","v":0},{"$f":"MAX(MIN(AH$40,$AO8735-SUM($Y8735:AG8735)),0)","v":0},{"$f":"MAX(MIN(AI$40,$AO8735-SUM($Y8735:AH8735)),0)","v":0},71.691262028706859,0,{"$f":"INDEX(Demand!$C8701:$H8701,,$AM$13)","v":2.1339270946584452E-4},{"$f":"INDEX(Demand!$K8701:$P8701,,$AM$13)","v":0},7.2407045009784738,71.691262028706859,64.450557527728378,56.847817801700984,7.602739726027397,8689,7838,5537,14.843444227005872,14.843444227005872,0,0,0,0,0,0,0,0,0,7.6027397260273979,0]
[null,null,null,null,null,null,null,null,null,null,null,null,null,null,null,null,null,null,null,null,null,null,null,0,0,{"$f":"MAX(MIN(Z$40*IF($Z$37=\"Solar\",$AM8736,1),$AO8736-SUM($Y8736:Y8736)),0)","v":60},{"$f":"MAX(MIN(AA$40,$AO8736-SUM($Y8736:Z8736)),0)","v":0},{"$f":"MAX(MIN(AB$40,$AO8736-SUM($Y8736:AA8736)),0)","v":11.709061042666463},{"$f":"MAX(MIN(AC$40,$AO8736-SUM($Y8736:AB8736)),0)","v":0},{"$f":"MAX(MIN(AD$40,$AO8736-SUM($Y8736:AC8736)),0)","v":0},{"$f":"MAX(MIN(AE$40,$AO8736-SUM($Y8736:AD8736)),0)","v":0},{"$f":"MAX(MIN(AF$40,$AO8736-SUM($Y8736:AE8736)),0)","v":0},{"$f":"MAX(MIN(AG$40,$AO8736-SUM($Y8736:AF8736)),0)","v":0},{"$f":"MAX(MIN(AH$40,$AO8736-SUM($Y8736:AG8736)),0)","v":0},{"$f":"MAX(MIN(AI$40,$AO8736-SUM($Y8736:AH8736)),0)","v":0},71.709061042666463,0,{"$f":"INDEX(Demand!$C8702:$H8702,,$AM$13)","v":2.1345952258130846E-4},{"$f":"INDEX(Demand!$K8702:$P8702,,$AM$13)","v":0},7.2407045009784738,71.709061042666463,64.468356541687982,56.865616815660587,7.602739726027397,8690,7838,5538,14.843444227005872,14.843444227005872,0,0,0,0,0,0,0,0,0,7.6027397260273979,0]
[null,null,null,null,null,null,null,null,null,null,null,null,null,null,null,null,null,null,null,null,null,null,null,0,0,{"$f":"MAX(MIN(Z$40*IF($Z$37=\"Solar\",$AM8737,1),$AO8737-SUM($Y8737:Y8737)),0)","v":60},{"$f":"MAX(MIN(AA$40,$AO8737-SUM($Y8737:Z8737)),0)","v":0},{"$f":"MAX(MIN(AB$40,$AO8737-SUM($Y8737:AA8737)),0)","v":11.73153204637066},{"$f":"MAX(MIN(AC$40,$AO8737-SUM($Y8737:AB8737)),0)","v":0},{"$f":"MAX(MIN(AD$40,$AO8737-SUM($Y8737:AC8737)),0)","v":0},{"$f":"MAX(MIN(AE$40,$AO8737-SUM($Y8737:AD8737)),0)","v":0},{"$f":"MAX(MIN(AF$40,$AO8737-SUM($Y8737:AE8737)),0)","v":0},{"$f":"MAX(MIN(AG$40,$AO8737-SUM($Y8737:AF8737)),0)","v":0},{"$f":"MAX(MIN(AH$40,$AO8737-SUM($Y8737:AG8737)),0)","v":0},{"$f":"MAX(MIN(AI$40,$AO8737-SUM($Y8737:AH8737)),0)","v":0},71.73153204637066,0,{"$f":"INDEX(Demand!$C8703:$H8703,,$AM$13)","v":2.1354387319581374E-4},{"$f":"INDEX(Demand!$K8703:$P8703,,$AM$13)","v":0},7.2407045009784738,71.73153204637066,64.490827545392179,56.888087819364785,7.602739726027397,8691,7838,5539,14.843444227005872,14.843444227005872,0,0,0,0,0,0,0,0,0,7.6027397260273979,0]
[null,null,null,null,null,null,null,null,null,null,null,null,null,null,null,null,null,null,null,null,null,null,null,0,0,{"$f":"MAX(MIN(Z$40*IF($Z$37=\"Solar\",$AM8738,1),$AO8738-SUM($Y8738:Y8738)),0)","v":60},{"$f":"MAX(MIN(AA$40,$AO8738-SUM($Y8738:Z8738)),0)","v":0},{"$f":"MAX(MIN(AB$40,$AO8738-SUM($Y8738:AA8738)),0)","v":11.739695744437626},{"$f":"MAX(MIN(AC$40,$AO8738-SUM($Y8738:AB8738)),0)","v":0},{"$f":"MAX(MIN(AD$40,$AO8738-SUM($Y8738:AC8738)),0)","v":0},{"$f":"MAX(MIN(AE$40,$AO8738-SUM($Y8738:AD8738)),0)","v":0},{"$f":"MAX(MIN(AF$40,$AO8738-SUM($Y8738:AE8738)),0)","v":0},{"$f":"MAX(MIN(AG$40,$AO8738-SUM($Y8738:AF8738)),0)","v":0},{"$f":"MAX(MIN(AH$40,$AO8738-SUM($Y8738:AG8738)),0)","v":0},{"$f":"MAX(MIN(AI$40,$AO8738-SUM($Y8738:AH8738)),0)","v":0},71.739695744437626,0,{"$f":"INDEX(Demand!$C8704:$H8704,,$AM$13)","v":2.135745177080771E-4},{"$f":"INDEX(Demand!$K8704:$P8704,,$AM$13)","v":0},7.2407045009784738,71.739695744437626,64.498991243459145,56.89625151743175,7.602739726027397,8692,7838,5540,14.843444227005872,14.843444227005872,0,0,0,0,0,0,0,0,0,7.6027397260273979,0]
[null,null,null,null,null,null,null,null,null,null,null,null,null,null,null,null,null,null,null,null,null,null,null,0,0,{"$f":"MAX(MIN(Z$40*IF($Z$37=\"Solar\",$AM8739,1),$AO8739-SUM($Y8739:Y8739)),0)","v":60},{"$f":"MAX(MIN(AA$40,$AO8739-SUM($Y8739:Z8739)),0)","v":0},{"$f":"MAX(MIN(AB$40,$AO8739-SUM($Y8739:AA8739)),0)","v":11.769386257446371},{"$f":"MAX(MIN(AC$40,$AO8739-SUM($Y8739:AB8739)),0)","v":0},{"$f":"MAX(MIN(AD$40,$AO8739-SUM($Y8739:AC8739)),0)","v":0},{"$f":"MAX(MIN(AE$40,$AO8739-SUM($Y8739:AD8739)),0)","v":0},{"$f":"MAX(MIN(AF$40,$AO8739-SUM($Y8739:AE8739)),0)","v":0},{"$f":"MAX(MIN(AG$40,$AO8739-SUM($Y8739:AF8739)),0)","v":0},{"$f":"MAX(MIN(AH$40,$AO8739-SUM($Y8739:AG8739)),0)","v":0},{"$f":"MAX(MIN(AI$40,$AO8739-SUM($Y8739:AH8739)),0)","v":0},71.769386257446371,0,{"$f":"INDEX(Demand!$C8705:$H8705,,$AM$13)","v":2.1368596858273458E-4},{"$f":"INDEX(Demand!$K8705:$P8705,,$AM$13)","v":0},7.2407045009784738,71.769386257446371,64.528681756467904,56.92594203044051,7.602739726027397,8693,7838,5541,14.843444227005872,14.843444227005872,0,0,0,0,0,0,0,0,0,7.6027397260273979,0]
[null,null,null,null,null,null,null,null,null,null,null,null,null,null,null,null,null,null,null,null,null,null,null,0,0,{"$f":"MAX(MIN(Z$40*IF($Z$37=\"Solar\",$AM8740,1),$AO8740-SUM($Y8740:Y8740)),0)","v":60},{"$f":"MAX(MIN(AA$40,$AO8740-SUM($Y8740:Z8740)),0)","v":0},{"$f":"MAX(MIN(AB$40,$AO8740-SUM($Y8740:AA8740)),0)","v":11.79625627245818},{"$f":"MAX(MIN(AC$40,$AO8740-SUM($Y8740:AB8740)),0)","v":0},{"$f":"MAX(MIN(AD$40,$AO8740-SUM($Y8740:AC8740)),0)","v":0},{"$f":"MAX(MIN(AE$40,$AO8740-SUM($Y8740:AD8740)),0)","v":0},{"$f":"MAX(MIN(AF$40,$AO8740-SUM($Y8740:AE8740)),0)","v":0},{"$f":"MAX(MIN(AG$40,$AO8740-SUM($Y8740:AF8740)),0)","v":0},{"$f":"MAX(MIN(AH$40,$AO8740-SUM($Y8740:AG8740)),0)","v":0},{"$f":"MAX(MIN(AI$40,$AO8740-SUM($Y8740:AH8740)),0)","v":0},71.79625627245818,0,{"$f":"INDEX(Demand!$C8706:$H8706,,$AM$13)","v":2.1378683200244856E-4},{"$f":"INDEX(Demand!$K8706:$P8706,,$AM$13)","v":0},7.2407045009784738,71.79625627245818,64.555551771479699,56.952812045452305,7.602739726027397,8694,7838,5542,14.843444227005872,14.843444227005872,0,0,0,0,0,0,0,0,0,7.6027397260273979,0]
[null,null,null,null,null,null,null,null,null,null,null,null,null,null,null,null,null,null,null,null,null,null,null,0,0,{"$f":"MAX(MIN(Z$40*IF($Z$37=\"Solar\",$AM8741,1),$AO8741-SUM($Y8741:Y8741)),0)","v":60},{"$f":"MAX(MIN(AA$40,$AO8741-SUM($Y8741:Z8741)),0)","v":0},{"$f":"MAX(MIN(AB$40,$AO8741-SUM($Y8741:AA8741)),0)","v":11.819674930052969},{"$f":"MAX(MIN(AC$40,$AO8741-SUM($Y8741:AB8741)),0)","v":0},{"$f":"MAX(MIN(AD$40,$AO8741-SUM($Y8741:AC8741)),0)","v":0},{"$f":"MAX(MIN(AE$40,$AO8741-SUM($Y8741:AD8741)),0)","v":0},{"$f":"MAX(MIN(AF$40,$AO8741-SUM($Y8741:AE8741)),0)","v":0},{"$f":"MAX(MIN(AG$40,$AO8741-SUM($Y8741:AF8741)),0)","v":0},{"$f":"MAX(MIN(AH$40,$AO8741-SUM($Y8741:AG8741)),0)","v":0},{"$f":"MAX(MIN(AI$40,$AO8741-SUM($Y8741:AH8741)),0)","v":0},71.819674930052969,0,{"$f":"INDEX(Demand!$C8707:$H8707,,$AM$13)","v":2.1387473987630285E-4},{"$f":"INDEX(Demand!$K8707:$P8707,,$AM$13)","v":0},7.2407045009784738,71.819674930052969,64.578970429074488,56.976230703047094,7.602739726027397,8695,7838,5543,14.843444227005872,14.843444227005872,0,0,0,0,0,0,0,0,0,7.6027397260273979,0]
[null,null,null,null,null,null,null,null,null,null,null,null,null,null,null,null,null,null,null,null,null,null,null,0,0,{"$f":"MAX(MIN(Z$40*IF($Z$37=\"Solar\",$AM8742,1),$AO8742-SUM($Y8742:Y8742)),0)","v":60},{"$f":"MAX(MIN(AA$40,$AO8742-SUM($Y8742:Z8742)),0)","v":0},{"$f":"MAX(MIN(AB$40,$AO8742-SUM($Y8742:AA8742)),0)","v":11.836330392628241},{"$f":"MAX(MIN(AC$40,$AO8742-SUM($Y8742:AB8742)),0)","v":0},{"$f":"MAX(MIN(AD$40,$AO8742-SUM($Y8742:AC8742)),0)","v":0},{"$f":"MAX(MIN(AE$40,$AO8742-SUM($Y8742:AD8742)),0)","v":0},{"$f":"MAX(MIN(AF$40,$AO8742-SUM($Y8742:AE8742)),0)","v":0},{"$f":"MAX(MIN(AG$40,$AO8742-SUM($Y8742:AF8742)),0)","v":0},{"$f":"MAX(MIN(AH$40,$AO8742-SUM($Y8742:AG8742)),0)","v":0},{"$f":"MAX(MIN(AI$40,$AO8742-SUM($Y8742:AH8742)),0)","v":0},71.836330392628241,0,{"$f":"INDEX(Demand!$C8708:$H8708,,$AM$13)","v":2.1393726038146531E-4},{"$f":"INDEX(Demand!$K8708:$P8708,,$AM$13)","v":0.14434384548601326},7.2407045009784738,71.836330392628241,64.59562589164976,56.992886165622366,7.602739726027397,8696,7838,5544,14.843444227005872,14.843444227005872,0,0,0,0,0,0,0,0,0,7.6027397260273979,0]
[null,null,null,null,null,null,null,null,null,null,null,null,null,null,null,null,null,null,null,null,null,null,null,0,0,{"$f":"MAX(MIN(Z$40*IF($Z$37=\"Solar\",$AM8743,1),$AO8743-SUM($Y8743:Y8743)),0)","v":60},{"$f":"MAX(MIN(AA$40,$AO8743-SUM($Y8743:Z8743)),0)","v":0},{"$f":"MAX(MIN(AB$40,$AO8743-SUM($Y8743:AA8743)),0)","v":11.844287300760925},{"$f":"MAX(MIN(AC$40,$AO8743-SUM($Y8743:AB8743)),0)","v":0},{"$f":"MAX(MIN(AD$40,$AO8743-SUM($Y8743:AC8743)),0)","v":0},{"$f":"MAX(MIN(AE$40,$AO8743-SUM($Y8743:AD8743)),0)","v":0},{"$f":"MAX(MIN(AF$40,$AO8743-SUM($Y8743:AE8743)),0)","v":0},{"$f":"MAX(MIN(AG$40,$AO8743-SUM($Y8743:AF8743)),0)","v":0},{"$f":"MAX(MIN(AH$40,$AO8743-SUM($Y8743:AG8743)),0)","v":0},{"$f":"MAX(MIN(AI$40,$AO8743-SUM($Y8743:AH8743)),0)","v":0},71.844287300760925,0,{"$f":"INDEX(Demand!$C8709:$H8709,,$AM$13)","v":2.1396712865523663E-4},{"$f":"INDEX(Demand!$K8709:$P8709,,$AM$13)","v":0.25600117261052424},7.2407045009784738,71.844287300760925,64.603582799782444,57.00084307375505,7.602739726027397,8697,7838,5545,14.843444227005872,14.843444227005872,0,0,0,0,0,0,0,0,0,7.6027397260273979,0]
[null,null,null,null,null,null,null,null,null,null,null,null,null,null,null,null,null,null,null,null,null,null,null,0,0,{"$f":"MAX(MIN(Z$40*IF($Z$37=\"Solar\",$AM8744,1),$AO8744-SUM($Y8744:Y8744)),0)","v":60},{"$f":"MAX(MIN(AA$40,$AO8744-SUM($Y8744:Z8744)),0)","v":0},{"$f":"MAX(MIN(AB$40,$AO8744-SUM($Y8744:AA8744)),0)","v":11.919758444251187},{"$f":"MAX(MIN(AC$40,$AO8744-SUM($Y8744:AB8744)),0)","v":0},{"$f":"MAX(MIN(AD$40,$AO8744-SUM($Y8744:AC8744)),0)","v":0},{"$f":"MAX(MIN(AE$40,$AO8744-SUM($Y8744:AD8744)),0)","v":0},{"$f":"MAX(MIN(AF$40,$AO8744-SUM($Y8744:AE8744)),0)","v":0},{"$f":"MAX(MIN(AG$40,$AO8744-SUM($Y8744:AF8744)),0)","v":0},{"$f":"MAX(MIN(AH$40,$AO8744-SUM($Y8744:AG8744)),0)","v":0},{"$f":"MAX(MIN(AI$40,$AO8744-SUM($Y8744:AH8744)),0)","v":0},71.919758444251187,0,{"$f":"INDEX(Demand!$C8710:$H8710,,$AM$13)","v":2.1425042874341328E-4},{"$f":"INDEX(Demand!$K8710:$P8710,,$AM$13)","v":0.28617334340575717},7.2407045009784738,71.919758444251187,64.679053943272706,57.076314217245312,7.602739726027397,8698,7838,5546,14.843444227005872,14.843444227005872,0,0,0,0,0,0,0,0,0,7.6027397260273979,0]
[null,null,null,null,null,null,null,null,null,null,null,null,null,null,null,null,null,null,null,null,null,null,null,0,0,{"$f":"MAX(MIN(Z$40*IF($Z$37=\"Solar\",$AM8745,1),$AO8745-SUM($Y8745:Y8745)),0)","v":60},{"$f":"MAX(MIN(AA$40,$AO8745-SUM($Y8745:Z8745)),0)","v":0},{"$f":"MAX(MIN(AB$40,$AO8745-SUM($Y8745:AA8745)),0)","v":11.930663114886045},{"$f":"MAX(MIN(AC$40,$AO8745-SUM($Y8745:AB8745)),0)","v":0},{"$f":"MAX(MIN(AD$40,$AO8745-SUM($Y8745:AC8745)),0)","v":0},{"$f":"MAX(MIN(AE$40,$AO8745-SUM($Y8745:AD8745)),0)","v":0},{"$f":"MAX(MIN(AF$40,$AO8745-SUM($Y8745:AE8745)),0)","v":0},{"$f":"MAX(MIN(AG$40,$AO8745-SUM($Y8745:AF8745)),0)","v":0},{"$f":"MAX(MIN(AH$40,$AO8745-SUM($Y8745:AG8745)),0)","v":0},{"$f":"MAX(MIN(AI$40,$AO8745-SUM($Y8745:AH8745)),0)","v":0},71.930663114886045,0,{"$f":"INDEX(Demand!$C8711:$H8711,,$AM$13)","v":2.1429136219174236E-4},{"$f":"INDEX(Demand!$K8711:$P8711,,$AM$13)","v":0.31029078485979411},7.2407045009784738,71.930663114886045,64.689958613907564,57.087218887880169,7.602739726027397,8699,7838,5547,14.843444227005872,14.843444227005872,0,0,0,0,0,0,0,0,0,7.6027397260273979,0]
[null,null,null,null,null,null,null,null,null,null,null,null,null,null,null,null,null,null,null,null,null,null,null,0,0,{"$f":"MAX(MIN(Z$40*IF($Z$37=\"Solar\",$AM8746,1),$AO8746-SUM($Y8746:Y8746)),0)","v":60},{"$f":"MAX(MIN(AA$40,$AO8746-SUM($Y8746:Z8746)),0)","v":0},{"$f":"MAX(MIN(AB$40,$AO8746-SUM($Y8746:AA8746)),0)","v":11.933977828458524},{"$f":"MAX(MIN(AC$40,$AO8746-SUM($Y8746:AB8746)),0)","v":0},{"$f":"MAX(MIN(AD$40,$AO8746-SUM($Y8746:AC8746)),0)","v":0},{"$f":"MAX(MIN(AE$40,$AO8746-SUM($Y8746:AD8746)),0)","v":0},{"$f":"MAX(MIN(AF$40,$AO8746-SUM($Y8746:AE8746)),0)","v":0},{"$f":"MAX(MIN(AG$40,$AO8746-SUM($Y8746:AF8746)),0)","v":0},{"$f":"MAX(MIN(AH$40,$AO8746-SUM($Y8746:AG8746)),0)","v":0},{"$f":"MAX(MIN(AI$40,$AO8746-SUM($Y8746:AH8746)),0)","v":0},71.933977828458524,0,{"$f":"INDEX(Demand!$C8712:$H8712,,$AM$13)","v":2.1430380481025771E-4},{"$f":"INDEX(Demand!$K8712:$P8712,,$AM$13)","v":0.27749151548635154},7.2407045009784738,71.933977828458524,64.693273327480057,57.090533601452663,7.602739726027397,8700,7838,5548,14.843444227005872,14.843444227005872,0,0,0,0,0,0,0,0,0,7.6027397260273979,0]
[null,null,null,null,null,null,null,null,null,null,null,null,null,null,null,null,null,null,null,null,null,null,null,0,0,{"$f":"MAX(MIN(Z$40*IF($Z$37=\"Solar\",$AM8747,1),$AO8747-SUM($Y8747:Y8747)),0)","v":60},{"$f":"MAX(MIN(AA$40,$AO8747-SUM($Y8747:Z8747)),0)","v":0},{"$f":"MAX(MIN(AB$40,$AO8747-SUM($Y8747:AA8747)),0)","v":11.952198390383245},{"$f":"MAX(MIN(AC$40,$AO8747-SUM($Y8747:AB8747)),0)","v":0},{"$f":"MAX(MIN(AD$40,$AO8747-SUM($Y8747:AC8747)),0)","v":0},{"$f":"MAX(MIN(AE$40,$AO8747-SUM($Y8747:AD8747)),0)","v":0},{"$f":"MAX(MIN(AF$40,$AO8747-SUM($Y8747:AE8747)),0)","v":0},{"$f":"MAX(MIN(AG$40,$AO8747-SUM($Y8747:AF8747)),0)","v":0},{"$f":"MAX(MIN(AH$40,$AO8747-SUM($Y8747:AG8747)),0)","v":0},{"$f":"MAX(MIN(AI$40,$AO8747-SUM($Y8747:AH8747)),0)","v":0},71.952198390383245,0,{"$f":"INDEX(Demand!$C8713:$H8713,,$AM$13)","v":2.1437220031297815E-4},{"$f":"INDEX(Demand!$K8713:$P8713,,$AM$13)","v":0.16580036305825846},7.2407045009784738,71.952198390383245,64.711493889404778,57.108754163377384,7.602739726027397,8701,7838,5549,14.843444227005872,14.843444227005872,0,0,0,0,0,0,0,0,0,7.6027397260273979,0]
[null,null,null,null,null,null,null,null,null,null,null,null,null,null,null,null,null,null,null,null,null,null,null,0,0,{"$f":"MAX(MIN(Z$40*IF($Z$37=\"Solar\",$AM8748,1),$AO8748-SUM($Y8748:Y8748)),0)","v":60},{"$f":"MAX(MIN(AA$40,$AO8748-SUM($Y8748:Z8748)),0)","v":0},{"$f":"MAX(MIN(AB$40,$AO8748-SUM($Y8748:AA8748)),0)","v":11.995554517876315},{"$f":"MAX(MIN(AC$40,$AO8748-SUM($Y8748:AB8748)),0)","v":0},{"$f":"MAX(MIN(AD$40,$AO8748-SUM($Y8748:AC8748)),0)","v":0},{"$f":"MAX(MIN(AE$40,$AO8748-SUM($Y8748:AD8748)),0)","v":0},{"$f":"MAX(MIN(AF$40,$AO8748-SUM($Y8748:AE8748)),0)","v":0},{"$f":"MAX(MIN(AG$40,$AO8748-SUM($Y8748:AF8748)),0)","v":0},{"$f":"MAX(MIN(AH$40,$AO8748-SUM($Y8748:AG8748)),0)","v":0},{"$f":"MAX(MIN(AI$40,$AO8748-SUM($Y8748:AH8748)),0)","v":0},71.995554517876315,0,{"$f":"INDEX(Demand!$C8714:$H8714,,$AM$13)","v":2.1453494853930345E-4},{"$f":"INDEX(Demand!$K8714:$P8714,,$AM$13)","v":2.2538927286872408E-2},7.2407045009784738,71.995554517876315,64.754850016897848,57.152110290870453,7.602739726027397,8702,7838,5550,14.843444227005872,14.843444227005872,0,0,0,0,0,0,0,0,0,7.6027397260273979,0]
[null,null,null,null,null,null,null,null,null,null,null,null,null,null,null,null,null,null,null,null,null,null,null,0,0,{"$f":"MAX(MIN(Z$40*IF($Z$37=\"Solar\",$AM8749,1),$AO8749-SUM($Y8749:Y8749)),0)","v":60},{"$f":"MAX(MIN(AA$40,$AO8749-SUM($Y8749:Z8749)),0)","v":0},{"$f":"MAX(MIN(AB$40,$AO8749-SUM($Y8749:AA8749)),0)","v":12.024310387810175},{"$f":"MAX(MIN(AC$40,$AO8749-SUM($Y8749:AB8749)),0)","v":0},{"$f":"MAX(MIN(AD$40,$AO8749-SUM($Y8749:AC8749)),0)","v":0},{"$f":"MAX(MIN(AE$40,$AO8749-SUM($Y8749:AD8749)),0)","v":0},{"$f":"MAX(MIN(AF$40,$AO8749-SUM($Y8749:AE8749)),0)","v":0},{"$f":"MAX(MIN(AG$40,$AO8749-SUM($Y8749:AF8749)),0)","v":0},{"$f":"MAX(MIN(AH$40,$AO8749-SUM($Y8749:AG8749)),0)","v":0},{"$f":"MAX(MIN(AI$40,$AO8749-SUM($Y8749:AH8749)),0)","v":0},72.024310387810175,0,{"$f":"INDEX(Demand!$C8715:$H8715,,$AM$13)","v":2.1464289099401012E-4},{"$f":"INDEX(Demand!$K8715:$P8715,,$AM$13)","v":0},7.2407045009784738,72.024310387810175,64.783605886831708,57.180866160804314,7.602739726027397,8703,7838,5551,14.843444227005872,14.843444227005872,0,0,0,0,0,0,0,0,0,7.6027397260273979,0]
[null,null,null,null,null,null,null,null,null,null,null,null,null,null,null,null,null,null,null,null,null,null,null,0,0,{"$f":"MAX(MIN(Z$40*IF($Z$37=\"Solar\",$AM8750,1),$AO8750-SUM($Y8750:Y8750)),0)","v":60},{"$f":"MAX(MIN(AA$40,$AO8750-SUM($Y8750:Z8750)),0)","v":0},{"$f":"MAX(MIN(AB$40,$AO8750-SUM($Y8750:AA8750)),0)","v":12.04595717996898},{"$f":"MAX(MIN(AC$40,$AO8750-SUM($Y8750:AB8750)),0)","v":0},{"$f":"MAX(MIN(AD$40,$AO8750-SUM($Y8750:AC8750)),0)","v":0},{"$f":"MAX(MIN(AE$40,$AO8750-SUM($Y8750:AD8750)),0)","v":0},{"$f":"MAX(MIN(AF$40,$AO8750-SUM($Y8750:AE8750)),0)","v":0},{"$f":"MAX(MIN(AG$40,$AO8750-SUM($Y8750:AF8750)),0)","v":0},{"$f":"MAX(MIN(AH$40,$AO8750-SUM($Y8750:AG8750)),0)","v":0},{"$f":"MAX(MIN(AI$40,$AO8750-SUM($Y8750:AH8750)),0)","v":0},72.04595717996898,0,{"$f":"INDEX(Demand!$C8716:$H8716,,$AM$13)","v":2.1472414772133295E-4},{"$f":"INDEX(Demand!$K8716:$P8716,,$AM$13)","v":0},7.2407045009784738,72.04595717996898,64.805252678990499,57.202512952963104,7.602739726027397,8704,7838,5552,14.843444227005872,14.843444227005872,0,0,0,0,0,0,0,0,0,7.6027397260273979,0]
[null,null,null,null,null,null,null,null,null,null,null,null,null,null,null,null,null,null,null,null,null,null,null,{"$f":"IF(MOD(ROW(),1000)=ROW($Y$46),(ROW()-ROW($Y$46)),0)","v":0},0,{"$f":"MAX(MIN(Z$40*IF($Z$37=\"Solar\",$AM8751,1),$AO8751-SUM($Y8751:Y8751)),0)","v":60},{"$f":"MAX(MIN(AA$40,$AO8751-SUM($Y8751:Z8751)),0)","v":0},{"$f":"MAX(MIN(AB$40,$AO8751-SUM($Y8751:AA8751)),0)","v":12.058307356276515},{"$f":"MAX(MIN(AC$40,$AO8751-SUM($Y8751:AB8751)),0)","v":0},{"$f":"MAX(MIN(AD$40,$AO8751-SUM($Y8751:AC8751)),0)","v":0},{"$f":"MAX(MIN(AE$40,$AO8751-SUM($Y8751:AD8751)),0)","v":0},{"$f":"MAX(MIN(AF$40,$AO8751-SUM($Y8751:AE8751)),0)","v":0},{"$f":"MAX(MIN(AG$40,$AO8751-SUM($Y8751:AF8751)),0)","v":0},{"$f":"MAX(MIN(AH$40,$AO8751-SUM($Y8751:AG8751)),0)","v":0},{"$f":"MAX(MIN(AI$40,$AO8751-SUM($Y8751:AH8751)),0)","v":0},72.058307356276515,0,{"$f":"INDEX(Demand!$C8717:$H8717,,$AM$13)","v":2.1477050724200692E-4},{"$f":"INDEX(Demand!$K8717:$P8717,,$AM$13)","v":0},{"$f":"IF(AP8751>0,Centralised_GWh*Support_thousand/(1-Centralised_HeatLoss)*Centralised_HeatLoss/BaseLoadHours,0)","v":7.2407045009784738},72.058307356276515,{"$f":"Centralised_GWh*Support_thousand*((1-Centralised_WWDemand)*AL8751+Centralised_WWDemand/8760)","v":64.817602855298048},57.214863129270654,{"$f":"Centralised_GWh*Support_thousand*Centralised_WWDemand/8760","v":7.602739726027397},8705,{"$f":"_xlfn.RANK.EQ(AV8751,$AV$47:$AV$8806)","v":7838},5553,14.843444227005872,14.843444227005872,0,0,0,0,0,0,0,0,0,{"$f":"Centralised_GWh*Support_thousand*(Centralised_WWDemand/8760)","v":7.6027397260273979},0]
[null,null,null,null,null,null,null,null,null,null,null,null,null,null,null,null,null,null,null,null,null,null,null,0,0,{"$f":"MAX(MIN(Z$40*IF($Z$37=\"Solar\",$AM8752,1),$AO8752-SUM($Y8752:Y8752)),0)","v":60},{"$f":"MAX(MIN(AA$40,$AO8752-SUM($Y8752:Z8752)),0)","v":0},{"$f":"MAX(MIN(AB$40,$AO8752-SUM($Y8752:AA8752)),0)","v":12.072376059161599},{"$f":"MAX(MIN(AC$40,$AO8752-SUM($Y8752:AB8752)),0)","v":0},{"$f":"MAX(MIN(AD$40,$AO8752-SUM($Y8752:AC8752)),0)","v":0},{"$f":"MAX(MIN(AE$40,$AO8752-SUM($Y8752:AD8752)),0)","v":0},{"$f":"MAX(MIN(AF$40,$AO8752-SUM($Y8752:AE8752)),0)","v":0},{"$f":"MAX(MIN(AG$40,$AO8752-SUM($Y8752:AF8752)),0)","v":0},{"$f":"MAX(MIN(AH$40,$AO8752-SUM($Y8752:AG8752)),0)","v":0},{"$f":"MAX(MIN(AI$40,$AO8752-SUM($Y8752:AH8752)),0)","v":0},{"$f":"SUM(Z8752:AI8752)","v":72.072376059161599},{"$f":"SUM(Z8752:AI8752)-AJ8752","v":0},{"$f":"INDEX(Demand!$C8718:$H8718,,$AM$13)","v":2.148233176882722E-4},{"$f":"INDEX(Demand!$K8718:$P8718,,$AM$13)","v":0},7.2407045009784738,72.072376059161599,64.831671558183118,{"$f":"AP8752-AR8752","v":57.228931832155723},7.602739726027397,8706,7838,5554,14.843444227005872,14.843444227005872,0,0,0,0,0,0,0,0,0,7.6027397260273979,{"$f":"SUM(AW8752:BC8752)-AV8752","v":0}]
[null,null,null,null,null,null,null,null,null,null,null,null,null,null,null,null,null,null,null,null,null,null,null,0,0,{"$f":"MAX(MIN(Z$40*IF($Z$37=\"Solar\",$AM8753,1),$AO8753-SUM($Y8753:Y8753)),0)","v":60},{"$f":"MAX(MIN(AA$40,$AO8753-SUM($Y8753:Z8753)),0)","v":0},{"$f":"MAX(MIN(AB$40,$AO8753-SUM($Y8753:AA8753)),0)","v":12.098135656939633},{"$f":"MAX(MIN(AC$40,$AO8753-SUM($Y8753:AB8753)),0)","v":0},{"$f":"MAX(MIN(AD$40,$AO8753-SUM($Y8753:AC8753)),0)","v":0},{"$f":"MAX(MIN(AE$40,$AO8753-SUM($Y8753:AD8753)),0)","v":0},{"$f":"MAX(MIN(AF$40,$AO8753-SUM($Y8753:AE8753)),0)","v":0},{"$f":"MAX(MIN(AG$40,$AO8753-SUM($Y8753:AF8753)),0)","v":0},{"$f":"MAX(MIN(AH$40,$AO8753-SUM($Y8753:AG8753)),0)","v":0},{"$f":"MAX(MIN(AI$40,$AO8753-SUM($Y8753:AH8753)),0)","v":0},72.098135656939633,0,{"$f":"INDEX(Demand!$C8719:$H8719,,$AM$13)","v":2.1492001287512676E-4},{"$f":"INDEX(Demand!$K8719:$P8719,,$AM$13)","v":0},7.2407045009784738,{"$f":"AN8753+AP8753","v":72.098135656939633},64.857431155961166,57.254691429933771,7.602739726027397,8707,7838,5555,14.843444227005872,14.843444227005872,0,0,0,0,0,0,0,0,0,7.6027397260273979,0]
[null,null,null,null,null,null,null,null,null,null,null,null,null,null,null,null,null,null,null,null,null,null,null,0,0,{"$f":"MAX(MIN(Z$40*IF($Z$37=\"Solar\",$AM8754,1),$AO8754-SUM($Y8754:Y8754)),0)","v":60},{"$f":"MAX(MIN(AA$40,$AO8754-SUM($Y8754:Z8754)),0)","v":0},{"$f":"MAX(MIN(AB$40,$AO8754-SUM($Y8754:AA8754)),0)","v":12.114101159344415},{"$f":"MAX(MIN(AC$40,$AO8754-SUM($Y8754:AB8754)),0)","v":0},{"$f":"MAX(MIN(AD$40,$AO8754-SUM($Y8754:AC8754)),0)","v":0},{"$f":"MAX(MIN(AE$40,$AO8754-SUM($Y8754:AD8754)),0)","v":0},{"$f":"MAX(MIN(AF$40,$AO8754-SUM($Y8754:AE8754)),0)","v":0},{"$f":"MAX(MIN(AG$40,$AO8754-SUM($Y8754:AF8754)),0)","v":0},{"$f":"MAX(MIN(AH$40,$AO8754-SUM($Y8754:AG8754)),0)","v":0},{"$f":"MAX(MIN(AI$40,$AO8754-SUM($Y8754:AH8754)),0)","v":0},72.114101159344415,0,{"$f":"INDEX(Demand!$C8720:$H8720,,$AM$13)","v":2.1497994343970924E-4},{"$f":"INDEX(Demand!$K8720:$P8720,,$AM$13)","v":0},7.2407045009784738,72.114101159344415,64.873396658365948,57.270656932338554,7.602739726027397,8708,7838,5556,14.843444227005872,14.843444227005872,0,0,0,0,0,0,0,0,0,7.6027397260273979,0]
[null,null,null,null,null,null,null,null,null,null,null,null,null,null,null,null,null,null,null,null,null,null,null,0,0,{"$f":"MAX(MIN(Z$40*IF($Z$37=\"Solar\",$AM8755,1),$AO8755-SUM($Y8755:Y8755)),0)","v":60},{"$f":"MAX(MIN(AA$40,$AO8755-SUM($Y8755:Z8755)),0)","v":0},{"$f":"MAX(MIN(AB$40,$AO8755-SUM($Y8755:AA8755)),0)","v":12.136731715947718},{"$f":"MAX(MIN(AC$40,$AO8755-SUM($Y8755:AB8755)),0)","v":0},{"$f":"MAX(MIN(AD$40,$AO8755-SUM($Y8755:AC8755)),0)","v":0},{"$f":"MAX(MIN(AE$40,$AO8755-SUM($Y8755:AD8755)),0)","v":0},{"$f":"MAX(MIN(AF$40,$AO8755-SUM($Y8755:AE8755)),0)","v":0},{"$f":"MAX(MIN(AG$40,$AO8755-SUM($Y8755:AF8755)),0)","v":0},{"$f":"MAX(MIN(AH$40,$AO8755-SUM($Y8755:AG8755)),0)","v":0},{"$f":"MAX(MIN(AI$40,$AO8755-SUM($Y8755:AH8755)),0)","v":0},72.136731715947718,0,{"$f":"INDEX(Demand!$C8721:$H8721,,$AM$13)","v":2.1506489297650836E-4},{"$f":"INDEX(Demand!$K8721:$P8721,,$AM$13)","v":0},7.2407045009784738,72.136731715947718,64.896027214969237,57.293287488941843,7.602739726027397,8709,7838,5557,14.843444227005872,14.843444227005872,0,0,0,0,0,0,0,0,0,7.6027397260273979,0]
[null,null,null,null,null,null,null,null,null,null,null,null,null,null,null,null,null,null,null,null,null,null,null,0,0,{"$f":"MAX(MIN(Z$40*IF($Z$37=\"Solar\",$AM8756,1),$AO8756-SUM($Y8756:Y8756)),0)","v":60},{"$f":"MAX(MIN(AA$40,$AO8756-SUM($Y8756:Z8756)),0)","v":0},{"$f":"MAX(MIN(AB$40,$AO8756-SUM($Y8756:AA8756)),0)","v":12.145140911484788},{"$f":"MAX(MIN(AC$40,$AO8756-SUM($Y8756:AB8756)),0)","v":0},{"$f":"MAX(MIN(AD$40,$AO8756-SUM($Y8756:AC8756)),0)","v":0},{"$f":"MAX(MIN(AE$40,$AO8756-SUM($Y8756:AD8756)),0)","v":0},{"$f":"MAX(MIN(AF$40,$AO8756-SUM($Y8756:AE8756)),0)","v":0},{"$f":"MAX(MIN(AG$40,$AO8756-SUM($Y8756:AF8756)),0)","v":0},{"$f":"MAX(MIN(AH$40,$AO8756-SUM($Y8756:AG8756)),0)","v":0},{"$f":"MAX(MIN(AI$40,$AO8756-SUM($Y8756:AH8756)),0)","v":0},72.145140911484788,0,{"$f":"INDEX(Demand!$C8722:$H8722,,$AM$13)","v":2.1509645902582176E-4},{"$f":"INDEX(Demand!$K8722:$P8722,,$AM$13)","v":0},7.2407045009784738,72.145140911484788,64.904436410506321,57.301696684478927,7.602739726027397,8710,7838,5558,14.843444227005872,14.843444227005872,0,0,0,0,0,0,0,0,0,7.6027397260273979,0]
[null,null,null,null,null,null,null,null,null,null,null,null,null,null,null,null,null,null,null,null,null,null,null,0,0,{"$f":"MAX(MIN(Z$40*IF($Z$37=\"Solar\",$AM8757,1),$AO8757-SUM($Y8757:Y8757)),0)","v":60},{"$f":"MAX(MIN(AA$40,$AO8757-SUM($Y8757:Z8757)),0)","v":0},{"$f":"MAX(MIN(AB$40,$AO8757-SUM($Y8757:AA8757)),0)","v":12.170996635887349},{"$f":"MAX(MIN(AC$40,$AO8757-SUM($Y8757:AB8757)),0)","v":0},{"$f":"MAX(MIN(AD$40,$AO8757-SUM($Y8757:AC8757)),0)","v":0},{"$f":"MAX(MIN(AE$40,$AO8757-SUM($Y8757:AD8757)),0)","v":0},{"$f":"MAX(MIN(AF$40,$AO8757-SUM($Y8757:AE8757)),0)","v":0},{"$f":"MAX(MIN(AG$40,$AO8757-SUM($Y8757:AF8757)),0)","v":0},{"$f":"MAX(MIN(AH$40,$AO8757-SUM($Y8757:AG8757)),0)","v":0},{"$f":"MAX(MIN(AI$40,$AO8757-SUM($Y8757:AH8757)),0)","v":0},72.170996635887349,0,{"$f":"INDEX(Demand!$C8723:$H8723,,$AM$13)","v":2.1519351504835387E-4},{"$f":"INDEX(Demand!$K8723:$P8723,,$AM$13)","v":0},7.2407045009784738,72.170996635887349,64.930292134908882,57.327552408881488,7.602739726027397,8711,7838,5559,14.843444227005872,14.843444227005872,0,0,0,0,0,0,0,0,0,7.6027397260273979,0]
[null,null,null,null,null,null,null,null,null,null,null,null,null,null,null,null,null,null,null,null,null,null,null,0,0,{"$f":"MAX(MIN(Z$40*IF($Z$37=\"Solar\",$AM8758,1),$AO8758-SUM($Y8758:Y8758)),0)","v":60},{"$f":"MAX(MIN(AA$40,$AO8758-SUM($Y8758:Z8758)),0)","v":0},{"$f":"MAX(MIN(AB$40,$AO8758-SUM($Y8758:AA8758)),0)","v":12.221528384822875},{"$f":"MAX(MIN(AC$40,$AO8758-SUM($Y8758:AB8758)),0)","v":0},{"$f":"MAX(MIN(AD$40,$AO8758-SUM($Y8758:AC8758)),0)","v":0},{"$f":"MAX(MIN(AE$40,$AO8758-SUM($Y8758:AD8758)),0)","v":0},{"$f":"MAX(MIN(AF$40,$AO8758-SUM($Y8758:AE8758)),0)","v":0},{"$f":"MAX(MIN(AG$40,$AO8758-SUM($Y8758:AF8758)),0)","v":0},{"$f":"MAX(MIN(AH$40,$AO8758-SUM($Y8758:AG8758)),0)","v":0},{"$f":"MAX(MIN(AI$40,$AO8758-SUM($Y8758:AH8758)),0)","v":0},72.221528384822875,0,{"$f":"INDEX(Demand!$C8724:$H8724,,$AM$13)","v":2.153831987906044E-4},{"$f":"INDEX(Demand!$K8724:$P8724,,$AM$13)","v":0},7.2407045009784738,72.221528384822875,64.980823883844408,57.378084157817014,7.602739726027397,8712,7838,5560,14.843444227005872,14.843444227005872,0,0,0,0,0,0,0,0,0,7.6027397260273979,0]
[null,null,null,null,null,null,null,null,null,null,null,null,null,null,null,null,null,null,null,null,null,null,null,0,0,{"$f":"MAX(MIN(Z$40*IF($Z$37=\"Solar\",$AM8759,1),$AO8759-SUM($Y8759:Y8759)),0)","v":60},{"$f":"MAX(MIN(AA$40,$AO8759-SUM($Y8759:Z8759)),0)","v":0},{"$f":"MAX(MIN(AB$40,$AO8759-SUM($Y8759:AA8759)),0)","v":12.230146618998276},{"$f":"MAX(MIN(AC$40,$AO8759-SUM($Y8759:AB8759)),0)","v":0},{"$f":"MAX(MIN(AD$40,$AO8759-SUM($Y8759:AC8759)),0)","v":0},{"$f":"MAX(MIN(AE$40,$AO8759-SUM($Y8759:AD8759)),0)","v":0},{"$f":"MAX(MIN(AF$40,$AO8759-SUM($Y8759:AE8759)),0)","v":0},{"$f":"MAX(MIN(AG$40,$AO8759-SUM($Y8759:AF8759)),0)","v":0},{"$f":"MAX(MIN(AH$40,$AO8759-SUM($Y8759:AG8759)),0)","v":0},{"$f":"MAX(MIN(AI$40,$AO8759-SUM($Y8759:AH8759)),0)","v":0},72.230146618998276,0,{"$f":"INDEX(Demand!$C8725:$H8725,,$AM$13)","v":2.15415549519491E-4},{"$f":"INDEX(Demand!$K8725:$P8725,,$AM$13)","v":0},7.2407045009784738,72.230146618998276,64.989442118019809,57.386702391992415,7.602739726027397,8713,7838,5561,14.843444227005872,14.843444227005872,0,0,0,0,0,0,0,0,0,7.6027397260273979,0]
[null,null,null,null,null,null,null,null,null,null,null,null,null,null,null,null,null,null,null,null,null,null,null,0,0,{"$f":"MAX(MIN(Z$40*IF($Z$37=\"Solar\",$AM8760,1),$AO8760-SUM($Y8760:Y8760)),0)","v":60},{"$f":"MAX(MIN(AA$40,$AO8760-SUM($Y8760:Z8760)),0)","v":0},{"$f":"MAX(MIN(AB$40,$AO8760-SUM($Y8760:AA8760)),0)","v":12.256093072222598},{"$f":"MAX(MIN(AC$40,$AO8760-SUM($Y8760:AB8760)),0)","v":0},{"$f":"MAX(MIN(AD$40,$AO8760-SUM($Y8760:AC8760)),0)","v":0},{"$f":"MAX(MIN(AE$40,$AO8760-SUM($Y8760:AD8760)),0)","v":0},{"$f":"MAX(MIN(AF$40,$AO8760-SUM($Y8760:AE8760)),0)","v":0},{"$f":"MAX(MIN(AG$40,$AO8760-SUM($Y8760:AF8760)),0)","v":0},{"$f":"MAX(MIN(AH$40,$AO8760-SUM($Y8760:AG8760)),0)","v":0},{"$f":"MAX(MIN(AI$40,$AO8760-SUM($Y8760:AH8760)),0)","v":0},72.256093072222598,0,{"$f":"INDEX(Demand!$C8726:$H8726,,$AM$13)","v":2.1551294611567838E-4},{"$f":"INDEX(Demand!$K8726:$P8726,,$AM$13)","v":0},7.2407045009784738,72.256093072222598,65.015388571244117,57.412648845216722,7.602739726027397,8714,7838,5562,14.843444227005872,14.843444227005872,0,0,0,0,0,0,0,0,0,7.6027397260273979,0]
[null,null,null,null,null,null,null,null,null,null,null,null,null,null,null,null,null,null,null,null,null,null,null,0,0,{"$f":"MAX(MIN(Z$40*IF($Z$37=\"Solar\",$AM8761,1),$AO8761-SUM($Y8761:Y8761)),0)","v":60},{"$f":"MAX(MIN(AA$40,$AO8761-SUM($Y8761:Z8761)),0)","v":0},{"$f":"MAX(MIN(AB$40,$AO8761-SUM($Y8761:AA8761)),0)","v":12.273965279665703},{"$f":"MAX(MIN(AC$40,$AO8761-SUM($Y8761:AB8761)),0)","v":0},{"$f":"MAX(MIN(AD$40,$AO8761-SUM($Y8761:AC8761)),0)","v":0},{"$f":"MAX(MIN(AE$40,$AO8761-SUM($Y8761:AD8761)),0)","v":0},{"$f":"MAX(MIN(AF$40,$AO8761-SUM($Y8761:AE8761)),0)","v":0},{"$f":"MAX(MIN(AG$40,$AO8761-SUM($Y8761:AF8761)),0)","v":0},{"$f":"MAX(MIN(AH$40,$AO8761-SUM($Y8761:AG8761)),0)","v":0},{"$f":"MAX(MIN(AI$40,$AO8761-SUM($Y8761:AH8761)),0)","v":0},72.273965279665703,0,{"$f":"INDEX(Demand!$C8727:$H8727,,$AM$13)","v":2.1558003398145577E-4},{"$f":"INDEX(Demand!$K8727:$P8727,,$AM$13)","v":0},7.2407045009784738,72.273965279665703,65.033260778687222,57.430521052659827,7.602739726027397,8715,7838,5563,14.843444227005872,14.843444227005872,0,0,0,0,0,0,0,0,0,7.6027397260273979,0]
[null,null,null,null,null,null,null,null,null,null,null,null,null,null,null,null,null,null,null,null,null,null,null,0,0,{"$f":"MAX(MIN(Z$40*IF($Z$37=\"Solar\",$AM8762,1),$AO8762-SUM($Y8762:Y8762)),0)","v":60},{"$f":"MAX(MIN(AA$40,$AO8762-SUM($Y8762:Z8762)),0)","v":0},{"$f":"MAX(MIN(AB$40,$AO8762-SUM($Y8762:AA8762)),0)","v":12.291031877198151},{"$f":"MAX(MIN(AC$40,$AO8762-SUM($Y8762:AB8762)),0)","v":0},{"$f":"MAX(MIN(AD$40,$AO8762-SUM($Y8762:AC8762)),0)","v":0},{"$f":"MAX(MIN(AE$40,$AO8762-SUM($Y8762:AD8762)),0)","v":0},{"$f":"MAX(MIN(AF$40,$AO8762-SUM($Y8762:AE8762)),0)","v":0},{"$f":"MAX(MIN(AG$40,$AO8762-SUM($Y8762:AF8762)),0)","v":0},{"$f":"MAX(MIN(AH$40,$AO8762-SUM($Y8762:AG8762)),0)","v":0},{"$f":"MAX(MIN(AI$40,$AO8762-SUM($Y8762:AH8762)),0)","v":0},72.291031877198151,0,{"$f":"INDEX(Demand!$C8728:$H8728,,$AM$13)","v":2.1564409778600707E-4},{"$f":"INDEX(Demand!$K8728:$P8728,,$AM$13)","v":0},7.2407045009784738,72.291031877198151,65.050327376219684,57.44758765019229,7.602739726027397,8716,7838,5564,14.843444227005872,14.843444227005872,0,0,0,0,0,0,0,0,0,7.6027397260273979,0]
[null,null,null,null,null,null,null,null,null,null,null,null,null,null,null,null,null,null,null,null,null,null,null,0,0,{"$f":"MAX(MIN(Z$40*IF($Z$37=\"Solar\",$AM8763,1),$AO8763-SUM($Y8763:Y8763)),0)","v":60},{"$f":"MAX(MIN(AA$40,$AO8763-SUM($Y8763:Z8763)),0)","v":0},{"$f":"MAX(MIN(AB$40,$AO8763-SUM($Y8763:AA8763)),0)","v":12.299462682655815},{"$f":"MAX(MIN(AC$40,$AO8763-SUM($Y8763:AB8763)),0)","v":0},{"$f":"MAX(MIN(AD$40,$AO8763-SUM($Y8763:AC8763)),0)","v":0},{"$f":"MAX(MIN(AE$40,$AO8763-SUM($Y8763:AD8763)),0)","v":0},{"$f":"MAX(MIN(AF$40,$AO8763-SUM($Y8763:AE8763)),0)","v":0},{"$f":"MAX(MIN(AG$40,$AO8763-SUM($Y8763:AF8763)),0)","v":0},{"$f":"MAX(MIN(AH$40,$AO8763-SUM($Y8763:AG8763)),0)","v":0},{"$f":"MAX(MIN(AI$40,$AO8763-SUM($Y8763:AH8763)),0)","v":0},72.299462682655815,0,{"$f":"INDEX(Demand!$C8729:$H8729,,$AM$13)","v":2.1567574495364085E-4},{"$f":"INDEX(Demand!$K8729:$P8729,,$AM$13)","v":0},7.2407045009784738,72.299462682655815,65.058758181677334,57.456018455649939,7.602739726027397,8717,7838,5565,14.843444227005872,14.843444227005872,0,0,0,0,0,0,0,0,0,7.6027397260273979,0]
[null,null,null,null,null,null,null,null,null,null,null,null,null,null,null,null,null,null,null,null,null,null,null,0,0,{"$f":"MAX(MIN(Z$40*IF($Z$37=\"Solar\",$AM8764,1),$AO8764-SUM($Y8764:Y8764)),0)","v":60},{"$f":"MAX(MIN(AA$40,$AO8764-SUM($Y8764:Z8764)),0)","v":0},{"$f":"MAX(MIN(AB$40,$AO8764-SUM($Y8764:AA8764)),0)","v":12.309288803040459},{"$f":"MAX(MIN(AC$40,$AO8764-SUM($Y8764:AB8764)),0)","v":0},{"$f":"MAX(MIN(AD$40,$AO8764-SUM($Y8764:AC8764)),0)","v":0},{"$f":"MAX(MIN(AE$40,$AO8764-SUM($Y8764:AD8764)),0)","v":0},{"$f":"MAX(MIN(AF$40,$AO8764-SUM($Y8764:AE8764)),0)","v":0},{"$f":"MAX(MIN(AG$40,$AO8764-SUM($Y8764:AF8764)),0)","v":0},{"$f":"MAX(MIN(AH$40,$AO8764-SUM($Y8764:AG8764)),0)","v":0},{"$f":"MAX(MIN(AI$40,$AO8764-SUM($Y8764:AH8764)),0)","v":0},72.309288803040459,0,{"$f":"INDEX(Demand!$C8730:$H8730,,$AM$13)","v":2.1571262978991963E-4},{"$f":"INDEX(Demand!$K8730:$P8730,,$AM$13)","v":0},7.2407045009784738,72.309288803040459,65.068584302061993,57.465844576034598,7.602739726027397,8718,7838,5566,14.843444227005872,14.843444227005872,0,0,0,0,0,0,0,0,0,7.6027397260273979,0]
[null,null,null,null,null,null,null,null,null,null,null,null,null,null,null,null,null,null,null,null,null,null,null,0,0,{"$f":"MAX(MIN(Z$40*IF($Z$37=\"Solar\",$AM8765,1),$AO8765-SUM($Y8765:Y8765)),0)","v":60},{"$f":"MAX(MIN(AA$40,$AO8765-SUM($Y8765:Z8765)),0)","v":0},{"$f":"MAX(MIN(AB$40,$AO8765-SUM($Y8765:AA8765)),0)","v":12.343235365018842},{"$f":"MAX(MIN(AC$40,$AO8765-SUM($Y8765:AB8765)),0)","v":0},{"$f":"MAX(MIN(AD$40,$AO8765-SUM($Y8765:AC8765)),0)","v":0},{"$f":"MAX(MIN(AE$40,$AO8765-SUM($Y8765:AD8765)),0)","v":0},{"$f":"MAX(MIN(AF$40,$AO8765-SUM($Y8765:AE8765)),0)","v":0},{"$f":"MAX(MIN(AG$40,$AO8765-SUM($Y8765:AF8765)),0)","v":0},{"$f":"MAX(MIN(AH$40,$AO8765-SUM($Y8765:AG8765)),0)","v":0},{"$f":"MAX(MIN(AI$40,$AO8765-SUM($Y8765:AH8765)),0)","v":0},72.343235365018842,0,{"$f":"INDEX(Demand!$C8731:$H8731,,$AM$13)","v":2.15840056824373E-4},{"$f":"INDEX(Demand!$K8731:$P8731,,$AM$13)","v":0},7.2407045009784738,72.343235365018842,65.102530864040375,57.499791138012981,7.602739726027397,8719,7838,5567,14.843444227005872,14.843444227005872,0,0,0,0,0,0,0,0,0,7.6027397260273979,0]
[null,null,null,null,null,null,null,null,null,null,null,null,null,null,null,null,null,null,null,null,null,null,null,0,0,{"$f":"MAX(MIN(Z$40*IF($Z$37=\"Solar\",$AM8766,1),$AO8766-SUM($Y8766:Y8766)),0)","v":60},{"$f":"MAX(MIN(AA$40,$AO8766-SUM($Y8766:Z8766)),0)","v":0},{"$f":"MAX(MIN(AB$40,$AO8766-SUM($Y8766:AA8766)),0)","v":12.359564782446057},{"$f":"MAX(MIN(AC$40,$AO8766-SUM($Y8766:AB8766)),0)","v":0},{"$f":"MAX(MIN(AD$40,$AO8766-SUM($Y8766:AC8766)),0)","v":0},{"$f":"MAX(MIN(AE$40,$AO8766-SUM($Y8766:AD8766)),0)","v":0},{"$f":"MAX(MIN(AF$40,$AO8766-SUM($Y8766:AE8766)),0)","v":0},{"$f":"MAX(MIN(AG$40,$AO8766-SUM($Y8766:AF8766)),0)","v":0},{"$f":"MAX(MIN(AH$40,$AO8766-SUM($Y8766:AG8766)),0)","v":0},{"$f":"MAX(MIN(AI$40,$AO8766-SUM($Y8766:AH8766)),0)","v":0},72.359564782446057,0,{"$f":"INDEX(Demand!$C8732:$H8732,,$AM$13)","v":2.1590135343633698E-4},{"$f":"INDEX(Demand!$K8732:$P8732,,$AM$13)","v":3.2585042450755997E-3},7.2407045009784738,72.359564782446057,65.118860281467576,57.516120555440182,7.602739726027397,8720,7838,5568,14.843444227005872,14.843444227005872,0,0,0,0,0,0,0,0,0,7.6027397260273979,0]
[null,null,null,null,null,null,null,null,null,null,null,null,null,null,null,null,null,null,null,null,null,null,null,0,0,{"$f":"MAX(MIN(Z$40*IF($Z$37=\"Solar\",$AM8767,1),$AO8767-SUM($Y8767:Y8767)),0)","v":60},{"$f":"MAX(MIN(AA$40,$AO8767-SUM($Y8767:Z8767)),0)","v":0},{"$f":"MAX(MIN(AB$40,$AO8767-SUM($Y8767:AA8767)),0)","v":12.383713903318522},{"$f":"MAX(MIN(AC$40,$AO8767-SUM($Y8767:AB8767)),0)","v":0},{"$f":"MAX(MIN(AD$40,$AO8767-SUM($Y8767:AC8767)),0)","v":0},{"$f":"MAX(MIN(AE$40,$AO8767-SUM($Y8767:AD8767)),0)","v":0},{"$f":"MAX(MIN(AF$40,$AO8767-SUM($Y8767:AE8767)),0)","v":0},{"$f":"MAX(MIN(AG$40,$AO8767-SUM($Y8767:AF8767)),0)","v":0},{"$f":"MAX(MIN(AH$40,$AO8767-SUM($Y8767:AG8767)),0)","v":0},{"$f":"MAX(MIN(AI$40,$AO8767-SUM($Y8767:AH8767)),0)","v":0},72.383713903318522,0,{"$f":"INDEX(Demand!$C8733:$H8733,,$AM$13)","v":2.1599200328946186E-4},{"$f":"INDEX(Demand!$K8733:$P8733,,$AM$13)","v":0.11540066072093001},7.2407045009784738,72.383713903318522,65.143009402340041,57.540269676312647,7.602739726027397,8721,7838,5569,14.843444227005872,14.843444227005872,0,0,0,0,0,0,0,0,0,7.6027397260273979,0]
[null,null,null,null,null,null,null,null,null,null,null,null,null,null,null,null,null,null,null,null,null,null,null,0,0,{"$f":"MAX(MIN(Z$40*IF($Z$37=\"Solar\",$AM8768,1),$AO8768-SUM($Y8768:Y8768)),0)","v":60},{"$f":"MAX(MIN(AA$40,$AO8768-SUM($Y8768:Z8768)),0)","v":0},{"$f":"MAX(MIN(AB$40,$AO8768-SUM($Y8768:AA8768)),0)","v":12.394405044748424},{"$f":"MAX(MIN(AC$40,$AO8768-SUM($Y8768:AB8768)),0)","v":0},{"$f":"MAX(MIN(AD$40,$AO8768-SUM($Y8768:AC8768)),0)","v":0},{"$f":"MAX(MIN(AE$40,$AO8768-SUM($Y8768:AD8768)),0)","v":0},{"$f":"MAX(MIN(AF$40,$AO8768-SUM($Y8768:AE8768)),0)","v":0},{"$f":"MAX(MIN(AG$40,$AO8768-SUM($Y8768:AF8768)),0)","v":0},{"$f":"MAX(MIN(AH$40,$AO8768-SUM($Y8768:AG8768)),0)","v":0},{"$f":"MAX(MIN(AI$40,$AO8768-SUM($Y8768:AH8768)),0)","v":0},72.394405044748424,0,{"$f":"INDEX(Demand!$C8734:$H8734,,$AM$13)","v":2.1603213520173629E-4},{"$f":"INDEX(Demand!$K8734:$P8734,,$AM$13)","v":0.1746964179003507},7.2407045009784738,72.394405044748424,65.153700543769958,57.550960817742563,7.602739726027397,8722,7838,5570,14.843444227005872,14.843444227005872,0,0,0,0,0,0,0,0,0,7.6027397260273979,0]
[null,null,null,null,null,null,null,null,null,null,null,null,null,null,null,null,null,null,null,null,null,null,null,0,0,{"$f":"MAX(MIN(Z$40*IF($Z$37=\"Solar\",$AM8769,1),$AO8769-SUM($Y8769:Y8769)),0)","v":60},{"$f":"MAX(MIN(AA$40,$AO8769-SUM($Y8769:Z8769)),0)","v":0},{"$f":"MAX(MIN(AB$40,$AO8769-SUM($Y8769:AA8769)),0)","v":12.417832450217645},{"$f":"MAX(MIN(AC$40,$AO8769-SUM($Y8769:AB8769)),0)","v":0},{"$f":"MAX(MIN(AD$40,$AO8769-SUM($Y8769:AC8769)),0)","v":0},{"$f":"MAX(MIN(AE$40,$AO8769-SUM($Y8769:AD8769)),0)","v":0},{"$f":"MAX(MIN(AF$40,$AO8769-SUM($Y8769:AE8769)),0)","v":0},{"$f":"MAX(MIN(AG$40,$AO8769-SUM($Y8769:AF8769)),0)","v":0},{"$f":"MAX(MIN(AH$40,$AO8769-SUM($Y8769:AG8769)),0)","v":0},{"$f":"MAX(MIN(AI$40,$AO8769-SUM($Y8769:AH8769)),0)","v":0},72.417832450217645,0,{"$f":"INDEX(Demand!$C8735:$H8735,,$AM$13)","v":2.1612007591295714E-4},{"$f":"INDEX(Demand!$K8735:$P8735,,$AM$13)","v":0.18880156949408627},7.2407045009784738,72.417832450217645,65.177127949239178,57.574388223211784,7.602739726027397,8723,7838,5571,14.843444227005872,14.843444227005872,0,0,0,0,0,0,0,0,0,7.6027397260273979,0]
[null,null,null,null,null,null,null,null,null,null,null,null,null,null,null,null,null,null,null,null,null,null,null,0,0,{"$f":"MAX(MIN(Z$40*IF($Z$37=\"Solar\",$AM8770,1),$AO8770-SUM($Y8770:Y8770)),0)","v":60},{"$f":"MAX(MIN(AA$40,$AO8770-SUM($Y8770:Z8770)),0)","v":0},{"$f":"MAX(MIN(AB$40,$AO8770-SUM($Y8770:AA8770)),0)","v":12.428263858892535},{"$f":"MAX(MIN(AC$40,$AO8770-SUM($Y8770:AB8770)),0)","v":0},{"$f":"MAX(MIN(AD$40,$AO8770-SUM($Y8770:AC8770)),0)","v":0},{"$f":"MAX(MIN(AE$40,$AO8770-SUM($Y8770:AD8770)),0)","v":0},{"$f":"MAX(MIN(AF$40,$AO8770-SUM($Y8770:AE8770)),0)","v":0},{"$f":"MAX(MIN(AG$40,$AO8770-SUM($Y8770:AF8770)),0)","v":0},{"$f":"MAX(MIN(AH$40,$AO8770-SUM($Y8770:AG8770)),0)","v":0},{"$f":"MAX(MIN(AI$40,$AO8770-SUM($Y8770:AH8770)),0)","v":0},72.428263858892535,0,{"$f":"INDEX(Demand!$C8736:$H8736,,$AM$13)","v":2.1615923285242742E-4},{"$f":"INDEX(Demand!$K8736:$P8736,,$AM$13)","v":0.1565096796743751},7.2407045009784738,72.428263858892535,65.187559357914068,57.584819631886674,7.602739726027397,8724,7838,5572,14.843444227005872,14.843444227005872,0,0,0,0,0,0,0,0,0,7.6027397260273979,0]
[null,null,null,null,null,null,null,null,null,null,null,null,null,null,null,null,null,null,null,null,null,null,null,0,0,{"$f":"MAX(MIN(Z$40*IF($Z$37=\"Solar\",$AM8771,1),$AO8771-SUM($Y8771:Y8771)),0)","v":60},{"$f":"MAX(MIN(AA$40,$AO8771-SUM($Y8771:Z8771)),0)","v":0},{"$f":"MAX(MIN(AB$40,$AO8771-SUM($Y8771:AA8771)),0)","v":12.476044668461213},{"$f":"MAX(MIN(AC$40,$AO8771-SUM($Y8771:AB8771)),0)","v":0},{"$f":"MAX(MIN(AD$40,$AO8771-SUM($Y8771:AC8771)),0)","v":0},{"$f":"MAX(MIN(AE$40,$AO8771-SUM($Y8771:AD8771)),0)","v":0},{"$f":"MAX(MIN(AF$40,$AO8771-SUM($Y8771:AE8771)),0)","v":0},{"$f":"MAX(MIN(AG$40,$AO8771-SUM($Y8771:AF8771)),0)","v":0},{"$f":"MAX(MIN(AH$40,$AO8771-SUM($Y8771:AG8771)),0)","v":0},{"$f":"MAX(MIN(AI$40,$AO8771-SUM($Y8771:AH8771)),0)","v":0},72.476044668461213,0,{"$f":"INDEX(Demand!$C8737:$H8737,,$AM$13)","v":2.1633859024570323E-4},{"$f":"INDEX(Demand!$K8737:$P8737,,$AM$13)","v":2.7601447722993312E-2},7.2407045009784738,72.476044668461213,65.235340167482732,57.632600441455338,7.602739726027397,8725,7838,5573,14.843444227005872,14.843444227005872,0,0,0,0,0,0,0,0,0,7.6027397260273979,0]
[null,null,null,null,null,null,null,null,null,null,null,null,null,null,null,null,null,null,null,null,null,null,null,0,0,{"$f":"MAX(MIN(Z$40*IF($Z$37=\"Solar\",$AM8772,1),$AO8772-SUM($Y8772:Y8772)),0)","v":60},{"$f":"MAX(MIN(AA$40,$AO8772-SUM($Y8772:Z8772)),0)","v":0},{"$f":"MAX(MIN(AB$40,$AO8772-SUM($Y8772:AA8772)),0)","v":12.482898887329185},{"$f":"MAX(MIN(AC$40,$AO8772-SUM($Y8772:AB8772)),0)","v":0},{"$f":"MAX(MIN(AD$40,$AO8772-SUM($Y8772:AC8772)),0)","v":0},{"$f":"MAX(MIN(AE$40,$AO8772-SUM($Y8772:AD8772)),0)","v":0},{"$f":"MAX(MIN(AF$40,$AO8772-SUM($Y8772:AE8772)),0)","v":0},{"$f":"MAX(MIN(AG$40,$AO8772-SUM($Y8772:AF8772)),0)","v":0},{"$f":"MAX(MIN(AH$40,$AO8772-SUM($Y8772:AG8772)),0)","v":0},{"$f":"MAX(MIN(AI$40,$AO8772-SUM($Y8772:AH8772)),0)","v":0},72.482898887329185,0,{"$f":"INDEX(Demand!$C8738:$H8738,,$AM$13)","v":2.1636431929550792E-4},{"$f":"INDEX(Demand!$K8738:$P8738,,$AM$13)","v":0},7.2407045009784738,72.482898887329185,65.242194386350718,57.639454660323324,7.602739726027397,8726,7838,5574,14.843444227005872,14.843444227005872,0,0,0,0,0,0,0,0,0,7.6027397260273979,0]
[null,null,null,null,null,null,null,null,null,null,null,null,null,null,null,null,null,null,null,null,null,null,null,0,0,{"$f":"MAX(MIN(Z$40*IF($Z$37=\"Solar\",$AM8773,1),$AO8773-SUM($Y8773:Y8773)),0)","v":60},{"$f":"MAX(MIN(AA$40,$AO8773-SUM($Y8773:Z8773)),0)","v":0},{"$f":"MAX(MIN(AB$40,$AO8773-SUM($Y8773:AA8773)),0)","v":12.542645865122097},{"$f":"MAX(MIN(AC$40,$AO8773-SUM($Y8773:AB8773)),0)","v":0},{"$f":"MAX(MIN(AD$40,$AO8773-SUM($Y8773:AC8773)),0)","v":0},{"$f":"MAX(MIN(AE$40,$AO8773-SUM($Y8773:AD8773)),0)","v":0},{"$f":"MAX(MIN(AF$40,$AO8773-SUM($Y8773:AE8773)),0)","v":0},{"$f":"MAX(MIN(AG$40,$AO8773-SUM($Y8773:AF8773)),0)","v":0},{"$f":"MAX(MIN(AH$40,$AO8773-SUM($Y8773:AG8773)),0)","v":0},{"$f":"MAX(MIN(AI$40,$AO8773-SUM($Y8773:AH8773)),0)","v":0},72.542645865122097,0,{"$f":"INDEX(Demand!$C8739:$H8739,,$AM$13)","v":2.1658859473767348E-4},{"$f":"INDEX(Demand!$K8739:$P8739,,$AM$13)","v":0},7.2407045009784738,72.542645865122097,65.301941364143616,57.699201638116222,7.602739726027397,8727,7838,5575,14.843444227005872,14.843444227005872,0,0,0,0,0,0,0,0,0,7.6027397260273979,0]
[null,null,null,null,null,null,null,null,null,null,null,null,null,null,null,null,null,null,null,null,null,null,null,0,0,{"$f":"MAX(MIN(Z$40*IF($Z$37=\"Solar\",$AM8774,1),$AO8774-SUM($Y8774:Y8774)),0)","v":60},{"$f":"MAX(MIN(AA$40,$AO8774-SUM($Y8774:Z8774)),0)","v":0},{"$f":"MAX(MIN(AB$40,$AO8774-SUM($Y8774:AA8774)),0)","v":12.546720014436261},{"$f":"MAX(MIN(AC$40,$AO8774-SUM($Y8774:AB8774)),0)","v":0},{"$f":"MAX(MIN(AD$40,$AO8774-SUM($Y8774:AC8774)),0)","v":0},{"$f":"MAX(MIN(AE$40,$AO8774-SUM($Y8774:AD8774)),0)","v":0},{"$f":"MAX(MIN(AF$40,$AO8774-SUM($Y8774:AE8774)),0)","v":0},{"$f":"MAX(MIN(AG$40,$AO8774-SUM($Y8774:AF8774)),0)","v":0},{"$f":"MAX(MIN(AH$40,$AO8774-SUM($Y8774:AG8774)),0)","v":0},{"$f":"MAX(MIN(AI$40,$AO8774-SUM($Y8774:AH8774)),0)","v":0},72.546720014436261,0,{"$f":"INDEX(Demand!$C8740:$H8740,,$AM$13)","v":2.1660388809095494E-4},{"$f":"INDEX(Demand!$K8740:$P8740,,$AM$13)","v":0},7.2407045009784738,72.546720014436261,65.306015513457794,57.7032757874304,7.602739726027397,8728,7838,5576,14.843444227005872,14.843444227005872,0,0,0,0,0,0,0,0,0,7.6027397260273979,0]
[null,null,null,null,null,null,null,null,null,null,null,null,null,null,null,null,null,null,null,null,null,null,null,0,0,{"$f":"MAX(MIN(Z$40*IF($Z$37=\"Solar\",$AM8775,1),$AO8775-SUM($Y8775:Y8775)),0)","v":60},{"$f":"MAX(MIN(AA$40,$AO8775-SUM($Y8775:Z8775)),0)","v":0},{"$f":"MAX(MIN(AB$40,$AO8775-SUM($Y8775:AA8775)),0)","v":12.564492927373152},{"$f":"MAX(MIN(AC$40,$AO8775-SUM($Y8775:AB8775)),0)","v":0},{"$f":"MAX(MIN(AD$40,$AO8775-SUM($Y8775:AC8775)),0)","v":0},{"$f":"MAX(MIN(AE$40,$AO8775-SUM($Y8775:AD8775)),0)","v":0},{"$f":"MAX(MIN(AF$40,$AO8775-SUM($Y8775:AE8775)),0)","v":0},{"$f":"MAX(MIN(AG$40,$AO8775-SUM($Y8775:AF8775)),0)","v":0},{"$f":"MAX(MIN(AH$40,$AO8775-SUM($Y8775:AG8775)),0)","v":0},{"$f":"MAX(MIN(AI$40,$AO8775-SUM($Y8775:AH8775)),0)","v":0},72.564492927373152,0,{"$f":"INDEX(Demand!$C8741:$H8741,,$AM$13)","v":2.1667060322960692E-4},{"$f":"INDEX(Demand!$K8741:$P8741,,$AM$13)","v":0},7.2407045009784738,72.564492927373152,65.323788426394685,57.721048700367291,7.602739726027397,8729,7838,5577,14.843444227005872,14.843444227005872,0,0,0,0,0,0,0,0,0,7.6027397260273979,0]
[null,null,null,null,null,null,null,null,null,null,null,null,null,null,null,null,null,null,null,null,null,null,null,0,0,{"$f":"MAX(MIN(Z$40*IF($Z$37=\"Solar\",$AM8776,1),$AO8776-SUM($Y8776:Y8776)),0)","v":60},{"$f":"MAX(MIN(AA$40,$AO8776-SUM($Y8776:Z8776)),0)","v":0},{"$f":"MAX(MIN(AB$40,$AO8776-SUM($Y8776:AA8776)),0)","v":12.599749323806918},{"$f":"MAX(MIN(AC$40,$AO8776-SUM($Y8776:AB8776)),0)","v":0},{"$f":"MAX(MIN(AD$40,$AO8776-SUM($Y8776:AC8776)),0)","v":0},{"$f":"MAX(MIN(AE$40,$AO8776-SUM($Y8776:AD8776)),0)","v":0},{"$f":"MAX(MIN(AF$40,$AO8776-SUM($Y8776:AE8776)),0)","v":0},{"$f":"MAX(MIN(AG$40,$AO8776-SUM($Y8776:AF8776)),0)","v":0},{"$f":"MAX(MIN(AH$40,$AO8776-SUM($Y8776:AG8776)),0)","v":0},{"$f":"MAX(MIN(AI$40,$AO8776-SUM($Y8776:AH8776)),0)","v":0},72.599749323806918,0,{"$f":"INDEX(Demand!$C8742:$H8742,,$AM$13)","v":2.1680294706006401E-4},{"$f":"INDEX(Demand!$K8742:$P8742,,$AM$13)","v":0},7.2407045009784738,72.599749323806918,65.359044822828452,57.756305096801057,7.602739726027397,8730,7838,5578,14.843444227005872,14.843444227005872,0,0,0,0,0,0,0,0,0,7.6027397260273979,0]
[null,null,null,null,null,null,null,null,null,null,null,null,null,null,null,null,null,null,null,null,null,null,null,0,0,{"$f":"MAX(MIN(Z$40*IF($Z$37=\"Solar\",$AM8777,1),$AO8777-SUM($Y8777:Y8777)),0)","v":60},{"$f":"MAX(MIN(AA$40,$AO8777-SUM($Y8777:Z8777)),0)","v":0},{"$f":"MAX(MIN(AB$40,$AO8777-SUM($Y8777:AA8777)),0)","v":12.618162051607897},{"$f":"MAX(MIN(AC$40,$AO8777-SUM($Y8777:AB8777)),0)","v":0},{"$f":"MAX(MIN(AD$40,$AO8777-SUM($Y8777:AC8777)),0)","v":0},{"$f":"MAX(MIN(AE$40,$AO8777-SUM($Y8777:AD8777)),0)","v":0},{"$f":"MAX(MIN(AF$40,$AO8777-SUM($Y8777:AE8777)),0)","v":0},{"$f":"MAX(MIN(AG$40,$AO8777-SUM($Y8777:AF8777)),0)","v":0},{"$f":"MAX(MIN(AH$40,$AO8777-SUM($Y8777:AG8777)),0)","v":0},{"$f":"MAX(MIN(AI$40,$AO8777-SUM($Y8777:AH8777)),0)","v":0},72.618162051607897,0,{"$f":"INDEX(Demand!$C8743:$H8743,,$AM$13)","v":2.1687206390616376E-4},{"$f":"INDEX(Demand!$K8743:$P8743,,$AM$13)","v":0},7.2407045009784738,72.618162051607897,65.37745755062943,57.774717824602035,7.602739726027397,8731,7838,5579,14.843444227005872,14.843444227005872,0,0,0,0,0,0,0,0,0,7.6027397260273979,0]
[null,null,null,null,null,null,null,null,null,null,null,null,null,null,null,null,null,null,null,null,null,null,null,0,0,{"$f":"MAX(MIN(Z$40*IF($Z$37=\"Solar\",$AM8778,1),$AO8778-SUM($Y8778:Y8778)),0)","v":60},{"$f":"MAX(MIN(AA$40,$AO8778-SUM($Y8778:Z8778)),0)","v":0},{"$f":"MAX(MIN(AB$40,$AO8778-SUM($Y8778:AA8778)),0)","v":12.631944378924516},{"$f":"MAX(MIN(AC$40,$AO8778-SUM($Y8778:AB8778)),0)","v":0},{"$f":"MAX(MIN(AD$40,$AO8778-SUM($Y8778:AC8778)),0)","v":0},{"$f":"MAX(MIN(AE$40,$AO8778-SUM($Y8778:AD8778)),0)","v":0},{"$f":"MAX(MIN(AF$40,$AO8778-SUM($Y8778:AE8778)),0)","v":0},{"$f":"MAX(MIN(AG$40,$AO8778-SUM($Y8778:AF8778)),0)","v":0},{"$f":"MAX(MIN(AH$40,$AO8778-SUM($Y8778:AG8778)),0)","v":0},{"$f":"MAX(MIN(AI$40,$AO8778-SUM($Y8778:AH8778)),0)","v":0},72.631944378924516,0,{"$f":"INDEX(Demand!$C8744:$H8744,,$AM$13)","v":2.1692379936906397E-4},{"$f":"INDEX(Demand!$K8744:$P8744,,$AM$13)","v":0},7.2407045009784738,72.631944378924516,65.391239877946049,57.788500151918655,7.602739726027397,8732,7838,5580,14.843444227005872,14.843444227005872,0,0,0,0,0,0,0,0,0,7.6027397260273979,0]
[null,null,null,null,null,null,null,null,null,null,null,null,null,null,null,null,null,null,null,null,null,null,null,0,0,{"$f":"MAX(MIN(Z$40*IF($Z$37=\"Solar\",$AM8779,1),$AO8779-SUM($Y8779:Y8779)),0)","v":60},{"$f":"MAX(MIN(AA$40,$AO8779-SUM($Y8779:Z8779)),0)","v":0},{"$f":"MAX(MIN(AB$40,$AO8779-SUM($Y8779:AA8779)),0)","v":12.641302863919179},{"$f":"MAX(MIN(AC$40,$AO8779-SUM($Y8779:AB8779)),0)","v":0},{"$f":"MAX(MIN(AD$40,$AO8779-SUM($Y8779:AC8779)),0)","v":0},{"$f":"MAX(MIN(AE$40,$AO8779-SUM($Y8779:AD8779)),0)","v":0},{"$f":"MAX(MIN(AF$40,$AO8779-SUM($Y8779:AE8779)),0)","v":0},{"$f":"MAX(MIN(AG$40,$AO8779-SUM($Y8779:AF8779)),0)","v":0},{"$f":"MAX(MIN(AH$40,$AO8779-SUM($Y8779:AG8779)),0)","v":0},{"$f":"MAX(MIN(AI$40,$AO8779-SUM($Y8779:AH8779)),0)","v":0},72.641302863919179,0,{"$f":"INDEX(Demand!$C8745:$H8745,,$AM$13)","v":2.1695892881724215E-4},{"$f":"INDEX(Demand!$K8745:$P8745,,$AM$13)","v":0},7.2407045009784738,72.641302863919179,65.400598362940713,57.797858636913318,7.602739726027397,8733,7838,5581,14.843444227005872,14.843444227005872,0,0,0,0,0,0,0,0,0,7.6027397260273979,0]
[null,null,null,null,null,null,null,null,null,null,null,null,null,null,null,null,null,null,null,null,null,null,null,0,0,{"$f":"MAX(MIN(Z$40*IF($Z$37=\"Solar\",$AM8780,1),$AO8780-SUM($Y8780:Y8780)),0)","v":60},{"$f":"MAX(MIN(AA$40,$AO8780-SUM($Y8780:Z8780)),0)","v":0},{"$f":"MAX(MIN(AB$40,$AO8780-SUM($Y8780:AA8780)),0)","v":12.652624431600685},{"$f":"MAX(MIN(AC$40,$AO8780-SUM($Y8780:AB8780)),0)","v":0},{"$f":"MAX(MIN(AD$40,$AO8780-SUM($Y8780:AC8780)),0)","v":0},{"$f":"MAX(MIN(AE$40,$AO8780-SUM($Y8780:AD8780)),0)","v":0},{"$f":"MAX(MIN(AF$40,$AO8780-SUM($Y8780:AE8780)),0)","v":0},{"$f":"MAX(MIN(AG$40,$AO8780-SUM($Y8780:AF8780)),0)","v":0},{"$f":"MAX(MIN(AH$40,$AO8780-SUM($Y8780:AG8780)),0)","v":0},{"$f":"MAX(MIN(AI$40,$AO8780-SUM($Y8780:AH8780)),0)","v":0},72.652624431600685,0,{"$f":"INDEX(Demand!$C8746:$H8746,,$AM$13)","v":2.1700142719442497E-4},{"$f":"INDEX(Demand!$K8746:$P8746,,$AM$13)","v":0},7.2407045009784738,72.652624431600685,65.411919930622219,57.809180204594824,7.602739726027397,8734,7838,5582,14.843444227005872,14.843444227005872,0,0,0,0,0,0,0,0,0,7.6027397260273979,0]
[null,null,null,null,null,null,null,null,null,null,null,null,null,null,null,null,null,null,null,null,null,null,null,0,0,{"$f":"MAX(MIN(Z$40*IF($Z$37=\"Solar\",$AM8781,1),$AO8781-SUM($Y8781:Y8781)),0)","v":60},{"$f":"MAX(MIN(AA$40,$AO8781-SUM($Y8781:Z8781)),0)","v":0},{"$f":"MAX(MIN(AB$40,$AO8781-SUM($Y8781:AA8781)),0)","v":12.666114572113315},{"$f":"MAX(MIN(AC$40,$AO8781-SUM($Y8781:AB8781)),0)","v":0},{"$f":"MAX(MIN(AD$40,$AO8781-SUM($Y8781:AC8781)),0)","v":0},{"$f":"MAX(MIN(AE$40,$AO8781-SUM($Y8781:AD8781)),0)","v":0},{"$f":"MAX(MIN(AF$40,$AO8781-SUM($Y8781:AE8781)),0)","v":0},{"$f":"MAX(MIN(AG$40,$AO8781-SUM($Y8781:AF8781)),0)","v":0},{"$f":"MAX(MIN(AH$40,$AO8781-SUM($Y8781:AG8781)),0)","v":0},{"$f":"MAX(MIN(AI$40,$AO8781-SUM($Y8781:AH8781)),0)","v":0},72.666114572113315,0,{"$f":"INDEX(Demand!$C8747:$H8747,,$AM$13)","v":2.1705206586001291E-4},{"$f":"INDEX(Demand!$K8747:$P8747,,$AM$13)","v":0},7.2407045009784738,72.666114572113315,65.425410071134849,57.822670345107454,7.602739726027397,8735,7838,5583,14.843444227005872,14.843444227005872,0,0,0,0,0,0,0,0,0,7.6027397260273979,0]
[null,null,null,null,null,null,null,null,null,null,null,null,null,null,null,null,null,null,null,null,null,null,null,0,0,{"$f":"MAX(MIN(Z$40*IF($Z$37=\"Solar\",$AM8782,1),$AO8782-SUM($Y8782:Y8782)),0)","v":60},{"$f":"MAX(MIN(AA$40,$AO8782-SUM($Y8782:Z8782)),0)","v":0},{"$f":"MAX(MIN(AB$40,$AO8782-SUM($Y8782:AA8782)),0)","v":12.681198678161564},{"$f":"MAX(MIN(AC$40,$AO8782-SUM($Y8782:AB8782)),0)","v":0},{"$f":"MAX(MIN(AD$40,$AO8782-SUM($Y8782:AC8782)),0)","v":0},{"$f":"MAX(MIN(AE$40,$AO8782-SUM($Y8782:AD8782)),0)","v":0},{"$f":"MAX(MIN(AF$40,$AO8782-SUM($Y8782:AE8782)),0)","v":0},{"$f":"MAX(MIN(AG$40,$AO8782-SUM($Y8782:AF8782)),0)","v":0},{"$f":"MAX(MIN(AH$40,$AO8782-SUM($Y8782:AG8782)),0)","v":0},{"$f":"MAX(MIN(AI$40,$AO8782-SUM($Y8782:AH8782)),0)","v":0},72.681198678161564,0,{"$f":"INDEX(Demand!$C8748:$H8748,,$AM$13)","v":2.1710868787971349E-4},{"$f":"INDEX(Demand!$K8748:$P8748,,$AM$13)","v":0},7.2407045009784738,72.681198678161564,65.440494177183083,57.837754451155689,7.602739726027397,8736,7838,5584,14.843444227005872,14.843444227005872,0,0,0,0,0,0,0,0,0,7.6027397260273979,0]
[null,null,null,null,null,null,null,null,null,null,null,null,null,null,null,null,null,null,null,null,null,null,null,0,0,{"$f":"MAX(MIN(Z$40*IF($Z$37=\"Solar\",$AM8783,1),$AO8783-SUM($Y8783:Y8783)),0)","v":60},{"$f":"MAX(MIN(AA$40,$AO8783-SUM($Y8783:Z8783)),0)","v":0},{"$f":"MAX(MIN(AB$40,$AO8783-SUM($Y8783:AA8783)),0)","v":12.685451347974464},{"$f":"MAX(MIN(AC$40,$AO8783-SUM($Y8783:AB8783)),0)","v":0},{"$f":"MAX(MIN(AD$40,$AO8783-SUM($Y8783:AC8783)),0)","v":0},{"$f":"MAX(MIN(AE$40,$AO8783-SUM($Y8783:AD8783)),0)","v":0},{"$f":"MAX(MIN(AF$40,$AO8783-SUM($Y8783:AE8783)),0)","v":0},{"$f":"MAX(MIN(AG$40,$AO8783-SUM($Y8783:AF8783)),0)","v":0},{"$f":"MAX(MIN(AH$40,$AO8783-SUM($Y8783:AG8783)),0)","v":0},{"$f":"MAX(MIN(AI$40,$AO8783-SUM($Y8783:AH8783)),0)","v":0},72.685451347974464,0,{"$f":"INDEX(Demand!$C8749:$H8749,,$AM$13)","v":2.1712465135498714E-4},{"$f":"INDEX(Demand!$K8749:$P8749,,$AM$13)","v":0},7.2407045009784738,72.685451347974464,65.444746846995983,57.842007120968589,7.602739726027397,8737,7838,5585,14.843444227005872,14.843444227005872,0,0,0,0,0,0,0,0,0,7.6027397260273979,0]
[null,null,null,null,null,null,null,null,null,null,null,null,null,null,null,null,null,null,null,null,null,null,null,0,0,{"$f":"MAX(MIN(Z$40*IF($Z$37=\"Solar\",$AM8784,1),$AO8784-SUM($Y8784:Y8784)),0)","v":60},{"$f":"MAX(MIN(AA$40,$AO8784-SUM($Y8784:Z8784)),0)","v":0},{"$f":"MAX(MIN(AB$40,$AO8784-SUM($Y8784:AA8784)),0)","v":12.694299322885627},{"$f":"MAX(MIN(AC$40,$AO8784-SUM($Y8784:AB8784)),0)","v":0},{"$f":"MAX(MIN(AD$40,$AO8784-SUM($Y8784:AC8784)),0)","v":0},{"$f":"MAX(MIN(AE$40,$AO8784-SUM($Y8784:AD8784)),0)","v":0},{"$f":"MAX(MIN(AF$40,$AO8784-SUM($Y8784:AE8784)),0)","v":0},{"$f":"MAX(MIN(AG$40,$AO8784-SUM($Y8784:AF8784)),0)","v":0},{"$f":"MAX(MIN(AH$40,$AO8784-SUM($Y8784:AG8784)),0)","v":0},{"$f":"MAX(MIN(AI$40,$AO8784-SUM($Y8784:AH8784)),0)","v":0},72.694299322885627,0,{"$f":"INDEX(Demand!$C8750:$H8750,,$AM$13)","v":2.1715786447402309E-4},{"$f":"INDEX(Demand!$K8750:$P8750,,$AM$13)","v":0},7.2407045009784738,72.694299322885627,65.453594821907146,57.850855095879751,7.602739726027397,8738,7838,5586,14.843444227005872,14.843444227005872,0,0,0,0,0,0,0,0,0,7.6027397260273979,0]
[null,null,null,null,null,null,null,null,null,null,null,null,null,null,null,null,null,null,null,null,null,null,null,0,0,{"$f":"MAX(MIN(Z$40*IF($Z$37=\"Solar\",$AM8785,1),$AO8785-SUM($Y8785:Y8785)),0)","v":60},{"$f":"MAX(MIN(AA$40,$AO8785-SUM($Y8785:Z8785)),0)","v":0},{"$f":"MAX(MIN(AB$40,$AO8785-SUM($Y8785:AA8785)),0)","v":12.703345754081397},{"$f":"MAX(MIN(AC$40,$AO8785-SUM($Y8785:AB8785)),0)","v":0},{"$f":"MAX(MIN(AD$40,$AO8785-SUM($Y8785:AC8785)),0)","v":0},{"$f":"MAX(MIN(AE$40,$AO8785-SUM($Y8785:AD8785)),0)","v":0},{"$f":"MAX(MIN(AF$40,$AO8785-SUM($Y8785:AE8785)),0)","v":0},{"$f":"MAX(MIN(AG$40,$AO8785-SUM($Y8785:AF8785)),0)","v":0},{"$f":"MAX(MIN(AH$40,$AO8785-SUM($Y8785:AG8785)),0)","v":0},{"$f":"MAX(MIN(AI$40,$AO8785-SUM($Y8785:AH8785)),0)","v":0},72.703345754081397,0,{"$f":"INDEX(Demand!$C8751:$H8751,,$AM$13)","v":2.171918225490823E-4},{"$f":"INDEX(Demand!$K8751:$P8751,,$AM$13)","v":0},7.2407045009784738,72.703345754081397,65.46264125310293,57.859901527075536,7.602739726027397,8739,7838,5587,14.843444227005872,14.843444227005872,0,0,0,0,0,0,0,0,0,7.6027397260273979,0]
[null,null,null,null,null,null,null,null,null,null,null,null,null,null,null,null,null,null,null,null,null,null,null,0,0,{"$f":"MAX(MIN(Z$40*IF($Z$37=\"Solar\",$AM8786,1),$AO8786-SUM($Y8786:Y8786)),0)","v":60},{"$f":"MAX(MIN(AA$40,$AO8786-SUM($Y8786:Z8786)),0)","v":0},{"$f":"MAX(MIN(AB$40,$AO8786-SUM($Y8786:AA8786)),0)","v":12.712514239933284},{"$f":"MAX(MIN(AC$40,$AO8786-SUM($Y8786:AB8786)),0)","v":0},{"$f":"MAX(MIN(AD$40,$AO8786-SUM($Y8786:AC8786)),0)","v":0},{"$f":"MAX(MIN(AE$40,$AO8786-SUM($Y8786:AD8786)),0)","v":0},{"$f":"MAX(MIN(AF$40,$AO8786-SUM($Y8786:AE8786)),0)","v":0},{"$f":"MAX(MIN(AG$40,$AO8786-SUM($Y8786:AF8786)),0)","v":0},{"$f":"MAX(MIN(AH$40,$AO8786-SUM($Y8786:AG8786)),0)","v":0},{"$f":"MAX(MIN(AI$40,$AO8786-SUM($Y8786:AH8786)),0)","v":0},72.712514239933284,0,{"$f":"INDEX(Demand!$C8752:$H8752,,$AM$13)","v":2.1722623878726505E-4},{"$f":"INDEX(Demand!$K8752:$P8752,,$AM$13)","v":0},7.2407045009784738,72.712514239933284,65.471809738954803,57.869070012927409,7.602739726027397,8740,7838,5588,14.843444227005872,14.843444227005872,0,0,0,0,0,0,0,0,0,7.6027397260273979,0]
[null,null,null,null,null,null,null,null,null,null,null,null,null,null,null,null,null,null,null,null,null,null,null,0,0,{"$f":"MAX(MIN(Z$40*IF($Z$37=\"Solar\",$AM8787,1),$AO8787-SUM($Y8787:Y8787)),0)","v":60},{"$f":"MAX(MIN(AA$40,$AO8787-SUM($Y8787:Z8787)),0)","v":0},{"$f":"MAX(MIN(AB$40,$AO8787-SUM($Y8787:AA8787)),0)","v":12.729988765905432},{"$f":"MAX(MIN(AC$40,$AO8787-SUM($Y8787:AB8787)),0)","v":0},{"$f":"MAX(MIN(AD$40,$AO8787-SUM($Y8787:AC8787)),0)","v":0},{"$f":"MAX(MIN(AE$40,$AO8787-SUM($Y8787:AD8787)),0)","v":0},{"$f":"MAX(MIN(AF$40,$AO8787-SUM($Y8787:AE8787)),0)","v":0},{"$f":"MAX(MIN(AG$40,$AO8787-SUM($Y8787:AF8787)),0)","v":0},{"$f":"MAX(MIN(AH$40,$AO8787-SUM($Y8787:AG8787)),0)","v":0},{"$f":"MAX(MIN(AI$40,$AO8787-SUM($Y8787:AH8787)),0)","v":0},72.729988765905432,0,{"$f":"INDEX(Demand!$C8753:$H8753,,$AM$13)","v":2.1729183385472804E-4},{"$f":"INDEX(Demand!$K8753:$P8753,,$AM$13)","v":0},7.2407045009784738,72.729988765905432,65.489284264926951,57.886544538899557,7.602739726027397,8741,7838,5589,14.843444227005872,14.843444227005872,0,0,0,0,0,0,0,0,0,7.6027397260273979,0]
[null,null,null,null,null,null,null,null,null,null,null,null,null,null,null,null,null,null,null,null,null,null,null,0,0,{"$f":"MAX(MIN(Z$40*IF($Z$37=\"Solar\",$AM8788,1),$AO8788-SUM($Y8788:Y8788)),0)","v":60},{"$f":"MAX(MIN(AA$40,$AO8788-SUM($Y8788:Z8788)),0)","v":0},{"$f":"MAX(MIN(AB$40,$AO8788-SUM($Y8788:AA8788)),0)","v":12.745754115651295},{"$f":"MAX(MIN(AC$40,$AO8788-SUM($Y8788:AB8788)),0)","v":0},{"$f":"MAX(MIN(AD$40,$AO8788-SUM($Y8788:AC8788)),0)","v":0},{"$f":"MAX(MIN(AE$40,$AO8788-SUM($Y8788:AD8788)),0)","v":0},{"$f":"MAX(MIN(AF$40,$AO8788-SUM($Y8788:AE8788)),0)","v":0},{"$f":"MAX(MIN(AG$40,$AO8788-SUM($Y8788:AF8788)),0)","v":0},{"$f":"MAX(MIN(AH$40,$AO8788-SUM($Y8788:AG8788)),0)","v":0},{"$f":"MAX(MIN(AI$40,$AO8788-SUM($Y8788:AH8788)),0)","v":0},72.745754115651295,0,{"$f":"INDEX(Demand!$C8754:$H8754,,$AM$13)","v":2.1735101309551579E-4},{"$f":"INDEX(Demand!$K8754:$P8754,,$AM$13)","v":0},7.2407045009784738,72.745754115651295,65.505049614672814,57.902309888645419,7.602739726027397,8742,7838,5590,14.843444227005872,14.843444227005872,0,0,0,0,0,0,0,0,0,7.6027397260273979,0]
[null,null,null,null,null,null,null,null,null,null,null,null,null,null,null,null,null,null,null,null,null,null,null,0,0,{"$f":"MAX(MIN(Z$40*IF($Z$37=\"Solar\",$AM8789,1),$AO8789-SUM($Y8789:Y8789)),0)","v":60},{"$f":"MAX(MIN(AA$40,$AO8789-SUM($Y8789:Z8789)),0)","v":0},{"$f":"MAX(MIN(AB$40,$AO8789-SUM($Y8789:AA8789)),0)","v":12.765182733973546},{"$f":"MAX(MIN(AC$40,$AO8789-SUM($Y8789:AB8789)),0)","v":0},{"$f":"MAX(MIN(AD$40,$AO8789-SUM($Y8789:AC8789)),0)","v":0},{"$f":"MAX(MIN(AE$40,$AO8789-SUM($Y8789:AD8789)),0)","v":0},{"$f":"MAX(MIN(AF$40,$AO8789-SUM($Y8789:AE8789)),0)","v":0},{"$f":"MAX(MIN(AG$40,$AO8789-SUM($Y8789:AF8789)),0)","v":0},{"$f":"MAX(MIN(AH$40,$AO8789-SUM($Y8789:AG8789)),0)","v":0},{"$f":"MAX(MIN(AI$40,$AO8789-SUM($Y8789:AH8789)),0)","v":0},72.765182733973546,0,{"$f":"INDEX(Demand!$C8755:$H8755,,$AM$13)","v":2.1742394334447326E-4},{"$f":"INDEX(Demand!$K8755:$P8755,,$AM$13)","v":0},7.2407045009784738,72.765182733973546,65.524478232995079,57.921738506967685,7.602739726027397,8743,7838,5591,14.843444227005872,14.843444227005872,0,0,0,0,0,0,0,0,0,7.6027397260273979,0]
[null,null,null,null,null,null,null,null,null,null,null,null,null,null,null,null,null,null,null,null,null,null,null,0,0,{"$f":"MAX(MIN(Z$40*IF($Z$37=\"Solar\",$AM8790,1),$AO8790-SUM($Y8790:Y8790)),0)","v":60},{"$f":"MAX(MIN(AA$40,$AO8790-SUM($Y8790:Z8790)),0)","v":0},{"$f":"MAX(MIN(AB$40,$AO8790-SUM($Y8790:AA8790)),0)","v":12.803336172978675},{"$f":"MAX(MIN(AC$40,$AO8790-SUM($Y8790:AB8790)),0)","v":0},{"$f":"MAX(MIN(AD$40,$AO8790-SUM($Y8790:AC8790)),0)","v":0},{"$f":"MAX(MIN(AE$40,$AO8790-SUM($Y8790:AD8790)),0)","v":0},{"$f":"MAX(MIN(AF$40,$AO8790-SUM($Y8790:AE8790)),0)","v":0},{"$f":"MAX(MIN(AG$40,$AO8790-SUM($Y8790:AF8790)),0)","v":0},{"$f":"MAX(MIN(AH$40,$AO8790-SUM($Y8790:AG8790)),0)","v":0},{"$f":"MAX(MIN(AI$40,$AO8790-SUM($Y8790:AH8790)),0)","v":0},72.803336172978675,0,{"$f":"INDEX(Demand!$C8756:$H8756,,$AM$13)","v":2.1756716195935741E-4},{"$f":"INDEX(Demand!$K8756:$P8756,,$AM$13)","v":0.14320506026541591},7.2407045009784738,72.803336172978675,65.562631672000208,57.959891945972814,7.602739726027397,8744,7838,5592,14.843444227005872,14.843444227005872,0,0,0,0,0,0,0,0,0,7.6027397260273979,{"$f":"SUM(AW8790:BC8790)-AV8790","v":0}]
[null,null,null,null,null,null,null,null,null,null,null,null,null,null,null,null,null,null,null,null,null,null,null,0,0,{"$f":"MAX(MIN(Z$40*IF($Z$37=\"Solar\",$AM8791,1),$AO8791-SUM($Y8791:Y8791)),0)","v":60},{"$f":"MAX(MIN(AA$40,$AO8791-SUM($Y8791:Z8791)),0)","v":0},{"$f":"MAX(MIN(AB$40,$AO8791-SUM($Y8791:AA8791)),0)","v":12.848034960157634},{"$f":"MAX(MIN(AC$40,$AO8791-SUM($Y8791:AB8791)),0)","v":0},{"$f":"MAX(MIN(AD$40,$AO8791-SUM($Y8791:AC8791)),0)","v":0},{"$f":"MAX(MIN(AE$40,$AO8791-SUM($Y8791:AD8791)),0)","v":0},{"$f":"MAX(MIN(AF$40,$AO8791-SUM($Y8791:AE8791)),0)","v":0},{"$f":"MAX(MIN(AG$40,$AO8791-SUM($Y8791:AF8791)),0)","v":0},{"$f":"MAX(MIN(AH$40,$AO8791-SUM($Y8791:AG8791)),0)","v":0},{"$f":"MAX(MIN(AI$40,$AO8791-SUM($Y8791:AH8791)),0)","v":0},72.848034960157634,0,{"$f":"INDEX(Demand!$C8757:$H8757,,$AM$13)","v":2.1773495019951857E-4},{"$f":"INDEX(Demand!$K8757:$P8757,,$AM$13)","v":0.25454668455649404},7.2407045009784738,72.848034960157634,65.607330459179153,58.004590733151758,7.602739726027397,8745,7838,5593,14.843444227005872,14.843444227005872,0,0,0,0,0,0,0,0,0,7.6027397260273979,0]
[null,null,null,null,null,null,null,null,null,null,null,null,null,null,null,null,null,null,null,null,null,null,null,0,0,{"$f":"MAX(MIN(Z$40*IF($Z$37=\"Solar\",$AM8792,1),$AO8792-SUM($Y8792:Y8792)),0)","v":60},{"$f":"MAX(MIN(AA$40,$AO8792-SUM($Y8792:Z8792)),0)","v":0},{"$f":"MAX(MIN(AB$40,$AO8792-SUM($Y8792:AA8792)),0)","v":12.857976775587645},{"$f":"MAX(MIN(AC$40,$AO8792-SUM($Y8792:AB8792)),0)","v":0},{"$f":"MAX(MIN(AD$40,$AO8792-SUM($Y8792:AC8792)),0)","v":0},{"$f":"MAX(MIN(AE$40,$AO8792-SUM($Y8792:AD8792)),0)","v":0},{"$f":"MAX(MIN(AF$40,$AO8792-SUM($Y8792:AE8792)),0)","v":0},{"$f":"MAX(MIN(AG$40,$AO8792-SUM($Y8792:AF8792)),0)","v":0},{"$f":"MAX(MIN(AH$40,$AO8792-SUM($Y8792:AG8792)),0)","v":0},{"$f":"MAX(MIN(AI$40,$AO8792-SUM($Y8792:AH8792)),0)","v":0},72.857976775587645,{"$f":"SUM(Z8792:AI8792)-AJ8792","v":0},{"$f":"INDEX(Demand!$C8758:$H8758,,$AM$13)","v":2.1777226932650817E-4},{"$f":"INDEX(Demand!$K8758:$P8758,,$AM$13)","v":0.32307674961382793},7.2407045009784738,72.857976775587645,65.617272274609178,58.014532548581784,7.602739726027397,8746,7838,5594,14.843444227005872,14.843444227005872,0,0,0,0,0,0,0,0,0,7.6027397260273979,0]
[null,null,null,null,null,null,null,null,null,null,null,null,null,null,null,null,null,null,null,null,null,null,null,0,0,{"$f":"MAX(MIN(Z$40*IF($Z$37=\"Solar\",$AM8793,1),$AO8793-SUM($Y8793:Y8793)),0)","v":60},{"$f":"MAX(MIN(AA$40,$AO8793-SUM($Y8793:Z8793)),0)","v":0},{"$f":"MAX(MIN(AB$40,$AO8793-SUM($Y8793:AA8793)),0)","v":12.870788057128152},{"$f":"MAX(MIN(AC$40,$AO8793-SUM($Y8793:AB8793)),0)","v":0},{"$f":"MAX(MIN(AD$40,$AO8793-SUM($Y8793:AC8793)),0)","v":0},{"$f":"MAX(MIN(AE$40,$AO8793-SUM($Y8793:AD8793)),0)","v":0},{"$f":"MAX(MIN(AF$40,$AO8793-SUM($Y8793:AE8793)),0)","v":0},{"$f":"MAX(MIN(AG$40,$AO8793-SUM($Y8793:AF8793)),0)","v":0},{"$f":"MAX(MIN(AH$40,$AO8793-SUM($Y8793:AG8793)),0)","v":0},{"$f":"MAX(MIN(AI$40,$AO8793-SUM($Y8793:AH8793)),0)","v":0},72.870788057128152,0,{"$f":"INDEX(Demand!$C8759:$H8759,,$AM$13)","v":2.1782035972268119E-4},{"$f":"INDEX(Demand!$K8759:$P8759,,$AM$13)","v":0.42962645589744186},7.2407045009784738,72.870788057128152,65.630083556149671,58.027343830122277,7.602739726027397,8747,7838,5595,14.843444227005872,14.843444227005872,0,0,0,0,0,0,0,0,0,7.6027397260273979,0]
[null,null,null,null,null,null,null,null,null,null,null,null,null,null,null,null,null,null,null,null,null,null,null,0,0,{"$f":"MAX(MIN(Z$40*IF($Z$37=\"Solar\",$AM8794,1),$AO8794-SUM($Y8794:Y8794)),0)","v":60},{"$f":"MAX(MIN(AA$40,$AO8794-SUM($Y8794:Z8794)),0)","v":0},{"$f":"MAX(MIN(AB$40,$AO8794-SUM($Y8794:AA8794)),0)","v":12.887230022343118},{"$f":"MAX(MIN(AC$40,$AO8794-SUM($Y8794:AB8794)),0)","v":0},{"$f":"MAX(MIN(AD$40,$AO8794-SUM($Y8794:AC8794)),0)","v":0},{"$f":"MAX(MIN(AE$40,$AO8794-SUM($Y8794:AD8794)),0)","v":0},{"$f":"MAX(MIN(AF$40,$AO8794-SUM($Y8794:AE8794)),0)","v":0},{"$f":"MAX(MIN(AG$40,$AO8794-SUM($Y8794:AF8794)),0)","v":0},{"$f":"MAX(MIN(AH$40,$AO8794-SUM($Y8794:AG8794)),0)","v":0},{"$f":"MAX(MIN(AI$40,$AO8794-SUM($Y8794:AH8794)),0)","v":0},72.887230022343118,0,{"$f":"INDEX(Demand!$C8760:$H8760,,$AM$13)","v":2.1788207881132601E-4},{"$f":"INDEX(Demand!$K8760:$P8760,,$AM$13)","v":0.38195532804906934},7.2407045009784738,72.887230022343118,65.646525521364651,58.043785795337257,7.602739726027397,8748,7838,5596,14.843444227005872,14.843444227005872,0,0,0,0,0,0,0,0,0,7.6027397260273979,0]
[null,null,null,null,null,null,null,null,null,null,null,null,null,null,null,null,null,null,null,null,null,null,null,0,0,{"$f":"MAX(MIN(Z$40*IF($Z$37=\"Solar\",$AM8795,1),$AO8795-SUM($Y8795:Y8795)),0)","v":60},{"$f":"MAX(MIN(AA$40,$AO8795-SUM($Y8795:Z8795)),0)","v":0},{"$f":"MAX(MIN(AB$40,$AO8795-SUM($Y8795:AA8795)),0)","v":12.951347740330846},{"$f":"MAX(MIN(AC$40,$AO8795-SUM($Y8795:AB8795)),0)","v":0},{"$f":"MAX(MIN(AD$40,$AO8795-SUM($Y8795:AC8795)),0)","v":0},{"$f":"MAX(MIN(AE$40,$AO8795-SUM($Y8795:AD8795)),0)","v":0},{"$f":"MAX(MIN(AF$40,$AO8795-SUM($Y8795:AE8795)),0)","v":0},{"$f":"MAX(MIN(AG$40,$AO8795-SUM($Y8795:AF8795)),0)","v":0},{"$f":"MAX(MIN(AH$40,$AO8795-SUM($Y8795:AG8795)),0)","v":0},{"$f":"MAX(MIN(AI$40,$AO8795-SUM($Y8795:AH8795)),0)","v":0},72.951347740330846,0,{"$f":"INDEX(Demand!$C8761:$H8761,,$AM$13)","v":2.1812276093590452E-4},{"$f":"INDEX(Demand!$K8761:$P8761,,$AM$13)","v":0.26865183615022958},7.2407045009784738,72.951347740330846,65.710643239352365,58.10790351332497,7.602739726027397,8749,7838,5597,14.843444227005872,14.843444227005872,0,0,0,0,0,0,0,0,0,7.6027397260273979,0]
[null,null,null,null,null,null,null,null,null,null,null,null,null,null,null,null,null,null,null,null,null,null,null,0,0,{"$f":"MAX(MIN(Z$40*IF($Z$37=\"Solar\",$AM8796,1),$AO8796-SUM($Y8796:Y8796)),0)","v":60},{"$f":"MAX(MIN(AA$40,$AO8796-SUM($Y8796:Z8796)),0)","v":0},{"$f":"MAX(MIN(AB$40,$AO8796-SUM($Y8796:AA8796)),0)","v":12.960204805195104},{"$f":"MAX(MIN(AC$40,$AO8796-SUM($Y8796:AB8796)),0)","v":0},{"$f":"MAX(MIN(AD$40,$AO8796-SUM($Y8796:AC8796)),0)","v":0},{"$f":"MAX(MIN(AE$40,$AO8796-SUM($Y8796:AD8796)),0)","v":0},{"$f":"MAX(MIN(AF$40,$AO8796-SUM($Y8796:AE8796)),0)","v":0},{"$f":"MAX(MIN(AG$40,$AO8796-SUM($Y8796:AF8796)),0)","v":0},{"$f":"MAX(MIN(AH$40,$AO8796-SUM($Y8796:AG8796)),0)","v":0},{"$f":"MAX(MIN(AI$40,$AO8796-SUM($Y8796:AH8796)),0)","v":0},72.960204805195104,0,{"$f":"INDEX(Demand!$C8762:$H8762,,$AM$13)","v":2.1815600817638592E-4},{"$f":"INDEX(Demand!$K8762:$P8762,,$AM$13)","v":7.8700206334351888E-2},7.2407045009784738,72.960204805195104,65.719500304216623,58.116760578189229,7.602739726027397,8750,7838,5598,14.843444227005872,14.843444227005872,0,0,0,0,0,0,0,0,0,7.6027397260273979,0]
[null,null,null,null,null,null,null,null,null,null,null,null,null,null,null,null,null,null,null,null,null,null,null,0,0,{"$f":"MAX(MIN(Z$40*IF($Z$37=\"Solar\",$AM8797,1),$AO8797-SUM($Y8797:Y8797)),0)","v":60},{"$f":"MAX(MIN(AA$40,$AO8797-SUM($Y8797:Z8797)),0)","v":0},{"$f":"MAX(MIN(AB$40,$AO8797-SUM($Y8797:AA8797)),0)","v":12.996396227699847},{"$f":"MAX(MIN(AC$40,$AO8797-SUM($Y8797:AB8797)),0)","v":0},{"$f":"MAX(MIN(AD$40,$AO8797-SUM($Y8797:AC8797)),0)","v":0},{"$f":"MAX(MIN(AE$40,$AO8797-SUM($Y8797:AD8797)),0)","v":0},{"$f":"MAX(MIN(AF$40,$AO8797-SUM($Y8797:AE8797)),0)","v":0},{"$f":"MAX(MIN(AG$40,$AO8797-SUM($Y8797:AF8797)),0)","v":0},{"$f":"MAX(MIN(AH$40,$AO8797-SUM($Y8797:AG8797)),0)","v":0},{"$f":"MAX(MIN(AI$40,$AO8797-SUM($Y8797:AH8797)),0)","v":0},72.996396227699847,0,{"$f":"INDEX(Demand!$C8763:$H8763,,$AM$13)","v":2.1829186186446685E-4},{"$f":"INDEX(Demand!$K8763:$P8763,,$AM$13)","v":0},7.2407045009784738,72.996396227699847,65.755691726721366,58.152952000693972,7.602739726027397,8751,7838,5599,14.843444227005872,14.843444227005872,0,0,0,0,0,0,0,0,0,7.6027397260273979,0]
[null,null,null,null,null,null,null,null,null,null,null,null,null,null,null,null,null,null,null,null,null,null,null,0,0,{"$f":"MAX(MIN(Z$40*IF($Z$37=\"Solar\",$AM8798,1),$AO8798-SUM($Y8798:Y8798)),0)","v":60},{"$f":"MAX(MIN(AA$40,$AO8798-SUM($Y8798:Z8798)),0)","v":0},{"$f":"MAX(MIN(AB$40,$AO8798-SUM($Y8798:AA8798)),0)","v":13.018488344530823},{"$f":"MAX(MIN(AC$40,$AO8798-SUM($Y8798:AB8798)),0)","v":0},{"$f":"MAX(MIN(AD$40,$AO8798-SUM($Y8798:AC8798)),0)","v":0},{"$f":"MAX(MIN(AE$40,$AO8798-SUM($Y8798:AD8798)),0)","v":0},{"$f":"MAX(MIN(AF$40,$AO8798-SUM($Y8798:AE8798)),0)","v":0},{"$f":"MAX(MIN(AG$40,$AO8798-SUM($Y8798:AF8798)),0)","v":0},{"$f":"MAX(MIN(AH$40,$AO8798-SUM($Y8798:AG8798)),0)","v":0},{"$f":"MAX(MIN(AI$40,$AO8798-SUM($Y8798:AH8798)),0)","v":0},73.018488344530823,0,{"$f":"INDEX(Demand!$C8764:$H8764,,$AM$13)","v":2.1837479023094946E-4},{"$f":"INDEX(Demand!$K8764:$P8764,,$AM$13)","v":0},7.2407045009784738,73.018488344530823,65.777783843552342,58.175044117524948,7.602739726027397,8752,7838,5600,14.843444227005872,14.843444227005872,0,0,0,0,0,0,0,0,0,7.6027397260273979,0]
[null,null,null,null,null,null,null,null,null,null,null,null,null,null,null,null,null,null,null,null,null,null,null,0,0,{"$f":"MAX(MIN(Z$40*IF($Z$37=\"Solar\",$AM8799,1),$AO8799-SUM($Y8799:Y8799)),0)","v":60},{"$f":"MAX(MIN(AA$40,$AO8799-SUM($Y8799:Z8799)),0)","v":0},{"$f":"MAX(MIN(AB$40,$AO8799-SUM($Y8799:AA8799)),0)","v":13.040540893048473},{"$f":"MAX(MIN(AC$40,$AO8799-SUM($Y8799:AB8799)),0)","v":0},{"$f":"MAX(MIN(AD$40,$AO8799-SUM($Y8799:AC8799)),0)","v":0},{"$f":"MAX(MIN(AE$40,$AO8799-SUM($Y8799:AD8799)),0)","v":0},{"$f":"MAX(MIN(AF$40,$AO8799-SUM($Y8799:AE8799)),0)","v":0},{"$f":"MAX(MIN(AG$40,$AO8799-SUM($Y8799:AF8799)),0)","v":0},{"$f":"MAX(MIN(AH$40,$AO8799-SUM($Y8799:AG8799)),0)","v":0},{"$f":"MAX(MIN(AI$40,$AO8799-SUM($Y8799:AH8799)),0)","v":0},73.040540893048473,0,{"$f":"INDEX(Demand!$C8765:$H8765,,$AM$13)","v":2.184575700677274E-4},{"$f":"INDEX(Demand!$K8765:$P8765,,$AM$13)","v":0},7.2407045009784738,73.040540893048473,65.799836392069992,58.197096666042597,7.602739726027397,8753,7838,5601,14.843444227005872,14.843444227005872,0,0,0,0,0,0,0,0,0,7.6027397260273979,0]
[null,null,null,null,null,null,null,null,null,null,null,null,null,null,null,null,null,null,null,null,null,null,null,0,0,{"$f":"MAX(MIN(Z$40*IF($Z$37=\"Solar\",$AM8800,1),$AO8800-SUM($Y8800:Y8800)),0)","v":60},{"$f":"MAX(MIN(AA$40,$AO8800-SUM($Y8800:Z8800)),0)","v":0},{"$f":"MAX(MIN(AB$40,$AO8800-SUM($Y8800:AA8800)),0)","v":13.078678793079888},{"$f":"MAX(MIN(AC$40,$AO8800-SUM($Y8800:AB8800)),0)","v":0},{"$f":"MAX(MIN(AD$40,$AO8800-SUM($Y8800:AC8800)),0)","v":0},{"$f":"MAX(MIN(AE$40,$AO8800-SUM($Y8800:AD8800)),0)","v":0},{"$f":"MAX(MIN(AF$40,$AO8800-SUM($Y8800:AE8800)),0)","v":0},{"$f":"MAX(MIN(AG$40,$AO8800-SUM($Y8800:AF8800)),0)","v":0},{"$f":"MAX(MIN(AH$40,$AO8800-SUM($Y8800:AG8800)),0)","v":0},{"$f":"MAX(MIN(AI$40,$AO8800-SUM($Y8800:AH8800)),0)","v":0},73.078678793079888,0,{"$f":"INDEX(Demand!$C8766:$H8766,,$AM$13)","v":2.1860073035313062E-4},{"$f":"INDEX(Demand!$K8766:$P8766,,$AM$13)","v":0},7.2407045009784738,73.078678793079888,65.837974292101407,58.235234566074013,7.602739726027397,8754,7838,5602,14.843444227005872,14.843444227005872,0,0,0,0,0,0,0,0,0,7.6027397260273979,0]
[null,null,null,null,null,null,null,null,null,null,null,null,null,null,null,null,null,null,null,null,null,null,null,0,0,{"$f":"MAX(MIN(Z$40*IF($Z$37=\"Solar\",$AM8801,1),$AO8801-SUM($Y8801:Y8801)),0)","v":60},{"$f":"MAX(MIN(AA$40,$AO8801-SUM($Y8801:Z8801)),0)","v":0},{"$f":"MAX(MIN(AB$40,$AO8801-SUM($Y8801:AA8801)),0)","v":13.120607686410381},{"$f":"MAX(MIN(AC$40,$AO8801-SUM($Y8801:AB8801)),0)","v":0},{"$f":"MAX(MIN(AD$40,$AO8801-SUM($Y8801:AC8801)),0)","v":0},{"$f":"MAX(MIN(AE$40,$AO8801-SUM($Y8801:AD8801)),0)","v":0},{"$f":"MAX(MIN(AF$40,$AO8801-SUM($Y8801:AE8801)),0)","v":0},{"$f":"MAX(MIN(AG$40,$AO8801-SUM($Y8801:AF8801)),0)","v":0},{"$f":"MAX(MIN(AH$40,$AO8801-SUM($Y8801:AG8801)),0)","v":0},{"$f":"MAX(MIN(AI$40,$AO8801-SUM($Y8801:AH8801)),0)","v":0},73.120607686410381,0,{"$f":"INDEX(Demand!$C8767:$H8767,,$AM$13)","v":2.1875812109386076E-4},{"$f":"INDEX(Demand!$K8767:$P8767,,$AM$13)","v":0},7.2407045009784738,73.120607686410381,65.879903185431914,58.27716345940452,7.602739726027397,8755,7838,5603,14.843444227005872,14.843444227005872,0,0,0,0,0,0,0,0,0,7.6027397260273979,0]
[null,null,null,null,null,null,null,null,null,null,null,null,null,null,null,null,null,null,null,null,null,null,null,0,0,{"$f":"MAX(MIN(Z$40*IF($Z$37=\"Solar\",$AM8802,1),$AO8802-SUM($Y8802:Y8802)),0)","v":60},{"$f":"MAX(MIN(AA$40,$AO8802-SUM($Y8802:Z8802)),0)","v":0},{"$f":"MAX(MIN(AB$40,$AO8802-SUM($Y8802:AA8802)),0)","v":13.130595402183047},{"$f":"MAX(MIN(AC$40,$AO8802-SUM($Y8802:AB8802)),0)","v":0},{"$f":"MAX(MIN(AD$40,$AO8802-SUM($Y8802:AC8802)),0)","v":0},{"$f":"MAX(MIN(AE$40,$AO8802-SUM($Y8802:AD8802)),0)","v":0},{"$f":"MAX(MIN(AF$40,$AO8802-SUM($Y8802:AE8802)),0)","v":0},{"$f":"MAX(MIN(AG$40,$AO8802-SUM($Y8802:AF8802)),0)","v":0},{"$f":"MAX(MIN(AH$40,$AO8802-SUM($Y8802:AG8802)),0)","v":0},{"$f":"MAX(MIN(AI$40,$AO8802-SUM($Y8802:AH8802)),0)","v":0},73.130595402183047,0,{"$f":"INDEX(Demand!$C8768:$H8768,,$AM$13)","v":2.1879561251943386E-4},{"$f":"INDEX(Demand!$K8768:$P8768,,$AM$13)","v":0},7.2407045009784738,73.130595402183047,65.889890901204581,58.287151175177186,7.602739726027397,8756,7838,5604,14.843444227005872,14.843444227005872,0,0,0,0,0,0,0,0,0,7.6027397260273979,0]
[null,null,null,null,null,null,null,null,null,null,null,null,null,null,null,null,null,null,null,null,null,null,null,0,0,{"$f":"MAX(MIN(Z$40*IF($Z$37=\"Solar\",$AM8803,1),$AO8803-SUM($Y8803:Y8803)),0)","v":60},{"$f":"MAX(MIN(AA$40,$AO8803-SUM($Y8803:Z8803)),0)","v":0},{"$f":"MAX(MIN(AB$40,$AO8803-SUM($Y8803:AA8803)),0)","v":13.149365721922436},{"$f":"MAX(MIN(AC$40,$AO8803-SUM($Y8803:AB8803)),0)","v":0},{"$f":"MAX(MIN(AD$40,$AO8803-SUM($Y8803:AC8803)),0)","v":0},{"$f":"MAX(MIN(AE$40,$AO8803-SUM($Y8803:AD8803)),0)","v":0},{"$f":"MAX(MIN(AF$40,$AO8803-SUM($Y8803:AE8803)),0)","v":0},{"$f":"MAX(MIN(AG$40,$AO8803-SUM($Y8803:AF8803)),0)","v":0},{"$f":"MAX(MIN(AH$40,$AO8803-SUM($Y8803:AG8803)),0)","v":0},{"$f":"MAX(MIN(AI$40,$AO8803-SUM($Y8803:AH8803)),0)","v":0},73.149365721922436,0,{"$f":"INDEX(Demand!$C8769:$H8769,,$AM$13)","v":2.1886607167761476E-4},{"$f":"INDEX(Demand!$K8769:$P8769,,$AM$13)","v":0},7.2407045009784738,73.149365721922436,65.908661220943969,58.305921494916575,7.602739726027397,8757,7838,5605,14.843444227005872,14.843444227005872,0,0,0,0,0,0,0,0,0,7.6027397260273979,0]
[null,null,null,null,null,null,null,null,null,null,null,null,null,null,null,null,null,null,null,null,null,null,null,0,0,{"$f":"MAX(MIN(Z$40*IF($Z$37=\"Solar\",$AM8804,1),$AO8804-SUM($Y8804:Y8804)),0)","v":60},{"$f":"MAX(MIN(AA$40,$AO8804-SUM($Y8804:Z8804)),0)","v":0},{"$f":"MAX(MIN(AB$40,$AO8804-SUM($Y8804:AA8804)),0)","v":13.159198028537702},{"$f":"MAX(MIN(AC$40,$AO8804-SUM($Y8804:AB8804)),0)","v":0},{"$f":"MAX(MIN(AD$40,$AO8804-SUM($Y8804:AC8804)),0)","v":0},{"$f":"MAX(MIN(AE$40,$AO8804-SUM($Y8804:AD8804)),0)","v":0},{"$f":"MAX(MIN(AF$40,$AO8804-SUM($Y8804:AE8804)),0)","v":0},{"$f":"MAX(MIN(AG$40,$AO8804-SUM($Y8804:AF8804)),0)","v":0},{"$f":"MAX(MIN(AH$40,$AO8804-SUM($Y8804:AG8804)),0)","v":0},{"$f":"MAX(MIN(AI$40,$AO8804-SUM($Y8804:AH8804)),0)","v":0},73.159198028537702,0,{"$f":"INDEX(Demand!$C8770:$H8770,,$AM$13)","v":2.1890297973547988E-4},{"$f":"INDEX(Demand!$K8770:$P8770,,$AM$13)","v":0},7.2407045009784738,73.159198028537702,65.918493527559235,58.315753801531841,7.602739726027397,8758,7838,5606,14.843444227005872,14.843444227005872,0,0,0,0,0,0,0,0,0,7.6027397260273979,0]
[null,null,null,null,null,null,null,null,null,null,null,null,null,null,null,null,null,null,null,null,null,null,null,0,0,{"$f":"MAX(MIN(Z$40*IF($Z$37=\"Solar\",$AM8805,1),$AO8805-SUM($Y8805:Y8805)),0)","v":60},{"$f":"MAX(MIN(AA$40,$AO8805-SUM($Y8805:Z8805)),0)","v":0},{"$f":"MAX(MIN(AB$40,$AO8805-SUM($Y8805:AA8805)),0)","v":13.195009574173639},{"$f":"MAX(MIN(AC$40,$AO8805-SUM($Y8805:AB8805)),0)","v":0},{"$f":"MAX(MIN(AD$40,$AO8805-SUM($Y8805:AC8805)),0)","v":0},{"$f":"MAX(MIN(AE$40,$AO8805-SUM($Y8805:AD8805)),0)","v":0},{"$f":"MAX(MIN(AF$40,$AO8805-SUM($Y8805:AE8805)),0)","v":0},{"$f":"MAX(MIN(AG$40,$AO8805-SUM($Y8805:AF8805)),0)","v":0},{"$f":"MAX(MIN(AH$40,$AO8805-SUM($Y8805:AG8805)),0)","v":0},{"$f":"MAX(MIN(AI$40,$AO8805-SUM($Y8805:AH8805)),0)","v":0},73.195009574173639,0,{"$f":"INDEX(Demand!$C8771:$H8771,,$AM$13)","v":2.1903740745933843E-4},{"$f":"INDEX(Demand!$K8771:$P8771,,$AM$13)","v":0},7.2407045009784738,73.195009574173639,65.954305073195158,58.351565347167764,7.602739726027397,8759,7838,5607,14.843444227005872,14.843444227005872,0,0,0,0,0,0,0,0,0,7.6027397260273979,0]
[null,null,null,null,null,null,null,null,null,null,null,null,null,null,null,null,null,null,null,null,null,null,null,0,0,{"$f":"MAX(MIN(Z$40*IF($Z$37=\"Solar\",$AM8806,1),$AO8806-SUM($Y8806:Y8806)),0)","v":60},{"$f":"MAX(MIN(AA$40,$AO8806-SUM($Y8806:Z8806)),0)","v":0},{"$f":"MAX(MIN(AB$40,$AO8806-SUM($Y8806:AA8806)),0)","v":13.224454002684553},{"$f":"MAX(MIN(AC$40,$AO8806-SUM($Y8806:AB8806)),0)","v":0},{"$f":"MAX(MIN(AD$40,$AO8806-SUM($Y8806:AC8806)),0)","v":0},{"$f":"MAX(MIN(AE$40,$AO8806-SUM($Y8806:AD8806)),0)","v":0},{"$f":"MAX(MIN(AF$40,$AO8806-SUM($Y8806:AE8806)),0)","v":0},{"$f":"MAX(MIN(AG$40,$AO8806-SUM($Y8806:AF8806)),0)","v":0},{"$f":"MAX(MIN(AH$40,$AO8806-SUM($Y8806:AG8806)),0)","v":0},{"$f":"MAX(MIN(AI$40,$AO8806-SUM($Y8806:AH8806)),0)","v":0},73.224454002684553,0,{"$f":"INDEX(Demand!$C8772:$H8772,,$AM$13)","v":2.1914793459338843E-4},{"$f":"INDEX(Demand!$K8772:$P8772,,$AM$13)","v":0},7.2407045009784738,73.224454002684553,65.983749501706086,58.381009775678692,7.602739726027397,8760,7838,5608,14.843444227005872,14.843444227005872,0,0,0,0,0,0,0,0,0,7.6027397260273979,0]
[null,null,null,null,null,null,null,null,null,null,null,null,null,null,null,null,null,null,null,null,null,null,null,"Source: ",{"$f":"AL45& \" & \" &X36","v":"Table C5 & Table C.A5"},{"$f":"SUM(Z47:Z8806)","v":349830.6985968299},{"$f":"SUM(AA47:AA8806)","v":0},{"$f":"SUM(AB47:AB8806)","v":46597.872831745117},0,0,0,0,0,0,0,{"$f":"SUM(Z8807:AI8807)","v":396428.57142857503},{"$f":"SUM(AK47:AK8806)","v":0},{"$f":"INDEX(Demand!$C8773:$H8773,,$AM$13)","v":0},{"$f":"INDEX(Demand!$K8773:$P8773,,$AM$13)","v":0},{"$f":"SUM(AN47:AN8806)","v":63428.571428557159},{"$f":"SUM(Centralised_Demand_Copy)","v":396428.57142857375},{"$f":"SUM(AP47:AP8806)","v":332999.99999999272},{"$f":"SUM(AQ47:AQ8806)","v":266400},{"$f":"SUM(AR47:AR8806)","v":66599.999999991647},null,"Source:",{"$f":"X45& \" & \" &AL45","v":"Table C4 & Table C5"},null,null,null,null,null,null,null,null,null,null,null,{"$f":"SUM(BG47:BG8806)","v":66599.999999991647}]
[null,null,null,null,null,null,null,null,null,null,null,null,null,null,null,null,null,null,null,null,null,null,null,null,null,null,null,null,null,null,null,null,null,null,null,null,null,null,null,{"$f":"AN8807/AO8807","v":0.15999999999996306},null,null,{"$f":"AQ8807/$AP$8807","v":0.80000000000001747},{"$f":"AR8807/$AP$8807","v":0.19999999999997928}]
[null,null,null,null,null,null,null,null,null,null,null,null,null,null,null,null,null,null,null,null,null,null,null,{"$f":"X46","v":"Hour"},null,{"$f":"Z46","v":"Large CHP - coal"},"Heat Pump -excess heat","Gas boiler",0,0,0,0,0,0,0,"Gross Demand",null,"ClimateZoneDemand","Solar","Heat Loss","Gross Demand","Net demand","Space heating","HTW",null,"Rank","Row","Demand","Large CHP - coal","Heat Pump -excess heat","Gas boiler",0,0,0,0,0,0,0,"Warm water demand"]

{"sheet":"Individual","index":4,"n_rows":188,"n_cols":36,"rows_kept":188,"cut":false,"hidden":false,"merged":[]}
["Individual plant mixes"]
["Calculating key indicators for all mixes of individual heating."]
[]
[null,null,"Figure I1",{"$f":"$E$9","v":"Marginal cost indicators for All individual"}]
[null,null,"Source:",{"$f":"D8","v":"Table I.A1"}]
[]
[]
[null,null,null,"Table I.A1",{"$f":"E9","v":"Marginal cost indicators for All individual"}]
[null,null,null,null,{"$f":"\"Marginal cost indicators for \"&Individual_Mix_Name","v":"Marginal cost indicators for All individual"},null,null,null,null," "]
[null,null,null,null,"EUR/MWh",null,null,null,null,"LCOE"]
[null,null,null,null,"CAPEX","Fixed OPEX","Variable OPEX","Fuel","Distribution"]
[null,null,null,{"$f":"IF(E30<>\"\",E30,\"\")","v":"Gas boiler"},{"$f":"IF(X30*J30<>0,1000*AA30/(X30*J30),0)","v":26.034897728626493},{"$f":"IF(X30*J30<>0,1000*AB30/(X30*J30),0)","v":6.2181818181818178},{"$f":"IF(X30*J30<>0,N30,0)","v":0},{"$f":"IF(X30*J30<>0,IFERROR(VLOOKUP(G30,Fuels!$BQ$11:$BR$24,2,0)*3.6/J30,0),0)","v":0},{"$f":"IF(X30*J30<>0,O30/J30,0)","v":40},{"$f":"SUM(E12:I12)","v":72.253079546808308}]
[null,null,null,"Oil boiler",33.473439936805491,4.5454545454545459,0,{"$f":"IF(X31*J31<>0,IFERROR(VLOOKUP(G31,Fuels!$BQ$11:$BR$24,2,0)*3.6/J31,0),0)","v":0},11.612903225806452,49.631797708066486]
[null,null,null,"Wood pellet boiler",69.807857645987511,4.5454545454545459,0,{"$f":"IF(X32*J32<>0,IFERROR(VLOOKUP(G32,Fuels!$BQ$11:$BR$24,2,0)*3.6/J32,0),0)","v":0},24,98.353312191442058]
[null,null,null,"Wood chips boiler",73.813226527314669,9.0909090909090917,0,{"$f":"IF(X33*J33<>0,IFERROR(VLOOKUP(G33,Fuels!$BQ$11:$BR$24,2,0)*3.6/J33,0),0)","v":0},24.269662921348317,107.17379853957208]
[null,null,null,"Heat pump - water to water, groundwater well",59.508337665431974,13.636363636363638,0,{"$f":"IF(X34*J34<>0,IFERROR(VLOOKUP(G34,Fuels!$BQ$11:$BR$24,2,0)*3.6/J34,0),0)","v":0},13.457943925233646,86.602645227029257]
[null,null,null,"Heat pump - air to water",66.08858654189801,13.636363636363638,0,{"$f":"IF(X35*J35<>0,IFERROR(VLOOKUP(G35,Fuels!$BQ$11:$BR$24,2,0)*3.6/J35,0),0)","v":0},19.2,98.924950178261653]
[null,null,null,"Hydrogen boiler",26.893191060339451,4.5454545454545459,0,{"$f":"IF(X36*J36<>0,IFERROR(VLOOKUP(G36,Fuels!$BQ$11:$BR$24,2,0)*3.6/J36,0),0)","v":0},61.81818181818182,93.256827423975821]
[null,null,null,"Solar flat plate colletors",41.484177699459792,4.5454545454545459,0,{"$f":"IF(X37*J37<>0,IFERROR(VLOOKUP(G37,Fuels!$BQ$11:$BR$24,2,0)*3.6/J37,0),0)","v":0},0,46.029632244914339]
[null,null,null,"Electric heating",16.394810187815036,4.5454545454545459,0,{"$f":"IF(X38*J38<>0,IFERROR(VLOOKUP(G38,Fuels!$BQ$11:$BR$24,2,0)*3.6/J38,0),0)","v":0},72,92.940264733269586]
[null,null,null,"Micro CHP - biogas",94.776027464054749,9.0909090909090917,0,{"$f":"IF(X39*J39<>0,IFERROR(VLOOKUP(G39,Fuels!$BQ$11:$BR$24,2,0)*3.6/J39,0),0)","v":0},57.391304347826093,161.25824090278994]
[null,null,null,"Weighted avg.",{"$f":"SUMPRODUCT($X$30:$X$39,E12:E21)/$X40","v":51.330723343501155},6.4416856497692629,0,0,35.966600956518107,93.739009949788525]
[null,null,null,"Source:",{"$f":"D26","v":"Table I1"}]
[]
[]
[null,null,null,"Table I1","Technology for new individual plant mix"]
[null,null,null,null,null,null,"Technical",null,null,null,null,"Unit costs",null,null,null,"Emissions",null,null,null,null,null,null,null,"Total system indicators"]
[null,null,null,null,"Technology","Share, %","Fuel","Lifetime","Buildtime","Heat eff.","Elec. eff.","CAPEX","Fixed OPEX","Variable OPEX","Fuel distr.","SO2","SO₂ in fuel","CO₂","CH4","N2O","SO₂","NOx","PM2.5","Fuel","Effect","CAPEX","CAPEX","FOPEX",null,"Table I.A2","Indices"]
[null,null,null,"Mix name",{"$f":"IF(Individual_ShareSum=1,\"Sum ok\",\"Sum not ok\")","v":"Sum ok"},{"$f":"VALUE(F30)+VALUE(F31)+VALUE(F32)+VALUE(F33)+VALUE(F34)+VALUE(F35)+VALUE(F36)+VALUE(F37)+VALUE(F38)+VALUE(F39)","v":0.99999999999999989},"text","years","years","%","%","mill EUR/MW","MEUR/MW/y","EUR/MWh","EUR/MWh","%","g/GJ","kg/GJ fuel","g/GJ fuel","g/GJ fuel","g/GJ fuel","g/GJ fuel","g/GJ fuel","GWh/y","MW","mill EUR","mill. EUR/y","mill. EUR/y",null,"Technology","Fuel"]
[null,null,null,"All individual","Gas boiler",0.1,{"$f":"IF(ISNUMBER($AD30),INDEX(Technologies!D$9:D$26,$AD30),0)","v":"Natural gas"},{"$f":"IF(ISNUMBER($AD30),INDEX(Technologies!E$9:E$26,$AD30),0)","v":20},{"$f":"IF(ISNUMBER($AD30),INDEX(Technologies!F$9:F$26,$AD30),0)","v":0.25},{"$f":"IF(ISNUMBER($AD30),INDEX(Technologies!G$9:G$26,$AD30),0)","v":0.99},{"$f":"IF(ISNUMBER($AD30),INDEX(Technologies!H$9:H$26,$AD30),0)","v":0},{"$f":"IF(ISNUMBER($AD30),INDEX(Technologies!I$9:I$26,$AD30),0)","v":0.91},{"$f":"IF(ISNUMBER($AD30),INDEX(Technologies!J$9:J$26,$AD30),0)","v":1.3679999999999999E-2},{"$f":"IF(ISNUMBER($AD30),INDEX(Technologies!K$9:K$26,$AD30),0)","v":0},{"$f":"IF(ISNUMBER($AE30),INDEX(Fuels!$E$129:$E$141,$AE30),0)","v":39.6},{"$f":"IF(ISNUMBER($AD30),INDEX(Technologies!L$9:L$26,$AD30),0)","v":0},{"$f":"IF(ISNUMBER($AD30),INDEX(Technologies!M$9:M$26,$AD30),0)","v":1},{"$f":"IFERROR(VLOOKUP(G30,Fuels!$C$146:$D$160,2,0),0)","v":67},{"$f":"IF(ISNUMBER($AD30),INDEX(Technologies!O$9:O$26,$AD30),0)","v":0},{"$f":"IF(ISNUMBER($AD30),INDEX(Technologies!P$9:P$26,$AD30),0)","v":0},{"$f":"P30*T30","v":0},{"$f":"IF(ISNUMBER($AD30),INDEX(Technologies!Q$9:Q$26,$AD30),0)","v":20},{"$f":"IF(ISNUMBER($AD30),INDEX(Technologies!R$9:R$26,$AD30),0)","v":0},{"$f":"IF(ISNUMBER($AD30),$F30*$D$34/J30,0)","v":33.63636363636364},{"$f":"IFERROR(F30*$D$34*1000/$D$38,0)","v":15.13636363636364},{"$f":"Y30*L30","v":13.774090909090914},{"$f":"IFERROR(-PMT(Scenarios_interest_rate,H30,Z30),0)","v":0.86696209436326244},{"$f":"Y30*M30","v":0.20706545454545458},null,{"$f":"IFERROR(MATCH(E30,Technologies!$B$9:$B$26,0),\"\")","v":2},{"$f":"IFERROR(MATCH($G30,Fuels!$C$11:$C$23,0),\"\")","v":1}]
[null,null,null,"Design Reserve","Oil boiler",0.1,{"$f":"IF(ISNUMBER($AD31),INDEX(Technologies!D$9:D$26,$AD31),0)","v":"Fueloil"},{"$f":"IF(ISNUMBER($AD31),INDEX(Technologies!E$9:E$26,$AD31),0)","v":20},{"$f":"IF(ISNUMBER($AD31),INDEX(Technologies!F$9:F$26,$AD31),0)","v":0.25},{"$f":"IF(ISNUMBER($AD31),INDEX(Technologies!G$9:G$26,$AD31),0)","v":0.93},{"$f":"IF(ISNUMBER($AD31),INDEX(Technologies!H$9:H$26,$AD31),0)","v":0},{"$f":"IF(ISNUMBER($AD31),INDEX(Technologies!I$9:I$26,$AD31),0)","v":1.17},{"$f":"IF(ISNUMBER($AD31),INDEX(Technologies!J$9:J$26,$AD31),0)","v":0.01},{"$f":"IF(ISNUMBER($AD31),INDEX(Technologies!K$9:K$26,$AD31),0)","v":0},{"$f":"IF(ISNUMBER($AE31),INDEX(Fuels!$E$129:$E$141,$AE31),0)","v":10.8},{"$f":"IF(ISNUMBER($AD31),INDEX(Technologies!L$9:L$26,$AD31),0)","v":0},{"$f":"IF(ISNUMBER($AD31),INDEX(Technologies!M$9:M$26,$AD31),0)","v":250},{"$f":"IFERROR(VLOOKUP(G31,Fuels!$C$146:$D$160,2,0),0)","v":86},{"$f":"IF(ISNUMBER($AD31),INDEX(Technologies!O$9:O$26,$AD31),0)","v":0},{"$f":"IF(ISNUMBER($AD31),INDEX(Technologies!P$9:P$26,$AD31),0)","v":0},0,{"$f":"IF(ISNUMBER($AD31),INDEX(Technologies!Q$9:Q$26,$AD31),0)","v":52},{"$f":"IF(ISNUMBER($AD31),INDEX(Technologies!R$9:R$26,$AD31),0)","v":5},{"$f":"IF(ISNUMBER($AD31),$F31*$D$34/J31,0)","v":35.806451612903231},15.13636363636364,{"$f":"Y31*L31","v":17.709545454545459},{"$f":"IFERROR(-PMT(Scenarios_interest_rate,H31,Z31),0)","v":1.1146655498956228},0.15136363636363639,null,{"$f":"IFERROR(MATCH(E31,Technologies!$B$9:$B$26,0),\"\")","v":1},{"$f":"IFERROR(MATCH($G31,Fuels!$C$11:$C$23,0),\"\")","v":3}]
[null,null,null,"0,00%","Wood pellet boiler",0.1,{"$f":"IF(ISNUMBER($AD32),INDEX(Technologies!D$9:D$26,$AD32),0)","v":"Wood pellets"},{"$f":"IF(ISNUMBER($AD32),INDEX(Technologies!E$9:E$26,$AD32),0)","v":20},{"$f":"IF(ISNUMBER($AD32),INDEX(Technologies!F$9:F$26,$AD32),0)","v":0.25},{"$f":"IF(ISNUMBER($AD32),INDEX(Technologies!G$9:G$26,$AD32),0)","v":0.9},{"$f":"IF(ISNUMBER($AD32),INDEX(Technologies!H$9:H$26,$AD32),0)","v":0},{"$f":"IF(ISNUMBER($AD32),INDEX(Technologies!I$9:I$26,$AD32),0)","v":2.44},{"$f":"IF(ISNUMBER($AD32),INDEX(Technologies!J$9:J$26,$AD32),0)","v":0.01},{"$f":"IF(ISNUMBER($AD32),INDEX(Technologies!K$9:K$26,$AD32),0)","v":0},{"$f":"IF(ISNUMBER($AE32),INDEX(Fuels!$E$129:$E$141,$AE32),0)","v":21.6},{"$f":"IF(ISNUMBER($AD32),INDEX(Technologies!L$9:L$26,$AD32),0)","v":0},{"$f":"IF(ISNUMBER($AD32),INDEX(Technologies!M$9:M$26,$AD32),0)","v":4},{"$f":"IFERROR(VLOOKUP(G32,Fuels!$C$146:$D$160,2,0),0)","v":5.6},{"$f":"IF(ISNUMBER($AD32),INDEX(Technologies!O$9:O$26,$AD32),0)","v":0},{"$f":"IF(ISNUMBER($AD32),INDEX(Technologies!P$9:P$26,$AD32),0)","v":0},0,{"$f":"IF(ISNUMBER($AD32),INDEX(Technologies!Q$9:Q$26,$AD32),0)","v":70},{"$f":"IF(ISNUMBER($AD32),INDEX(Technologies!R$9:R$26,$AD32),0)","v":14},37.000000000000007,15.13636363636364,36.932727272727284,2.3246016596113845,0.15136363636363639,null,{"$f":"IFERROR(MATCH(E32,Technologies!$B$9:$B$26,0),\"\")","v":3},{"$f":"IFERROR(MATCH($G32,Fuels!$C$11:$C$23,0),\"\")","v":6}]
[null,null,null,"Design Energy Demand","Wood chips boiler",0.1,{"$f":"IF(ISNUMBER($AD33),INDEX(Technologies!D$9:D$26,$AD33),0)","v":"Wood chips"},{"$f":"IF(ISNUMBER($AD33),INDEX(Technologies!E$9:E$26,$AD33),0)","v":20},{"$f":"IF(ISNUMBER($AD33),INDEX(Technologies!F$9:F$26,$AD33),0)","v":0.25},{"$f":"IF(ISNUMBER($AD33),INDEX(Technologies!G$9:G$26,$AD33),0)","v":0.89},{"$f":"IF(ISNUMBER($AD33),INDEX(Technologies!H$9:H$26,$AD33),0)","v":0},{"$f":"IF(ISNUMBER($AD33),INDEX(Technologies!I$9:I$26,$AD33),0)","v":2.58},{"$f":"IF(ISNUMBER($AD33),INDEX(Technologies!J$9:J$26,$AD33),0)","v":0.02},{"$f":"IF(ISNUMBER($AD33),INDEX(Technologies!K$9:K$26,$AD33),0)","v":0},{"$f":"IF(ISNUMBER($AE33),INDEX(Fuels!$E$129:$E$141,$AE33),0)","v":21.6},{"$f":"IF(ISNUMBER($AD33),INDEX(Technologies!L$9:L$26,$AD33),0)","v":0},{"$f":"IF(ISNUMBER($AD33),INDEX(Technologies!M$9:M$26,$AD33),0)","v":4},{"$f":"IFERROR(VLOOKUP(G33,Fuels!$C$146:$D$160,2,0),0)","v":5.6},{"$f":"IF(ISNUMBER($AD33),INDEX(Technologies!O$9:O$26,$AD33),0)","v":0},{"$f":"IF(ISNUMBER($AD33),INDEX(Technologies!P$9:P$26,$AD33),0)","v":0},0,{"$f":"IF(ISNUMBER($AD33),INDEX(Technologies!Q$9:Q$26,$AD33),0)","v":70},{"$f":"IF(ISNUMBER($AD33),INDEX(Technologies!R$9:R$26,$AD33),0)","v":14},37.415730337078656,15.13636363636364,39.051818181818192,2.4579804433595784,0.30272727272727279,null,{"$f":"IFERROR(MATCH(E33,Technologies!$B$9:$B$26,0),\"\")","v":4},{"$f":"IFERROR(MATCH($G33,Fuels!$C$11:$C$23,0),\"\")","v":5}]
[null,null,null,333,"Heat pump - water to water, groundwater well",0.1,{"$f":"IF(ISNUMBER($AD34),INDEX(Technologies!D$9:D$26,$AD34),0)","v":"Electricity"},{"$f":"IF(ISNUMBER($AD34),INDEX(Technologies!E$9:E$26,$AD34),0)","v":20},{"$f":"IF(ISNUMBER($AD34),INDEX(Technologies!F$9:F$26,$AD34),0)","v":0.25},{"$f":"IF(ISNUMBER($AD34),INDEX(Technologies!G$9:G$26,$AD34),0)","v":5.35},{"$f":"IF(ISNUMBER($AD34),INDEX(Technologies!H$9:H$26,$AD34),0)","v":0},{"$f":"IF(ISNUMBER($AD34),INDEX(Technologies!I$9:I$26,$AD34),0)","v":2.08},{"$f":"IF(ISNUMBER($AD34),INDEX(Technologies!J$9:J$26,$AD34),0)","v":0.03},{"$f":"IF(ISNUMBER($AD34),INDEX(Technologies!K$9:K$26,$AD34),0)","v":0},{"$f":"IF(ISNUMBER($AE34),INDEX(Fuels!$E$129:$E$141,$AE34),0)","v":72},{"$f":"IF(ISNUMBER($AD34),INDEX(Technologies!L$9:L$26,$AD34),0)","v":0},{"$f":"IF(ISNUMBER($AD34),INDEX(Technologies!M$9:M$26,$AD34),0)","v":0},{"$f":"IFERROR(VLOOKUP(G34,Fuels!$C$146:$D$160,2,0),0)","v":0},{"$f":"IF(ISNUMBER($AD34),INDEX(Technologies!O$9:O$26,$AD34),0)","v":0},{"$f":"IF(ISNUMBER($AD34),INDEX(Technologies!P$9:P$26,$AD34),0)","v":0},0,{"$f":"IF(ISNUMBER($AD34),INDEX(Technologies!Q$9:Q$26,$AD34),0)","v":0},{"$f":"IF(ISNUMBER($AD34),INDEX(Technologies!R$9:R$26,$AD34),0)","v":0},6.2242990654205617,15.13636363636364,31.483636363636371,1.9816276442588852,0.45409090909090921,null,{"$f":"IFERROR(MATCH(E34,Technologies!$B$9:$B$26,0),\"\")","v":7},{"$f":"IFERROR(MATCH($G34,Fuels!$C$11:$C$23,0),\"\")","v":10}]
[null,null,null,"Design Max Effect","Heat pump - air to water",0.1,{"$f":"IF(ISNUMBER($AD35),INDEX(Technologies!D$9:D$26,$AD35),0)","v":"Electricity"},{"$f":"IF(ISNUMBER($AD35),INDEX(Technologies!E$9:E$26,$AD35),0)","v":20},{"$f":"IF(ISNUMBER($AD35),INDEX(Technologies!F$9:F$26,$AD35),0)","v":0.25},{"$f":"IF(ISNUMBER($AD35),INDEX(Technologies!G$9:G$26,$AD35),0)","v":3.75},{"$f":"IF(ISNUMBER($AD35),INDEX(Technologies!H$9:H$26,$AD35),0)","v":0},{"$f":"IF(ISNUMBER($AD35),INDEX(Technologies!I$9:I$26,$AD35),0)","v":2.31},{"$f":"IF(ISNUMBER($AD35),INDEX(Technologies!J$9:J$26,$AD35),0)","v":0.03},{"$f":"IF(ISNUMBER($AD35),INDEX(Technologies!K$9:K$26,$AD35),0)","v":0},{"$f":"IF(ISNUMBER($AE35),INDEX(Fuels!$E$129:$E$141,$AE35),0)","v":72},{"$f":"IF(ISNUMBER($AD35),INDEX(Technologies!L$9:L$26,$AD35),0)","v":0},{"$f":"IF(ISNUMBER($AD35),INDEX(Technologies!M$9:M$26,$AD35),0)","v":0},{"$f":"IFERROR(VLOOKUP(G35,Fuels!$C$146:$D$160,2,0),0)","v":0},{"$f":"IF(ISNUMBER($AD35),INDEX(Technologies!O$9:O$26,$AD35),0)","v":0},{"$f":"IF(ISNUMBER($AD35),INDEX(Technologies!P$9:P$26,$AD35),0)","v":0},0,{"$f":"IF(ISNUMBER($AD35),INDEX(Technologies!Q$9:Q$26,$AD35),0)","v":0},{"$f":"IF(ISNUMBER($AD35),INDEX(Technologies!R$9:R$26,$AD35),0)","v":0},8.8800000000000008,15.13636363636364,34.965000000000011,2.2007499318452042,0.45409090909090921,null,{"$f":"IFERROR(MATCH(E35,Technologies!$B$9:$B$26,0),\"\")","v":6},{"$f":"IFERROR(MATCH($G35,Fuels!$C$11:$C$23,0),\"\")","v":10}]
[null,null,null,151,"Hydrogen boiler",0.1,{"$f":"IF(ISNUMBER($AD36),INDEX(Technologies!D$9:D$26,$AD36),0)","v":"Hydrogen"},{"$f":"IF(ISNUMBER($AD36),INDEX(Technologies!E$9:E$26,$AD36),0)","v":20},{"$f":"IF(ISNUMBER($AD36),INDEX(Technologies!F$9:F$26,$AD36),0)","v":0.25},{"$f":"IF(ISNUMBER($AD36),INDEX(Technologies!G$9:G$26,$AD36),0)","v":0.99},{"$f":"IF(ISNUMBER($AD36),INDEX(Technologies!H$9:H$26,$AD36),0)","v":0},{"$f":"IF(ISNUMBER($AD36),INDEX(Technologies!I$9:I$26,$AD36),0)","v":0.94},{"$f":"IF(ISNUMBER($AD36),INDEX(Technologies!J$9:J$26,$AD36),0)","v":0.01},{"$f":"IF(ISNUMBER($AD36),INDEX(Technologies!K$9:K$26,$AD36),0)","v":0},{"$f":"IF(ISNUMBER($AE36),INDEX(Fuels!$E$129:$E$141,$AE36),0)","v":61.2},{"$f":"IF(ISNUMBER($AD36),INDEX(Technologies!L$9:L$26,$AD36),0)","v":0},{"$f":"IF(ISNUMBER($AD36),INDEX(Technologies!M$9:M$26,$AD36),0)","v":0},{"$f":"IFERROR(VLOOKUP(G36,Fuels!$C$146:$D$160,2,0),0)","v":0.9},{"$f":"IF(ISNUMBER($AD36),INDEX(Technologies!O$9:O$26,$AD36),0)","v":0},{"$f":"IF(ISNUMBER($AD36),INDEX(Technologies!P$9:P$26,$AD36),0)","v":0},0,{"$f":"IF(ISNUMBER($AD36),INDEX(Technologies!Q$9:Q$26,$AD36),0)","v":20},{"$f":"IF(ISNUMBER($AD36),INDEX(Technologies!R$9:R$26,$AD36),0)","v":0},33.63636363636364,15.13636363636364,14.22818181818182,0.89554326230930381,0.15136363636363639,null,{"$f":"IFERROR(MATCH(E36,Technologies!$B$9:$B$26,0),\"\")","v":5},{"$f":"IFERROR(MATCH($G36,Fuels!$C$11:$C$23,0),\"\")","v":8}]
[null,null,null,"Full Load Hours","Solar flat plate colletors",0.1,{"$f":"IF(ISNUMBER($AD37),INDEX(Technologies!D$9:D$26,$AD37),0)","v":"Solar"},{"$f":"IF(ISNUMBER($AD37),INDEX(Technologies!E$9:E$26,$AD37),0)","v":20},{"$f":"IF(ISNUMBER($AD37),INDEX(Technologies!F$9:F$26,$AD37),0)","v":0.25},{"$f":"IF(ISNUMBER($AD37),INDEX(Technologies!G$9:G$26,$AD37),0)","v":1},{"$f":"IF(ISNUMBER($AD37),INDEX(Technologies!H$9:H$26,$AD37),0)","v":0},{"$f":"IF(ISNUMBER($AD37),INDEX(Technologies!I$9:I$26,$AD37),0)","v":1.45},{"$f":"IF(ISNUMBER($AD37),INDEX(Technologies!J$9:J$26,$AD37),0)","v":0.01},{"$f":"IF(ISNUMBER($AD37),INDEX(Technologies!K$9:K$26,$AD37),0)","v":0},{"$f":"IF(ISNUMBER($AE37),INDEX(Fuels!$E$129:$E$141,$AE37),0)","v":0},{"$f":"IF(ISNUMBER($AD37),INDEX(Technologies!L$9:L$26,$AD37),0)","v":0},{"$f":"IF(ISNUMBER($AD37),INDEX(Technologies!M$9:M$26,$AD37),0)","v":0},{"$f":"IFERROR(VLOOKUP(G37,Fuels!$C$146:$D$160,2,0),0)","v":0},{"$f":"IF(ISNUMBER($AD37),INDEX(Technologies!O$9:O$26,$AD37),0)","v":0},{"$f":"IF(ISNUMBER($AD37),INDEX(Technologies!P$9:P$26,$AD37),0)","v":0},0,{"$f":"IF(ISNUMBER($AD37),INDEX(Technologies!Q$9:Q$26,$AD37),0)","v":0},{"$f":"IF(ISNUMBER($AD37),INDEX(Technologies!R$9:R$26,$AD37),0)","v":0},33.300000000000004,15.13636363636364,21.947727272727278,1.3814231173920113,0.15136363636363639,null,{"$f":"IFERROR(MATCH(E37,Technologies!$B$9:$B$26,0),\"\")","v":11},{"$f":"IFERROR(MATCH($G37,Fuels!$C$11:$C$23,0),\"\")","v":13}]
[null,null,null,2200,"Electric heating",0.1,{"$f":"IF(ISNUMBER($AD38),INDEX(Technologies!D$9:D$26,$AD38),0)","v":"Electricity"},{"$f":"IF(ISNUMBER($AD38),INDEX(Technologies!E$9:E$26,$AD38),0)","v":25},{"$f":"IF(ISNUMBER($AD38),INDEX(Technologies!F$9:F$26,$AD38),0)","v":0.25},{"$f":"IF(ISNUMBER($AD38),INDEX(Technologies!G$9:G$26,$AD38),0)","v":1},{"$f":"IF(ISNUMBER($AD38),INDEX(Technologies!H$9:H$26,$AD38),0)","v":0},{"$f":"IF(ISNUMBER($AD38),INDEX(Technologies!I$9:I$26,$AD38),0)","v":0.68},{"$f":"IF(ISNUMBER($AD38),INDEX(Technologies!J$9:J$26,$AD38),0)","v":0.01},{"$f":"IF(ISNUMBER($AD38),INDEX(Technologies!K$9:K$26,$AD38),0)","v":0},{"$f":"IF(ISNUMBER($AE38),INDEX(Fuels!$E$129:$E$141,$AE38),0)","v":72},{"$f":"IF(ISNUMBER($AD38),INDEX(Technologies!L$9:L$26,$AD38),0)","v":0},{"$f":"IF(ISNUMBER($AD38),INDEX(Technologies!M$9:M$26,$AD38),0)","v":0},{"$f":"IFERROR(VLOOKUP(G38,Fuels!$C$146:$D$160,2,0),0)","v":0},{"$f":"IF(ISNUMBER($AD38),INDEX(Technologies!O$9:O$26,$AD38),0)","v":0},{"$f":"IF(ISNUMBER($AD38),INDEX(Technologies!P$9:P$26,$AD38),0)","v":0},0,{"$f":"IF(ISNUMBER($AD38),INDEX(Technologies!Q$9:Q$26,$AD38),0)","v":0},{"$f":"IF(ISNUMBER($AD38),INDEX(Technologies!R$9:R$26,$AD38),0)","v":0},33.300000000000004,15.13636363636364,10.292727272727276,0.54594717925424074,0.15136363636363639,null,{"$f":"IFERROR(MATCH(E38,Technologies!$B$9:$B$26,0),\"\")","v":18},{"$f":"IFERROR(MATCH($G38,Fuels!$C$11:$C$23,0),\"\")","v":10}]
[null,null,null,null,"Micro CHP - biogas",0.1,{"$f":"IF(ISNUMBER($AD39),INDEX(Technologies!D$9:D$26,$AD39),0)","v":"Biogas"},{"$f":"IF(ISNUMBER($AD39),INDEX(Technologies!E$9:E$26,$AD39),0)","v":15},{"$f":"IF(ISNUMBER($AD39),INDEX(Technologies!F$9:F$26,$AD39),0)","v":0.25},{"$f":"IF(ISNUMBER($AD39),INDEX(Technologies!G$9:G$26,$AD39),0)","v":0.69},{"$f":"IF(ISNUMBER($AD39),INDEX(Technologies!H$9:H$26,$AD39),0)","v":0.3},{"$f":"IF(ISNUMBER($AD39),INDEX(Technologies!I$9:I$26,$AD39),0)","v":2.62},{"$f":"IF(ISNUMBER($AD39),INDEX(Technologies!J$9:J$26,$AD39),0)","v":0.02},{"$f":"IF(ISNUMBER($AD39),INDEX(Technologies!K$9:K$26,$AD39),0)","v":0},{"$f":"IF(ISNUMBER($AE39),INDEX(Fuels!$E$129:$E$141,$AE39),0)","v":39.6},{"$f":"IF(ISNUMBER($AD39),INDEX(Technologies!L$9:L$26,$AD39),0)","v":0},{"$f":"IF(ISNUMBER($AD39),INDEX(Technologies!M$9:M$26,$AD39),0)","v":1},{"$f":"IFERROR(VLOOKUP(G39,Fuels!$C$146:$D$160,2,0),0)","v":39},{"$f":"IF(ISNUMBER($AD39),INDEX(Technologies!O$9:O$26,$AD39),0)","v":0},{"$f":"IF(ISNUMBER($AD39),INDEX(Technologies!P$9:P$26,$AD39),0)","v":0},0,{"$f":"IF(ISNUMBER($AD39),INDEX(Technologies!Q$9:Q$26,$AD39),0)","v":15},{"$f":"IF(ISNUMBER($AD39),INDEX(Technologies!R$9:R$26,$AD39),0)","v":0.1},48.260869565217398,15.13636363636364,39.657272727272741,3.1560417145530235,0.30272727272727279,null,{"$f":"IFERROR(MATCH(E39,Technologies!$B$9:$B$26,0),\"\")","v":14},{"$f":"IFERROR(MATCH($G39,Fuels!$C$11:$C$23,0),\"\")","v":7}]
[null,null,null,"Source:",{"$f":"Technologies!B5& \", \" &Fuels!C127& \" & \" &Fuels!C144","v":"Table T1, Table F4 & Table F5"},null,null,null,null,null,null,null,null,null,null,null,null,null,null,null,null,null,null,{"$f":"SUM(X30:X39)","v":307.46007785334712},{"$f":"SUM(Y30:Y39)","v":151.36363636363637},260.04272727272735,16.925542596842515,2.4775200000000002]
[]
[null,null,null,"Table I.A4"]
[null,null,null,"Active mix","Slot"]
[null,null,null,{"$f":"INDEX(Scenarios!$H$19:$H$78,MATCH(Scenarios!$C$12,Scenarios!$C$19:$C$78,0))","v":"Gas 100%"},{"$f":"INDEX(AG50:AG59,MATCH($D$44,$AH$50:$AH$59,0))","v":"02"}]
[]
[null,null,null,"Table I2","Mixes Table"]
[null,null,null,null,null,null,{"$f":"G27","v":"Technical"},null,null,null,null,{"$f":"L27","v":"Unit costs"},null,null,null,{"$f":"P27","v":"Emissions"},null,null,null,null,null,null,null,{"$f":"X27","v":"Total system indicators"}]
[null,null,"Slot","Mix name","Technology","Share, %",{"$f":"G28","v":"Fuel"},{"$f":"H28","v":"Lifetime"},"Buildtime","Heat eff.","Elec. eff.",{"$f":"L28","v":"CAPEX"},{"$f":"M28","v":"Fixed OPEX"},"Variable OPEX","Fuel distr.",{"$f":"P28","v":"SO2"},{"$f":"Q28","v":"SO₂ in fuel"},"CO₂","CH4","N2O","SO₂","NOx","PM2.5",{"$f":"X28","v":"Fuel"},{"$f":"Y28","v":"Effect"},"CAPEX","CAPEX","FOPEX",null,"Table I.A3","Indices",null,"Table I.A5"]
[null,null,null,null,null,null,{"$f":"G29","v":"text"},"years","years","%","%",{"$f":"L29","v":"mill EUR/MW"},"MEUR/MW/y","EUR/MWh","EUR/MWh",{"$f":"P29","v":"%"},"g/GJ","kg/GJ fuel","g/GJ fuel","g/GJ fuel","g/GJ fuel","g/GJ fuel","g/GJ fuel",{"$f":"X29","v":"GWh/y"},"MW","mill EUR","mill. EUR/y","mill. EUR/y",null,"Technology","Fuel",null,"Slots","Available mixes",null,"Combined"]
[null,null,1,"Fuel mix","Heat pump - air to water",0.7,"Electricity",20,0.25,3.75,0,2.31,0.03,0,0,0,0,0,0,0,0,0,0,62.16,129.5,299.14499999999998,18.82863830578674,3.8849999999999998,null,{"$f":"IFERROR(MATCH(E50,Technologies!$B$9:$B$26,0),\"\")","v":6},{"$f":"IFERROR(MATCH($G50,Fuels!$C$11:$C$23,0),\"\")","v":10},null,"01",{"$f":"IF(OFFSET($D$50,10*(AG50-1),)=\"\",\"<Empty>\",OFFSET($D$50,10*(AG50-1),))","v":"Fuel mix"},"Gas 70%; Coal 15%; Elec. 15%",{"$f":"AG50&\" - \"&AH50","v":"01 - Fuel mix"}]
[null,null,null,"Design Reserve","Wood pellet boiler",0.1,"Wood pellets",20,0.25,0.9,0,2.44,0.01,0,21.6,0,4,5.6,2,4,0,70,14,37.000000000000007,18.500000000000004,45.140000000000008,2.841179806191692,0.18500000000000003,null,{"$f":"IFERROR(MATCH(E51,Technologies!$B$9:$B$26,0),\"\")","v":3},{"$f":"IFERROR(MATCH($G51,Fuels!$C$11:$C$23,0),\"\")","v":6},null,"02","Gas 100%",null,"02 - Gas 100%"]
[null,null,null,"0,00%","Gas boiler",0.1,"Natural gas",20,0.25,0.99,0,0.91,1.3679999999999999E-2,0,39.6,0,1,67,1,1,0,20,0,33.63636363636364,18.500000000000004,16.835000000000004,1.0596203375550983,0.25308000000000003,null,{"$f":"IFERROR(MATCH(E52,Technologies!$B$9:$B$26,0),\"\")","v":2},{"$f":"IFERROR(MATCH($G52,Fuels!$C$11:$C$23,0),\"\")","v":1},null,"03","All individual",null,"03 - All individual"]
[null,null,null,"Design Energy Demand","Electric heating",0.1,"Electricity",25,0.25,1,0,0.68,0.01,0,0,0,0,0,0,0,0,0,0,33.300000000000004,18.500000000000004,12.580000000000004,0.66726877464407197,0.18500000000000003,null,{"$f":"IFERROR(MATCH(E53,Technologies!$B$9:$B$26,0),\"\")","v":18},{"$f":"IFERROR(MATCH($G53,Fuels!$C$11:$C$23,0),\"\")","v":10},null,"04",{"$f":"IF(OFFSET($D$50,10*(AG53-1),)=\"\",\"<Empty>\",OFFSET($D$50,10*(AG53-1),))","v":"<Empty>"},null,"04 - <Empty>"]
[null,null,null,333,null,0,0,0,0,0,0,0,0,0,0,0,0,0,0,0,0,0,0,0,0,0,0,0,null,{"$f":"IFERROR(MATCH(E54,Technologies!$B$9:$B$26,0),\"\")","v":""},{"$f":"IFERROR(MATCH($G54,Fuels!$C$11:$C$23,0),\"\")","v":""},null,"05","<Empty>",null,"05 - <Empty>"]
[null,null,null,"Design Max Effect",null,0,0,0,0,0,0,0,0,0,0,0,0,0,0,0,0,0,0,0,0,0,0,0,null,{"$f":"IFERROR(MATCH(E55,Technologies!$B$9:$B$26,0),\"\")","v":""},{"$f":"IFERROR(MATCH($G55,Fuels!$C$11:$C$23,0),\"\")","v":""},null,"06","<Empty>",null,"06 - <Empty>"]
[null,null,null,185,null,0,0,0,0,0,0,0,0,0,0,0,0,0,0,0,0,0,0,0,0,0,0,0,null,{"$f":"IFERROR(MATCH(E56,Technologies!$B$9:$B$26,0),\"\")","v":""},{"$f":"IFERROR(MATCH($G56,Fuels!$C$11:$C$23,0),\"\")","v":""},null,"07","<Empty>",null,"07 - <Empty>"]
[null,null,null,"Full Load Hours",null,0,0,0,0,0,0,0,0,0,0,0,0,0,0,0,0,0,0,0,0,0,0,0,null,{"$f":"IFERROR(MATCH(E57,Technologies!$B$9:$B$26,0),\"\")","v":""},{"$f":"IFERROR(MATCH($G57,Fuels!$C$11:$C$23,0),\"\")","v":""},null,"08","<Empty>",null,"08 - <Empty>"]
[null,null,null,1800,null,0,0,0,0,0,0,0,0,0,0,0,0,0,0,0,0,0,0,0,0,0,0,0,null,{"$f":"IFERROR(MATCH(E58,Technologies!$B$9:$B$26,0),\"\")","v":""},{"$f":"IFERROR(MATCH($G58,Fuels!$C$11:$C$23,0),\"\")","v":""},null,"09","<Empty>",null,"09 - <Empty>"]
[null,null,null,null,null,0,0,0,0,0,0,0,0,0,0,0,0,0,0,0,0,0,0,0,0,0,0,0,null,{"$f":"IFERROR(MATCH(E59,Technologies!$B$9:$B$26,0),\"\")","v":""},{"$f":"IFERROR(MATCH($G59,Fuels!$C$11:$C$23,0),\"\")","v":""},null,10,"<Empty>",null,"10 - <Empty>"]
[null,null,2,"Gas 100%","Gas boiler",1,"Natural gas",20,0.25,0.97,0,0.32200000000000001,1.3679999999999999E-2,0,10.8,0,1,57,1,1,0,20,0,343.29896907216494,151.36363636363637,48.739090909090912,3.0677120262084658,2.0706545454545453,null,{"$f":"IFERROR(MATCH(E60,Technologies!$B$9:$B$26,0),\"\")","v":2},{"$f":"IFERROR(MATCH($G60,Fuels!$C$11:$C$23,0),\"\")","v":1},null,"Source:",{"$f":"D46","v":"Table I2"}]
[null,null,null,"Design Reserve",null,0,0,0,0,0,0,0,0,0,0,0,0,0,0,0,0,0,0,0,0,0,0,0,null,{"$f":"IFERROR(MATCH(E61,Technologies!$B$9:$B$26,0),\"\")","v":""},{"$f":"IFERROR(MATCH($G61,Fuels!$C$11:$C$23,0),\"\")","v":""}]
[null,null,null,"0,00%",null,0,0,0,0,0,0,0,0,0,0,0,0,0,0,0,0,0,0,0,0,0,0,0,null,{"$f":"IFERROR(MATCH(E62,Technologies!$B$9:$B$26,0),\"\")","v":""},{"$f":"IFERROR(MATCH($G62,Fuels!$C$11:$C$23,0),\"\")","v":""}]
[null,null,null,"Design Energy Demand",null,0,0,0,0,0,0,0,0,0,0,0,0,0,0,0,0,0,0,0,0,0,0,0,null,{"$f":"IFERROR(MATCH(E63,Technologies!$B$9:$B$26,0),\"\")","v":""},{"$f":"IFERROR(MATCH($G63,Fuels!$C$11:$C$23,0),\"\")","v":""}]
[null,null,null,333,null,0,0,0,0,0,0,0,0,0,0,0,0,0,0,0,0,0,0,0,0,0,0,0,null,{"$f":"IFERROR(MATCH(E64,Technologies!$B$9:$B$26,0),\"\")","v":""},{"$f":"IFERROR(MATCH($G64,Fuels!$C$11:$C$23,0),\"\")","v":""}]
[null,null,null,"Design Max Effect",null,0,0,0,0,0,0,0,0,0,0,0,0,0,0,0,0,0,0,0,0,0,0,0,null,{"$f":"IFERROR(MATCH(E65,Technologies!$B$9:$B$26,0),\"\")","v":""},{"$f":"IFERROR(MATCH($G65,Fuels!$C$11:$C$23,0),\"\")","v":""}]
[null,null,null,151,null,0,0,0,0,0,0,0,0,0,0,0,0,0,0,0,0,0,0,0,0,0,0,0,null,{"$f":"IFERROR(MATCH(E66,Technologies!$B$9:$B$26,0),\"\")","v":""},{"$f":"IFERROR(MATCH($G66,Fuels!$C$11:$C$23,0),\"\")","v":""}]
[null,null,null,"Full Load Hours",null,0,0,0,0,0,0,0,0,0,0,0,0,0,0,0,0,0,0,0,0,0,0,0,null,{"$f":"IFERROR(MATCH(E67,Technologies!$B$9:$B$26,0),\"\")","v":""},{"$f":"IFERROR(MATCH($G67,Fuels!$C$11:$C$23,0),\"\")","v":""}]
[null,null,null,2200,null,0,0,0,0,0,0,0,0,0,0,0,0,0,0,0,0,0,0,0,0,0,0,0,null,{"$f":"IFERROR(MATCH(E68,Technologies!$B$9:$B$26,0),\"\")","v":""},{"$f":"IFERROR(MATCH($G68,Fuels!$C$11:$C$23,0),\"\")","v":""}]
[null,null,null,null,null,0,0,0,0,0,0,0,0,0,0,0,0,0,0,0,0,0,0,0,0,0,0,0,null,{"$f":"IFERROR(MATCH(E69,Technologies!$B$9:$B$26,0),\"\")","v":""},{"$f":"IFERROR(MATCH($G69,Fuels!$C$11:$C$23,0),\"\")","v":""}]
[null,null,3,"All individual","Gas boiler",0.1,"Natural gas",20,0.25,0.99,0,0.91,1.3679999999999999E-2,0,39.6,0,1,67,0,0,0,20,0,33.63636363636364,15.13636363636364,13.774090909090914,0.86696209436326244,0.20706545454545458,null,{"$f":"IFERROR(MATCH(E70,Technologies!$B$9:$B$26,0),\"\")","v":2},{"$f":"IFERROR(MATCH($G70,Fuels!$C$11:$C$23,0),\"\")","v":1}]
[null,null,null,"Design Reserve","Oil boiler",0.1,"Fueloil",20,0.25,0.93,0,1.17,0.01,0,10.8,0,250,86,0,0,0,52,5,35.806451612903231,15.13636363636364,17.709545454545459,1.1146655498956228,0.15136363636363639,null,{"$f":"IFERROR(MATCH(E71,Technologies!$B$9:$B$26,0),\"\")","v":1},{"$f":"IFERROR(MATCH($G71,Fuels!$C$11:$C$23,0),\"\")","v":3}]
[null,null,null,"0,00%","Wood pellet boiler",0.1,"Wood pellets",20,0.25,0.9,0,2.44,0.01,0,21.6,0,4,5.6,0,0,0,70,14,37.000000000000007,15.13636363636364,36.932727272727284,2.3246016596113845,0.15136363636363639,null,{"$f":"IFERROR(MATCH(E72,Technologies!$B$9:$B$26,0),\"\")","v":3},{"$f":"IFERROR(MATCH($G72,Fuels!$C$11:$C$23,0),\"\")","v":6}]
[null,null,null,"Design Energy Demand","Wood chips boiler",0.1,"Wood chips",20,0.25,0.89,0,2.58,0.02,0,21.6,0,4,5.6,0,0,0,70,14,37.415730337078656,15.13636363636364,39.051818181818192,2.4579804433595784,0.30272727272727279,null,{"$f":"IFERROR(MATCH(E73,Technologies!$B$9:$B$26,0),\"\")","v":4},{"$f":"IFERROR(MATCH($G73,Fuels!$C$11:$C$23,0),\"\")","v":5}]
[null,null,null,333,"Heat pump - water to water, groundwater well",0.1,"Electricity",20,0.25,5.35,0,2.08,0.03,0,72,0,0,0,0,0,0,0,0,6.2242990654205617,15.13636363636364,31.483636363636371,1.9816276442588852,0.45409090909090921,null,{"$f":"IFERROR(MATCH(E74,Technologies!$B$9:$B$26,0),\"\")","v":7},{"$f":"IFERROR(MATCH($G74,Fuels!$C$11:$C$23,0),\"\")","v":10}]
[null,null,null,"Design Max Effect","Heat pump - air to water",0.1,"Electricity",20,0.25,3.75,0,2.31,0.03,0,72,0,0,0,0,0,0,0,0,8.8800000000000008,15.13636363636364,34.965000000000011,2.2007499318452042,0.45409090909090921,null,{"$f":"IFERROR(MATCH(E75,Technologies!$B$9:$B$26,0),\"\")","v":6},{"$f":"IFERROR(MATCH($G75,Fuels!$C$11:$C$23,0),\"\")","v":10}]
[null,null,null,151,"Hydrogen boiler",0.1,"Hydrogen",20,0.25,0.99,0,0.94,0.01,0,61.2,0,0,0.9,0,0,0,20,0,33.63636363636364,15.13636363636364,14.22818181818182,0.89554326230930381,0.15136363636363639,null,{"$f":"IFERROR(MATCH(E76,Technologies!$B$9:$B$26,0),\"\")","v":5},{"$f":"IFERROR(MATCH($G76,Fuels!$C$11:$C$23,0),\"\")","v":8}]
[null,null,null,"Full Load Hours","Solar flat plate colletors",0.1,"Solar",20,0.25,1,0,1.45,0.01,0,0,0,0,0,0,0,0,0,0,33.300000000000004,15.13636363636364,21.947727272727278,1.3814231173920113,0.15136363636363639,null,{"$f":"IFERROR(MATCH(E77,Technologies!$B$9:$B$26,0),\"\")","v":11},{"$f":"IFERROR(MATCH($G77,Fuels!$C$11:$C$23,0),\"\")","v":13}]
[null,null,null,2200,"Electric heating",0.1,"Electricity",25,0.25,1,0,0.68,0.01,0,72,0,0,0,0,0,0,0,0,33.300000000000004,15.13636363636364,10.292727272727276,0.54594717925424074,0.15136363636363639,null,{"$f":"IFERROR(MATCH(E78,Technologies!$B$9:$B$26,0),\"\")","v":18},{"$f":"IFERROR(MATCH($G78,Fuels!$C$11:$C$23,0),\"\")","v":10}]
[null,null,null,null,"Micro CHP - biogas",0.1,"Biogas",15,0.25,0.69,0.3,2.62,0.02,0,39.6,0,1,39,0,0,0,15,0.1,48.260869565217398,15.13636363636364,39.657272727272741,3.1560417145530235,0.30272727272727279,null,{"$f":"IFERROR(MATCH(E79,Technologies!$B$9:$B$26,0),\"\")","v":14},{"$f":"IFERROR(MATCH($G79,Fuels!$C$11:$C$23,0),\"\")","v":7}]
[null,null,4,null,"Gas boiler",0,"Natural gas",20,0.25,0.97,0,0.32200000000000001,1.3679999999999999E-2,0,10.8,0,1,57,1,1,0,20,0,0,0,0,0,0,null,{"$f":"IFERROR(MATCH(E80,Technologies!$B$9:$B$26,0),\"\")","v":2},{"$f":"IFERROR(MATCH($G80,Fuels!$C$11:$C$23,0),\"\")","v":1}]
[null,null,null,"Design Reserve",null,0,0,0,0,0,0,0,0,0,0,0,0,0,0,0,0,0,0,0,0,0,0,0,null,{"$f":"IFERROR(MATCH(E81,Technologies!$B$9:$B$26,0),\"\")","v":""},{"$f":"IFERROR(MATCH($G81,Fuels!$C$11:$C$23,0),\"\")","v":""}]
[null,null,null,"0,00%",null,0,0,0,0,0,0,0,0,0,0,0,0,0,0,0,0,0,0,0,0,0,0,0,null,{"$f":"IFERROR(MATCH(E82,Technologies!$B$9:$B$26,0),\"\")","v":""},{"$f":"IFERROR(MATCH($G82,Fuels!$C$11:$C$23,0),\"\")","v":""}]
[null,null,null,"Design Energy Demand",null,0,0,0,0,0,0,0,0,0,0,0,0,0,0,0,0,0,0,0,0,0,0,0,null,{"$f":"IFERROR(MATCH(E83,Technologies!$B$9:$B$26,0),\"\")","v":""},{"$f":"IFERROR(MATCH($G83,Fuels!$C$11:$C$23,0),\"\")","v":""}]
[null,null,null,null,null,0,0,0,0,0,0,0,0,0,0,0,0,0,0,0,0,0,0,0,0,0,0,0,null,{"$f":"IFERROR(MATCH(E84,Technologies!$B$9:$B$26,0),\"\")","v":""},{"$f":"IFERROR(MATCH($G84,Fuels!$C$11:$C$23,0),\"\")","v":""}]
[null,null,null,"Design Max Effect",null,0,0,0,0,0,0,0,0,0,0,0,0,0,0,0,0,0,0,0,0,0,0,0,null,{"$f":"IFERROR(MATCH(E85,Technologies!$B$9:$B$26,0),\"\")","v":""},{"$f":"IFERROR(MATCH($G85,Fuels!$C$11:$C$23,0),\"\")","v":""}]
[null,null,null,151,null,0,0,0,0,0,0,0,0,0,0,0,0,0,0,0,0,0,0,0,0,0,0,0,null,{"$f":"IFERROR(MATCH(E86,Technologies!$B$9:$B$26,0),\"\")","v":""},{"$f":"IFERROR(MATCH($G86,Fuels!$C$11:$C$23,0),\"\")","v":""}]
[null,null,null,"Full Load Hours",null,0,0,0,0,0,0,0,0,0,0,0,0,0,0,0,0,0,0,0,0,0,0,0,null,{"$f":"IFERROR(MATCH(E87,Technologies!$B$9:$B$26,0),\"\")","v":""},{"$f":"IFERROR(MATCH($G87,Fuels!$C$11:$C$23,0),\"\")","v":""}]
[null,null,null,null,null,0,0,0,0,0,0,0,0,0,0,0,0,0,0,0,0,0,0,0,0,0,0,0,null,{"$f":"IFERROR(MATCH(E88,Technologies!$B$9:$B$26,0),\"\")","v":""},{"$f":"IFERROR(MATCH($G88,Fuels!$C$11:$C$23,0),\"\")","v":""}]
[null,null,null,null,null,0,0,0,0,0,0,0,0,0,0,0,0,0,0,0,0,0,0,0,0,0,0,0,null,{"$f":"IFERROR(MATCH(E89,Technologies!$B$9:$B$26,0),\"\")","v":""},{"$f":"IFERROR(MATCH($G89,Fuels!$C$11:$C$23,0),\"\")","v":""}]
[null,null,5,null,null,0,0,0,0,0,0,0,0,0,0,0,0,0,0,0,0,0,0,0,0,0,0,0,null,{"$f":"IFERROR(MATCH(E90,Technologies!$B$9:$B$26,0),\"\")","v":""},{"$f":"IFERROR(MATCH($G90,Fuels!$C$11:$C$23,0),\"\")","v":""}]
[null,null,null,"Design Reserve",null,0,0,0,0,0,0,0,0,0,0,0,0,0,0,0,0,0,0,0,0,0,0,0,null,{"$f":"IFERROR(MATCH(E91,Technologies!$B$9:$B$26,0),\"\")","v":""},{"$f":"IFERROR(MATCH($G91,Fuels!$C$11:$C$23,0),\"\")","v":""}]
[null,null,null,"0,00%",null,0,0,0,0,0,0,0,0,0,0,0,0,0,0,0,0,0,0,0,0,0,0,0,null,{"$f":"IFERROR(MATCH(E92,Technologies!$B$9:$B$26,0),\"\")","v":""},{"$f":"IFERROR(MATCH($G92,Fuels!$C$11:$C$23,0),\"\")","v":""}]
[null,null,null,"Design Energy Demand",null,0,0,0,0,0,0,0,0,0,0,0,0,0,0,0,0,0,0,0,0,0,0,0,null,{"$f":"IFERROR(MATCH(E93,Technologies!$B$9:$B$26,0),\"\")","v":""},{"$f":"IFERROR(MATCH($G93,Fuels!$C$11:$C$23,0),\"\")","v":""}]
[null,null,null,null,null,0,0,0,0,0,0,0,0,0,0,0,0,0,0,0,0,0,0,0,0,0,0,0,null,{"$f":"IFERROR(MATCH(E94,Technologies!$B$9:$B$26,0),\"\")","v":""},{"$f":"IFERROR(MATCH($G94,Fuels!$C$11:$C$23,0),\"\")","v":""}]
[null,null,null,"Design Max Effect",null,0,0,0,0,0,0,0,0,0,0,0,0,0,0,0,0,0,0,0,0,0,0,0,null,{"$f":"IFERROR(MATCH(E95,Technologies!$B$9:$B$26,0),\"\")","v":""},{"$f":"IFERROR(MATCH($G95,Fuels!$C$11:$C$23,0),\"\")","v":""}]
[null,null,null,151,null,0,0,0,0,0,0,0,0,0,0,0,0,0,0,0,0,0,0,0,0,0,0,0,null,{"$f":"IFERROR(MATCH(E96,Technologies!$B$9:$B$26,0),\"\")","v":""},{"$f":"IFERROR(MATCH($G96,Fuels!$C$11:$C$23,0),\"\")","v":""}]
[null,null,null,"Full Load Hours",null,0,0,0,0,0,0,0,0,0,0,0,0,0,0,0,0,0,0,0,0,0,0,0,null,{"$f":"IFERROR(MATCH(E97,Technologies!$B$9:$B$26,0),\"\")","v":""},{"$f":"IFERROR(MATCH($G97,Fuels!$C$11:$C$23,0),\"\")","v":""}]
[null,null,null,null,null,0,0,0,0,0,0,0,0,0,0,0,0,0,0,0,0,0,0,0,0,0,0,0,null,{"$f":"IFERROR(MATCH(E98,Technologies!$B$9:$B$26,0),\"\")","v":""},{"$f":"IFERROR(MATCH($G98,Fuels!$C$11:$C$23,0),\"\")","v":""}]
[null,null,null,null,null,0,0,0,0,0,0,0,0,0,0,0,0,0,0,0,0,0,0,0,0,0,0,0,null,{"$f":"IFERROR(MATCH(E99,Technologies!$B$9:$B$26,0),\"\")","v":""},{"$f":"IFERROR(MATCH($G99,Fuels!$C$11:$C$23,0),\"\")","v":""}]
[null,null,6,null,null,0,0,0,0,0,0,0,0,0,0,0,0,0,0,0,0,0,0,0,0,0,0,0,null,{"$f":"IFERROR(MATCH(E100,Technologies!$B$9:$B$26,0),\"\")","v":""},{"$f":"IFERROR(MATCH($G100,Fuels!$C$11:$C$23,0),\"\")","v":""}]
[null,null,null,"Design Reserve",null,0,0,0,0,0,0,0,0,0,0,0,0,0,0,0,0,0,0,0,0,0,0,0,null,{"$f":"IFERROR(MATCH(E101,Technologies!$B$9:$B$26,0),\"\")","v":""},{"$f":"IFERROR(MATCH($G101,Fuels!$C$11:$C$23,0),\"\")","v":""}]
[null,null,null,"0,00%",null,0,0,0,0,0,0,0,0,0,0,0,0,0,0,0,0,0,0,0,0,0,0,0,null,{"$f":"IFERROR(MATCH(E102,Technologies!$B$9:$B$26,0),\"\")","v":""},{"$f":"IFERROR(MATCH($G102,Fuels!$C$11:$C$23,0),\"\")","v":""}]
[null,null,null,"Design Energy Demand",null,0,0,0,0,0,0,0,0,0,0,0,0,0,0,0,0,0,0,0,0,0,0,0,null,{"$f":"IFERROR(MATCH(E101,Technologies!$B$9:$B$26,0),\"\")","v":""},{"$f":"IFERROR(MATCH($G103,Fuels!$C$11:$C$23,0),\"\")","v":""}]
[null,null,null,null,null,0,0,0,0,0,0,0,0,0,0,0,0,0,0,0,0,0,0,0,0,0,0,0,null,{"$f":"IFERROR(MATCH(E104,Technologies!$B$9:$B$26,0),\"\")","v":""},{"$f":"IFERROR(MATCH($G104,Fuels!$C$11:$C$23,0),\"\")","v":""}]
[null,null,null,"Design Max Effect",null,0,0,0,0,0,0,0,0,0,0,0,0,0,0,0,0,0,0,0,0,0,0,0,null,{"$f":"IFERROR(MATCH(E105,Technologies!$B$9:$B$26,0),\"\")","v":""},{"$f":"IFERROR(MATCH($G105,Fuels!$C$11:$C$23,0),\"\")","v":""}]
[null,null,null,null,null,0,0,0,0,0,0,0,0,0,0,0,0,0,0,0,0,0,0,0,0,0,0,0,null,{"$f":"IFERROR(MATCH(E106,Technologies!$B$9:$B$26,0),\"\")","v":""},{"$f":"IFERROR(MATCH($G106,Fuels!$C$11:$C$23,0),\"\")","v":""}]
[null,null,null,"Full Load Hours",null,0,0,0,0,0,0,0,0,0,0,0,0,0,0,0,0,0,0,0,0,0,0,0,null,{"$f":"IFERROR(MATCH(E107,Technologies!$B$9:$B$26,0),\"\")","v":""},{"$f":"IFERROR(MATCH($G107,Fuels!$C$11:$C$23,0),\"\")","v":""}]
[null,null,null,null,null,0,0,0,0,0,0,0,0,0,0,0,0,0,0,0,0,0,0,0,0,0,0,0,null,{"$f":"IFERROR(MATCH(E108,Technologies!$B$9:$B$26,0),\"\")","v":""},{"$f":"IFERROR(MATCH($G108,Fuels!$C$11:$C$23,0),\"\")","v":""}]
[null,null,null,null,null,0,0,0,0,0,0,0,0,0,0,0,0,0,0,0,0,0,0,0,0,0,0,0,null,{"$f":"IFERROR(MATCH(E109,Technologies!$B$9:$B$26,0),\"\")","v":""},{"$f":"IFERROR(MATCH($G109,Fuels!$C$11:$C$23,0),\"\")","v":""}]
[null,null,7,null,null,0,0,0,0,0,0,0,0,0,0,0,0,0,0,0,0,0,0,0,0,0,0,0,null,{"$f":"IFERROR(MATCH(E110,Technologies!$B$9:$B$26,0),\"\")","v":""},{"$f":"IFERROR(MATCH($G110,Fuels!$C$11:$C$23,0),\"\")","v":""}]
[null,null,null,"Design Reserve",null,0,0,0,0,0,0,0,0,0,0,0,0,0,0,0,0,0,0,0,0,0,0,0,null,{"$f":"IFERROR(MATCH(E111,Technologies!$B$9:$B$26,0),\"\")","v":""},{"$f":"IFERROR(MATCH($G111,Fuels!$C$11:$C$23,0),\"\")","v":""}]
[null,null,null,"0,00%",null,0,0,0,0,0,0,0,0,0,0,0,0,0,0,0,0,0,0,0,0,0,0,0,null,{"$f":"IFERROR(MATCH(E112,Technologies!$B$9:$B$26,0),\"\")","v":""},{"$f":"IFERROR(MATCH($G112,Fuels!$C$11:$C$23,0),\"\")","v":""}]
[null,null,null,"Design Energy Demand",null,0.1,0,0,0,0,0,0,0,0,0,0,0,0,0,0,0,0,0,0,0,0,0,0,null,{"$f":"IFERROR(MATCH(E113,Technologies!$B$9:$B$26,0),\"\")","v":""},{"$f":"IFERROR(MATCH($G113,Fuels!$C$11:$C$23,0),\"\")","v":""}]
[null,null,null,null,null,0,0,0,0,0,0,0,0,0,0,0,0,0,0,0,0,0,0,0,0,0,0,0,null,{"$f":"IFERROR(MATCH(E114,Technologies!$B$9:$B$26,0),\"\")","v":""},{"$f":"IFERROR(MATCH($G114,Fuels!$C$11:$C$23,0),\"\")","v":""}]
[null,null,null,"Design Max Effect",null,0,0,0,0,0,0,0,0,0,0,0,0,0,0,0,0,0,0,0,0,0,0,0,null,{"$f":"IFERROR(MATCH(E115,Technologies!$B$9:$B$26,0),\"\")","v":""},{"$f":"IFERROR(MATCH($G115,Fuels!$C$11:$C$23,0),\"\")","v":""}]
[null,null,null,166,null,0,0,0,0,0,0,0,0,0,0,0,0,0,0,0,0,0,0,0,0,0,0,0,null,{"$f":"IFERROR(MATCH(E116,Technologies!$B$9:$B$26,0),\"\")","v":""},{"$f":"IFERROR(MATCH($G116,Fuels!$C$11:$C$23,0),\"\")","v":""}]
[null,null,null,"Full Load Hours",null,0,0,0,0,0,0,0,0,0,0,0,0,0,0,0,0,0,0,0,0,0,0,0,null,{"$f":"IFERROR(MATCH(E117,Technologies!$B$9:$B$26,0),\"\")","v":""},{"$f":"IFERROR(MATCH($G117,Fuels!$C$11:$C$23,0),\"\")","v":""}]
[null,null,null,null,null,0,0,0,0,0,0,0,0,0,0,0,0,0,0,0,0,0,0,0,0,0,0,0,null,{"$f":"IFERROR(MATCH(E118,Technologies!$B$9:$B$26,0),\"\")","v":""},{"$f":"IFERROR(MATCH($G118,Fuels!$C$11:$C$23,0),\"\")","v":""}]
[null,null,null,null,null,0,0,0,0,0,0,0,0,0,0,0,0,0,0,0,0,0,0,0,0,0,0,0,null,{"$f":"IFERROR(MATCH(E119,Technologies!$B$9:$B$26,0),\"\")","v":""},{"$f":"IFERROR(MATCH($G119,Fuels!$C$11:$C$23,0),\"\")","v":""}]
[null,null,8,null,null,",00%",0,0,0,0,0,0,0,0,0,0,0,0,0,0,0,0,0,0,0,0,0,0,null,{"$f":"IFERROR(MATCH(E120,Technologies!$B$9:$B$26,0),\"\")","v":""},{"$f":"IFERROR(MATCH($G120,Fuels!$C$11:$C$23,0),\"\")","v":""}]
[null,null,null,"Design Reserve",null,"0,00%",0,0,0,0,0,0,0,0,0,0,0,0,0,0,0,0,0,0,0,0,0,0,null,{"$f":"IFERROR(MATCH(E121,Technologies!$B$9:$B$26,0),\"\")","v":""},{"$f":"IFERROR(MATCH($G121,Fuels!$C$11:$C$23,0),\"\")","v":""}]
[null,null,null,"0,00%",null,"0,00%",0,0,0,0,0,0,0,0,0,0,0,0,0,0,0,0,0,0,0,0,0,0,null,{"$f":"IFERROR(MATCH(E122,Technologies!$B$9:$B$26,0),\"\")","v":""},{"$f":"IFERROR(MATCH($G122,Fuels!$C$11:$C$23,0),\"\")","v":""}]
[null,null,null,"Design Energy Demand",null,"0,00%",0,0,0,0,0,0,0,0,0,0,0,0,0,0,0,0,0,0,0,0,0,0,null,{"$f":"IFERROR(MATCH(E123,Technologies!$B$9:$B$26,0),\"\")","v":""},{"$f":"IFERROR(MATCH($G123,Fuels!$C$11:$C$23,0),\"\")","v":""}]
[null,null,null,null,null,null,0,0,0,0,0,0,0,0,0,0,0,0,0,0,0,0,0,0,0,0,0,0,null,{"$f":"IFERROR(MATCH(E124,Technologies!$B$9:$B$26,0),\"\")","v":""},{"$f":"IFERROR(MATCH($G124,Fuels!$C$11:$C$23,0),\"\")","v":""}]
[null,null,null,"Design Max Effect",null,null,0,0,0,0,0,0,0,0,0,0,0,0,0,0,0,0,0,0,0,0,0,0,null,{"$f":"IFERROR(MATCH(E125,Technologies!$B$9:$B$26,0),\"\")","v":""},{"$f":"IFERROR(MATCH($G125,Fuels!$C$11:$C$23,0),\"\")","v":""}]
[null,null,null,166,null,null,0,0,0,0,0,0,0,0,0,0,0,0,0,0,0,0,0,0,0,0,0,0,null,{"$f":"IFERROR(MATCH(E126,Technologies!$B$9:$B$26,0),\"\")","v":""},{"$f":"IFERROR(MATCH($G126,Fuels!$C$11:$C$23,0),\"\")","v":""}]
[null,null,null,"Full Load Hours",null,null,0,0,0,0,0,0,0,0,0,0,0,0,0,0,0,0,0,0,0,0,0,0,null,{"$f":"IFERROR(MATCH(E127,Technologies!$B$9:$B$26,0),\"\")","v":""},{"$f":"IFERROR(MATCH($G127,Fuels!$C$11:$C$23,0),\"\")","v":""}]
[null,null,null,null,null,null,0,0,0,0,0,0,0,0,0,0,0,0,0,0,0,0,0,0,0,0,0,0,null,{"$f":"IFERROR(MATCH(E128,Technologies!$B$9:$B$26,0),\"\")","v":""},{"$f":"IFERROR(MATCH($G128,Fuels!$C$11:$C$23,0),\"\")","v":""}]
[null,null,null,null,null,null,0,0,0,0,0,0,0,0,0,0,0,0,0,0,0,0,0,0,0,0,0,0,null,{"$f":"IFERROR(MATCH(E129,Technologies!$B$9:$B$26,0),\"\")","v":""},{"$f":"IFERROR(MATCH($G129,Fuels!$C$11:$C$23,0),\"\")","v":""}]
[null,null,9,null,null,null,null,null,null,null,null,null,null,null,null,null,null,null,null,null,null,null,null,null,null,null,null,null,null,{"$f":"IFERROR(MATCH(E130,Technologies!$B$9:$B$26,0),\"\")","v":""},{"$f":"IFERROR(MATCH($G130,Fuels!$C$11:$C$23,0),\"\")","v":""}]
[null,null,null,null,null,null,null,null,null,null,null,null,null,null,null,null,null,null,null,null,null,null,null,null,null,null,null,null,null,{"$f":"IFERROR(MATCH(E131,Technologies!$B$9:$B$26,0),\"\")","v":""},{"$f":"IFERROR(MATCH($G131,Fuels!$C$11:$C$23,0),\"\")","v":""}]
[null,null,null,null,null,null,null,null,null,null,null,null,null,null,null,null,null,null,null,null,null,null,null,null,null,null,null,null,null,{"$f":"IFERROR(MATCH(E132,Technologies!$B$9:$B$26,0),\"\")","v":""},{"$f":"IFERROR(MATCH($G132,Fuels!$C$11:$C$23,0),\"\")","v":""}]
[null,null,null,null,null,null,null,null,null,null,null,null,null,null,null,null,null,null,null,null,null,null,null,null,null,null,null,null,null,{"$f":"IFERROR(MATCH(E133,Technologies!$B$9:$B$26,0),\"\")","v":""},{"$f":"IFERROR(MATCH($G133,Fuels!$C$11:$C$23,0),\"\")","v":""}]
[null,null,null,null,null,null,null,null,null,null,null,null,null,null,null,null,null,null,null,null,null,null,null,null,null,null,null,null,null,{"$f":"IFERROR(MATCH(E134,Technologies!$B$9:$B$26,0),\"\")","v":""},{"$f":"IFERROR(MATCH($G134,Fuels!$C$11:$C$23,0),\"\")","v":""}]
[null,null,null,null,null,null,null,null,null,null,null,null,null,null,null,null,null,null,null,null,null,null,null,null,null,null,null,null,null,{"$f":"IFERROR(MATCH(E135,Technologies!$B$9:$B$26,0),\"\")","v":""},{"$f":"IFERROR(MATCH($G135,Fuels!$C$11:$C$23,0),\"\")","v":""}]
[null,null,null,null,null,null,null,null,null,null,null,null,null,null,null,null,null,null,null,null,null,null,null,null,null,null,null,null,null,{"$f":"IFERROR(MATCH(E136,Technologies!$B$9:$B$26,0),\"\")","v":""},{"$f":"IFERROR(MATCH($G136,Fuels!$C$11:$C$23,0),\"\")","v":""}]
[null,null,null,null,null,null,null,null,null,null,null,null,null,null,null,null,null,null,null,null,null,null,null,null,null,null,null,null,null,{"$f":"IFERROR(MATCH(E137,Technologies!$B$9:$B$26,0),\"\")","v":""},{"$f":"IFERROR(MATCH($G137,Fuels!$C$11:$C$23,0),\"\")","v":""}]
[null,null,null,null,null,null,null,null,null,null,null,null,null,null,null,null,null,null,null,null,null,null,null,null,null,null,null,null,null,{"$f":"IFERROR(MATCH(E138,Technologies!$B$9:$B$26,0),\"\")","v":""},{"$f":"IFERROR(MATCH($G138,Fuels!$C$11:$C$23,0),\"\")","v":""}]
[null,null,null,null,null,null,null,null,null,null,null,null,null,null,null,null,null,null,null,null,null,null,null,null,null,null,null,null,null,{"$f":"IFERROR(MATCH(E139,Technologies!$B$9:$B$26,0),\"\")","v":""},{"$f":"IFERROR(MATCH($G139,Fuels!$C$11:$C$23,0),\"\")","v":""}]
[null,null,10,null,null,null,null,null,null,null,null,null,null,null,null,null,null,null,null,null,null,null,null,null,null,null,null,null,null,{"$f":"IFERROR(MATCH(E140,Technologies!$B$9:$B$26,0),\"\")","v":""},{"$f":"IFERROR(MATCH($G140,Fuels!$C$11:$C$23,0),\"\")","v":""}]
[null,null,null,null,null,null,null,null,null,null,null,null,null,null,null,null,null,null,null,null,null,null,null,null,null,null,null,null,null,{"$f":"IFERROR(MATCH(E141,Technologies!$B$9:$B$26,0),\"\")","v":""},{"$f":"IFERROR(MATCH($G141,Fuels!$C$11:$C$23,0),\"\")","v":""}]
[null,null,null,null,null,null,null,null,null,null,null,null,null,null,null,null,null,null,null,null,null,null,null,null,null,null,null,null,null,{"$f":"IFERROR(MATCH(E142,Technologies!$B$9:$B$26,0),\"\")","v":""},{"$f":"IFERROR(MATCH($G142,Fuels!$C$11:$C$23,0),\"\")","v":""}]
[null,null,null,null,null,null,null,null,null,null,null,null,null,null,null,null,null,null,null,null,null,null,null,null,null,null,null,null,null,{"$f":"IFERROR(MATCH(E143,Technologies!$B$9:$B$26,0),\"\")","v":""},{"$f":"IFERROR(MATCH($G143,Fuels!$C$11:$C$23,0),\"\")","v":""}]
[null,null,null,null,null,null,null,null,null,null,null,null,null,null,null,null,null,null,null,null,null,null,null,null,null,null,null,null,null,{"$f":"IFERROR(MATCH(E144,Technologies!$B$9:$B$26,0),\"\")","v":""},{"$f":"IFERROR(MATCH($G144,Fuels!$C$11:$C$23,0),\"\")","v":""}]
[null,null,null,null,null,null,null,null,null,null,null,null,null,null,null,null,null,null,null,null,null,null,null,null,null,null,null,null,null,{"$f":"IFERROR(MATCH(E145,Technologies!$B$9:$B$26,0),\"\")","v":""},{"$f":"IFERROR(MATCH($G145,Fuels!$C$11:$C$23,0),\"\")","v":""}]
[null,null,null,null,null,null,null,null,null,null,null,null,null,null,null,null,null,null,null,null,null,null,null,null,null,null,null,null,null,{"$f":"IFERROR(MATCH(E146,Technologies!$B$9:$B$26,0),\"\")","v":""},{"$f":"IFERROR(MATCH($G146,Fuels!$C$11:$C$23,0),\"\")","v":""}]
[null,null,null,null,null,null,null,null,null,null,null,null,null,null,null,null,null,null,null,null,null,null,null,null,null,null,null,null,null,{"$f":"IFERROR(MATCH(E147,Technologies!$B$9:$B$26,0),\"\")","v":""},{"$f":"IFERROR(MATCH($G147,Fuels!$C$11:$C$23,0),\"\")","v":""}]
[null,null,null,null,null,null,null,null,null,null,null,null,null,null,null,null,null,null,null,null,null,null,null,null,null,null,null,null,null,{"$f":"IFERROR(MATCH(E148,Technologies!$B$9:$B$26,0),\"\")","v":""},{"$f":"IFERROR(MATCH($G148,Fuels!$C$11:$C$23,0),\"\")","v":""}]
[null,null,null,null,null,null,null,null,null,null,null,null,null,null,null,null,null,null,null,null,null,null,null,null,null,null,null,null,null,{"$f":"IFERROR(MATCH(E149,Technologies!$B$9:$B$26,0),\"\")","v":""},{"$f":"IFERROR(MATCH($G149,Fuels!$C$11:$C$23,0),\"\")","v":""}]
[null,null,null,"Source:",{"$f":"D26","v":"Table I1"}]
[]
[null,null,null,"Table I3","Active mix"]
[null,null,null,null,null,null,"Technical",null,null,null,null,"Unit costs",null,null,null,"Emissions",null,null,null,null,null,null,null,"Total system indicators",null,null,null,null,null,"Table I.A8"]
[null,null,"Slot","Mix name","Technology","Share, %","Fuel","Lifetime","Buildtime","Heat eff.","Elec. eff.","CAPEX","Fixed OPEX","Variable OPEX","Fuel distr.","SO2","SO₂ in fuel","CO₂","CH4","N2O","SO₂","NOx","PM2.5","Fuel","Effect","CAPEX","CAPEX","FOPEX",null,"Fuel price","Fuel EX"]
[null,"Row",{"$f":"E44","v":"02"},null,null,null,"text","years","years","%","%","mill EUR/MW","MEUR/MW/y","EUR/MWh","EUR/MWh","%","g/GJ","kg/GJ fuel","g/GJ fuel","g/GJ fuel","g/GJ fuel","g/GJ fuel","g/GJ fuel","GWh/y","MW","mill EUR","mill. EUR/y","mill. EUR/y",null,"EUR/MWh","mill. EUR/y"]
[null,{"$f":"Support_ten*($E$44-1)+ROW()-ROW($E$155)","v":11},null,{"$f":"D44","v":"Gas 100%"},{"$f":"INDEX($E$50:$AB$149,$B156,E$166)","v":"Gas boiler"},1,"Natural gas",20,0.25,0.97,0,0.32200000000000001,1.3679999999999999E-2,0,10.8,0,1,57,1,1,{"$f":"INDEX($E$50:$AB$149,$B156,U$166)","v":0},20,0,{"$f":"INDEX($E$50:$AB$149,$B156,X$166)*$F$173","v":343.29896907216494},{"$f":"INDEX($E$50:$AB$149,$B156,Y$166)*$F$173","v":151.36363636363637},48.739090909090912,3.0677120262084658,2.0706545454545453,null,{"$f":"IFERROR(VLOOKUP(G156,Fuels!$C$11:$C$23,2,0),0)*Support_GJperGWh/Support_thousand","v":0},{"$f":"SUM(N156:O156,AD156)*X156/Support_thousand","v":3.7076288659793817},{"$f":"SUM(AA156:AE156)/$D$160*Support_thousand","v":26.564550863790974}]
[null,12,null,{"$f":"INDEX($D$50:$D$149,$B157)","v":"Design Reserve"},0,0,0,0,0,0,0,0,0,0,0,0,0,0,0,0,0,0,0,0,0,0,0,0,null,{"$f":"IFERROR(VLOOKUP(G157,Fuels!$C$11:$C$23,2,0),0)*Support_GJperGWh/Support_thousand","v":0},0,0]
[null,13,null,"0,00%",0,0,0,0,0,0,0,0,0,0,0,0,0,0,0,0,0,0,0,0,0,0,0,0,null,{"$f":"IFERROR(VLOOKUP(G158,Fuels!$C$11:$C$23,2,0),0)*Support_GJperGWh/Support_thousand","v":0},0,0]
[null,14,null,"Design Energy Demand",0,0,0,0,0,0,0,0,0,0,0,0,0,0,0,0,0,0,0,0,0,0,0,0,null,{"$f":"IFERROR(VLOOKUP(G159,Fuels!$C$11:$C$23,2,0),0)*Support_GJperGWh/Support_thousand","v":0},0,0]
[null,15,null,333,0,0,0,0,0,0,0,0,0,0,0,0,0,0,0,0,0,0,0,0,0,0,0,0,null,{"$f":"IFERROR(VLOOKUP(G160,Fuels!$C$11:$C$23,2,0),0)*Support_GJperGWh/Support_thousand","v":0},0,0]
[null,16,null,"Design Max Effect",0,0,0,0,0,0,0,0,0,0,0,0,0,0,0,0,0,0,0,0,0,0,0,0,null,{"$f":"IFERROR(VLOOKUP(G161,Fuels!$C$11:$C$23,2,0),0)*Support_GJperGWh/Support_thousand","v":0},0,0]
[null,17,null,151,0,0,0,0,0,0,0,0,0,0,0,0,0,0,0,0,0,0,0,0,0,0,0,0,null,{"$f":"IFERROR(VLOOKUP(G162,Fuels!$C$11:$C$23,2,0),0)*Support_GJperGWh/Support_thousand","v":0},0,0]
[null,18,null,"Full Load Hours",0,0,0,0,0,0,0,0,0,0,0,0,0,0,0,0,0,0,0,0,0,0,0,0,null,{"$f":"IFERROR(VLOOKUP(G163,Fuels!$C$11:$C$23,2,0),0)*Support_GJperGWh/Support_thousand","v":0},0,0]
[null,19,null,2200,0,0,0,0,0,0,0,0,0,0,0,0,0,0,0,0,0,0,0,0,0,0,0,0,null,{"$f":"IFERROR(VLOOKUP(G164,Fuels!$C$11:$C$23,2,0),0)*Support_GJperGWh/Support_thousand","v":0},0,0]
[null,20,null,0,0,0,0,0,0,0,0,0,0,0,0,0,0,0,0,0,0,0,0,0,0,0,0,0,null,{"$f":"IFERROR(VLOOKUP(G165,Fuels!$C$11:$C$23,2,0),0)*Support_GJperGWh/Support_thousand","v":0},0,0]
[null,"Col",null,null,{"$f":"COLUMN()-COLUMN($D$156)","v":1},2,3,4,5,6,7,8,9,10,11,12,13,14,15,16,17,18,19,20,21,22,23,24]
[null,null,null,"Source:",{"$f":"D46","v":"Table I2"}]
[]
[null,null,null,"Table I.A6","Scaling of individual demand mixes to scenario demand"]
[null,null,null,"Network",null,{"$f":"Scenarios!$E$12","v":"Open high"}]
[null,null,null,"Scenario demand","GWh/year",{"$f":"Centralised!F318","v":333}]
[null,null,null,"Mix design demand","GWh/year",{"$f":"D160","v":333}]
[null,null,null,"Scale up for DH loss","%",{"$f":"F171/F172","v":1}]
[null,null,null,"Source: ",{"$f":"D152& \", \" &Scenarios!$B$10& \" & \" &Centralised!E315","v":"Table I3, Table S1 & Table C.A2"}]
[]
[null,null,null,"Table I.A7","Auxiliary Table"]
[null,null,null,"Mix name","Technology","Share"]
[null,null,null,"GWh for the mix /Climate zone",null,"%"]
[null,null,null,"All individual","Gas boiler",0.1]
[null,null,null,"Design Reserve","Oil boiler",0.1]
[null,null,null,"0,00%","Wood pellet boiler",0.1]
[null,null,null,"Design Energy Demand","Wood chips boiler",0.1]
[null,null,null,333,"Heat pump - water to water, groundwater well",0.1]
[null,null,null,"Design Max Effect","Heat pump - air to water",0.1]
[null,null,null,151,"Hydrogen boiler",0.1]
[null,null,null,"Full Load Hours","Solar flat plate colletors",0.1]
[null,null,null,2200,"Electric heating",0.1]
[null,null,null,null,"Micro CHP - biogas",0.1]

{"sheet":"Network","index":5,"n_rows":92,"n_cols":70,"rows_kept":92,"cut":false,"hidden":false,"merged":[]}
["Network costs"]
["This sheet calculates costs of networks based on different network settings."]
[]
[]
[null,null,null,"Table N1","Network Costs"]
[null,null,null,null,"Unit","Total"]
[null,null,null,"Country",null,"20 Germany"]
[null,null,null,"Location",null,"Capital suburbs"]
[null,null,null,"Network CAPEX","Mill. EUR",{"$f":"BG27","v":50.025043699496202}]
[null,null,null,"Substations CAPEX","Mill. EUR",{"$f":"BP27*Network_CAPEX_subs","v":127.464},1]
[null,null,null,"Contingencies","Mill. EUR",{"$f":"(F9+F10)*Network_CAPEX_sens","v":35.497808739899241},0.2]
[null,null,null,"Total network CAPEX","Mill. EUR",{"$f":"SUM(F9:F11)","v":212.98685243939542}]
[]
[]
[]
[]
[]
[null,null,null,"Table N2","Network Configuration Basis",null,null,null,null,null,null,null,null,null,null,null,null,null,null,null,null,null,null,null,null,null,null,null,null,null,null,null,null,null,null,null,null,null,null,null,null,null,null,null,null,null,null,"Table N.A1","Construction Issues",null,null,"Table N.A4","Network Cost Estimation",null,null,null,null,null,null,null,null,null,"Table N.A6","Substation Cost Estimation"]
[null,null,null,"District structure","Ground area","Net demand","Customer","DH net demand","HH demand","HH connected",null,null,null,null,null,null,null,null,null,null,null,null,null,null,null,null,null,null,null,null,null,null,null,null,null,null,null,null,null,null,null,null,null,null,null,null,null,"District structure","Work Access","Traffic Measures",null,"Structure","Access","Traffic","Basis density","Specific max","Service pipe","Specific cost","CAPEX","CAPEX","CAPEX per unit",null,"Units per","Substations","Load hours","Design Load","Design cost","CAPEX","CAPEX","CAPEX per unit"]
[null,null,null,null,"(1000 m2)","GWh/yr","connection level","GWh/yr","kWh/unit/yr",null,null,null,null,null,null,null,null,null,null,null,null,null,null,null,null,null,null,null,null,null,null,null,null,null,null,null,null,null,null,null,null,null,null,null,null,null,null,null,null,null,null,"factor","factor","factor","kWh/m2 g","EUR/MWh","cost share","EUR/MWh","mill. EUR",{"$f":"\"mill.\"&$AW$37","v":"mill.EUR"},{"$f":"$AW$37&\"/unit\"","v":"EUR/unit"},null,"substation",null,"h","kW/unit","EUR/unit","mill. EUR",{"$f":"\"mill.\"&$AW$37","v":"mill.EUR"},{"$f":"$AW$37&\"/unit\"","v":"EUR/unit"}]
[null,null,null,"1 Open-Low",1100,null,1,{"$f":"IFERROR(F21*G21,0)","v":0},18135,{"$f":"ROUND(IFERROR(H21/I21*1000*1000,0),0)","v":0},null,null,null,null,null,null,null,null,null,null,null,null,null,null,null,null,null,null,null,null,null,null,null,null,null,null,null,null,null,null,null,null,null,null,null,null,null,{"$f":"D21","v":"1 Open-Low"},"Wide streets","Normal",null,{"$f":"IFERROR(INDEX(Support!$M$7:$M$11,MATCH($AV21,Support!$L$7:$L$11,0)),1)","v":1},{"$f":"IFERROR(INDEX(Support!$M$22:$M$25,MATCH($AW21,Support!$L$22:$L$25,0)),1)","v":0.9},{"$f":"IFERROR(INDEX(Support!$M$29:$M$31,MATCH($AX21,Support!$L$29:$L$31,0)),1)","v":1},{"$f":"IFERROR(Network_Demand1*1000/Network_GroundArea1,0)","v":0},{"$f":"IFERROR($AZ21*$BA21*$BB21*$BA$37*$BA$38*(1+$BA$39)*$BA$40*$BC21^($BA$41),0)","v":0},{"$f":"VLOOKUP($AV21,Support!$L$7:$N$11,3)","v":0.4},{"$f":"IFERROR($BD21*($BE21+(1-$BE21)/Network_Connection1),$BD21)","v":0},{"$f":"BF21*H21/1000","v":0},{"$f":"IFERROR(BG21/$AW$38,0)","v":0},{"$f":"IFERROR(BH21*1000*1000/$J21,0)","v":0},null,1,{"$f":"ROUND(IFERROR(J21/BK21,0),0)","v":0},1800,{"$f":"IFERROR(H21*1000*1000/BM21/BL21,0)","v":0},{"$f":"IFERROR(MAX(4000,$BB$37*$BB$38*(1+$BB$39)*$BB$40*BN21^($BB$41)),0)","v":4000},{"$f":"BO21*BL21/1000/1000","v":0},{"$f":"IFERROR(BP21/$AW$38,0)","v":0},{"$f":"IFERROR(BQ21*1000*1000/$J21,0)","v":0}]
[null,null,null,"2 Block-Low",1100,null,1,{"$f":"IFERROR(F22*G22,0)","v":0},12075,{"$f":"ROUND(IFERROR(H22/I22*1000*1000,0),0)","v":0},null,null,null,null,null,null,null,null,null,null,null,null,null,null,null,null,null,null,null,null,null,null,null,null,null,null,null,null,null,null,null,null,null,null,null,null,null,{"$f":"D22","v":"2 Block-Low"},"With open spaces","Easy",null,{"$f":"IFERROR(INDEX(Support!$M$7:$M$11,MATCH($AV22,Support!$L$7:$L$11,0)),1)","v":0.6},{"$f":"IFERROR(INDEX(Support!$M$22:$M$25,MATCH($AW22,Support!$L$22:$L$25,0)),1)","v":0.8},{"$f":"IFERROR(INDEX(Support!$M$29:$M$31,MATCH($AX22,Support!$L$29:$L$31,0)),1)","v":0.9},{"$f":"IFERROR(Network_Demand2*1000/Network_GroundArea2,0)","v":0},{"$f":"IFERROR($AZ22*$BA22*$BB22*$BA$37*$BA$38*(1+$BA$39)*$BA$40*$BC22^($BA$41),0)","v":0},{"$f":"VLOOKUP($AV22,Support!$L$7:$N$11,3)","v":0.23},{"$f":"IFERROR($BD22*($BE22+(1-$BE22)/Network_Connection2),$BD22)","v":0},{"$f":"BF22*H22/1000","v":0},{"$f":"IFERROR(BG22/$AW$38,0)","v":0},{"$f":"IFERROR(BH22*1000*1000/$J22,0)","v":0},null,{"$f":"IF(BC22>0,6,0)","v":0},{"$f":"ROUND(IFERROR(J22/BK22,0),0)","v":0},2000,{"$f":"IFERROR(H22*1000*1000/BM22/BL22,0)","v":0},{"$f":"IFERROR(MAX(4000,$BB$37*$BB$38*(1+$BB$39)*$BB$40*BN22^($BB$41)),0)","v":4000},{"$f":"BO22*BL22/1000/1000","v":0},{"$f":"IFERROR(BP22/$AW$38,0)","v":0},{"$f":"IFERROR(BQ22*1000*1000/$J22,0)","v":0}]
[null,null,null,"3 Dense-Low",1760,333,1,{"$f":"IFERROR(F23*G23,0)","v":333},10450,31866,null,null,null,null,null,null,null,null,null,null,null,null,null,null,null,null,null,null,null,null,null,null,null,null,null,null,null,null,null,null,null,null,null,null,null,null,null,{"$f":"D23","v":"3 Dense-Low"},"Narrow streets","Normal",null,{"$f":"IFERROR(INDEX(Support!$M$7:$M$11,MATCH($AV23,Support!$L$7:$L$11,0)),1)","v":1.1000000000000001},{"$f":"IFERROR(INDEX(Support!$M$22:$M$25,MATCH($AW23,Support!$L$22:$L$25,0)),1)","v":1.3},{"$f":"IFERROR(INDEX(Support!$M$29:$M$31,MATCH($AX23,Support!$L$29:$L$31,0)),1)","v":1},{"$f":"IFERROR(Network_Demand3*1000/Network_GroundArea3,0)","v":189.20454545454547},{"$f":"IFERROR($AZ23*$BA23*$BB23*$BA$37*$BA$38*(1+$BA$39)*$BA$40*$BC23^($BA$41),0)","v":150.22535645494355},{"$f":"VLOOKUP($AV23,Support!$L$7:$N$11,3)","v":0.4},{"$f":"IFERROR($BD23*($BE23+(1-$BE23)/Network_Connection3),$BD23)","v":150.22535645494355},{"$f":"BF23*H23/1000","v":50.025043699496202},50.025043699496202,{"$f":"IFERROR(BH23*1000*1000/$J23,0)","v":1569.8563892391956},null,1,{"$f":"ROUND(IFERROR(J23/BK23,0),0)","v":31866},1800,{"$f":"IFERROR(H23*1000*1000/BM23/BL23,0)","v":5.8055607857904974},{"$f":"IFERROR(MAX(4000,$BB$37*$BB$38*(1+$BB$39)*$BB$40*BN23^($BB$41)),0)","v":4000},{"$f":"BO23*BL23/1000/1000","v":127.464},127.464,{"$f":"IFERROR(BQ23*1000*1000/$J23,0)","v":4000}]
[null,null,null,"4 Dense-Hign",1946,null,1,{"$f":"IFERROR(F24*G24,0)","v":0},8000,0,null,null,null,null,null,null,null,null,null,null,null,null,null,null,null,null,null,null,null,null,null,null,null,null,null,null,null,null,null,null,null,null,null,null,null,null,null,{"$f":"D24","v":"4 Dense-Hign"},"Narrow streets","Challenging",null,{"$f":"IFERROR(INDEX(Support!$M$7:$M$11,MATCH($AV24,Support!$L$7:$L$11,0)),1)","v":1},{"$f":"IFERROR(INDEX(Support!$M$22:$M$25,MATCH($AW24,Support!$L$22:$L$25,0)),1)","v":1.3},{"$f":"IFERROR(INDEX(Support!$M$29:$M$31,MATCH($AX24,Support!$L$29:$L$31,0)),1)","v":1.2},{"$f":"IFERROR(Network_Demand4*1000/Network_GroundArea4,0)","v":0},{"$f":"IFERROR($AZ24*$BA24*$BB24*$BA$37*$BA$38*(1+$BA$39)*$BA$40*$BC24^($BA$41),0)","v":0},{"$f":"VLOOKUP($AV24,Support!$L$7:$N$11,3)","v":0.1},{"$f":"IFERROR($BD24*($BE24+(1-$BE24)/Network_Connection4),$BD24)","v":0},{"$f":"BF24*H24/1000","v":0},0,{"$f":"IFERROR(BH24*1000*1000/$J24,0)","v":0},null,{"$f":"IF(BC24>0,MAX(8,INT(BC24/20)*2),0)","v":0},{"$f":"ROUND(IFERROR(J24/BK24,0),0)","v":0},2000,{"$f":"IFERROR(H24*1000*1000/BM24/BL24,0)","v":0},{"$f":"IFERROR(MAX(4000,$BB$37*$BB$38*(1+$BB$39)*$BB$40*BN24^($BB$41)),0)","v":4000},{"$f":"BO24*BL24/1000/1000","v":0},0,{"$f":"IFERROR(BQ24*1000*1000/$J24,0)","v":0}]
[null,null,null,"5 Open-High",1760,null,1,{"$f":"IFERROR(F25*G25,0)","v":0},7500,0,null,null,null,null,null,null,null,null,null,null,null,null,null,null,null,null,null,null,null,null,null,null,null,null,null,null,null,null,null,null,null,null,null,null,null,null,null,{"$f":"D25","v":"5 Open-High"},"With open spaces","Normal",null,{"$f":"IFERROR(INDEX(Support!$M$7:$M$11,MATCH($AV25,Support!$L$7:$L$11,0)),1)","v":0.75},{"$f":"IFERROR(INDEX(Support!$M$22:$M$25,MATCH($AW25,Support!$L$22:$L$25,0)),1)","v":0.8},{"$f":"IFERROR(INDEX(Support!$M$29:$M$31,MATCH($AX25,Support!$L$29:$L$31,0)),1)","v":1},{"$f":"IFERROR(Network_Demand5*1000/Network_GroundArea5,0)","v":0},{"$f":"IFERROR($AZ25*$BA25*$BB25*$BA$37*$BA$38*(1+$BA$39)*$BA$40*$BC25^($BA$41),0)","v":0},{"$f":"VLOOKUP($AV25,Support!$L$7:$N$11,3)","v":0.28000000000000003},{"$f":"IFERROR($BD25*($BE25+(1-$BE25)/Network_Connection5),$BD25)","v":0},{"$f":"BF25*H25/1000","v":0},0,{"$f":"IFERROR(BH25*1000*1000/$J25,0)","v":0},null,{"$f":"IF(BC25>0,MAX(8,INT(BC25/20*1.5)*2),0)","v":0},{"$f":"ROUND(IFERROR(J25/BK25,0),0)","v":0},2000,{"$f":"IFERROR(H25*1000*1000/BM25/BL25,0)","v":0},{"$f":"IFERROR(MAX(4000,$BB$37*$BB$38*(1+$BB$39)*$BB$40*BN25^($BB$41)),0)","v":4000},{"$f":"BO25*BL25/1000/1000","v":0},0,{"$f":"IFERROR(BQ25*1000*1000/$J25,0)","v":0}]
[]
[null,null,null,"Sum",{"$f":"E21+E22+E23+E24+E25","v":7666},{"$f":"SUM(F21:F26)","v":333},null,{"$f":"H21+H22+H23+H24+H25+H26","v":333},null,{"$f":"J21+J22+J23+J24+J25+J26","v":31866},null,null,null,null,null,null,null,null,null,null,null,null,null,null,null,null,null,null,null,null,null,null,null,null,null,null,null,null,null,null,null,null,null,null,null,null,null,null,null,null,null,"Sum",null,null,null,null,null,null,{"$f":"BG21+BG22+BG23+BG24+BG25","v":50.025043699496202},{"$f":"BH21+BH22+BH23+BH24+BH25","v":50.025043699496202},{"$f":"IFERROR(BH27*1000*1000/$J27,0)","v":1569.8563892391956},null,"Sum",{"$f":"BL21+BL22+BL23+BL24+BL25","v":31866},null,null,null,{"$f":"BP21+BP22+BP23+BP24+BP25","v":127.464},{"$f":"BQ21+BQ22+BQ23+BQ24+BQ25","v":127.464},{"$f":"IFERROR(BQ27*1000*1000/$J27,0)","v":4000}]
[]
[]
[]
[]
[]
[]
[]
[null,null,null,"Table N3","Chosen assumptions for network in active scenario",null,null,null,null,null,null,null,null,null,null,null,null,null,null,null,null,null,null,null,null,null,null,null,null,null,null,null,null,null,null,null,null,null,null,null,null,null,null,null,null,null,null,"Table N.A2","Country Currency",null,null,"Table N.A5","Network","Substation"]
[null,null,null,"Scenario Network","Total network CAPEX","FOPEX","Fixed OPEX","Variable OPEX","Substation share","Contingencies","Lifetime","Buildtime","Network_HH","DH_Demand","Country","Location","Ground_Area1","Demand1","HH_Demand1","Connection1","Ground_Area2","Demand2","HH_Demand2","Connection2","Ground_Area3","Demand3","HH_Demand3","Connection3","Ground_Area4","Demand4","HH_Demand4","Connection4","Ground_Area5","Demand5","HH_Demand5","Connection5",null,null,null,null,null,null,null,null,null,null,null,"Country",{"$f":"Network_Country","v":"20 Germany"},null,null,"Basis currency","EUR","EUR"]
[null,null,null,null,"mill. EUR","% of CAPEX","mill. EUR/y","EUR/MWh","%","%","years","years",null,"GWh/y",null,null,"1000 m2","GWh/year","kWh/HH/yr","%","1000 m2","GWh/year","kWh/HH/yr","%","1000 m2","GWh/year","MWh/HH/yr","%","1000 m2","GWh/year","kWh/HH/yr","%","1000 m2","GWh/year","kWh/HH/yr","%",null,null,null,null,null,null,null,null,null,null,null,"Currency",{"$f":"IFERROR(VLOOKUP(AW36,Support!$P$8:$V$62,2),\"EUR\")","v":"EUR"},null,null,"Country factor",{"$f":"IFERROR(VLOOKUP($F$7,Support!$P$8:$V$62,6),1)","v":0.86458760826596026},{"$f":"IFERROR(VLOOKUP($F$7,Support!$P$8:$V$62,7),1)","v":0.84817518985031215}]
[null,null,null,{"$f":"Scenarios!$E$12","v":"Open high"},{"$f":"INDEX(Network!E$45:E$78,$E$39)","v":43.308575461042246},{"$f":"INDEX(Network!F$45:F$78,$E$39)","v":7.4999999999999997E-3},{"$f":"INDEX(Network!G$45:G$78,$E$39)","v":0.32481431595781685},{"$f":"INDEX(Network!H$45:H$78,$E$39)","v":2},{"$f":"INDEX(Network!I$45:I$78,$E$39)","v":1},{"$f":"INDEX(Network!J$45:J$78,$E$39)","v":0.2},{"$f":"INDEX(Network!K$45:K$78,$E$39)","v":50},{"$f":"INDEX(Network!L$45:L$78,$E$39)","v":5},{"$f":"INDEX(Network!M$45:M$78,$E$39)","v":44400},{"$f":"INDEX(Network!N$45:N$78,$E$39)","v":333},{"$f":"INDEX(Network!O$45:O$78,$E$39)","v":"20 Germany"},{"$f":"INDEX(Network!P$45:P$78,$E$39)","v":"Capital suburbs"},{"$f":"INDEX(Network!Q$45:Q$78,$E$39)","v":1100},{"$f":"INDEX(Network!R$45:R$78,$E$39)","v":0},{"$f":"INDEX(Network!S$45:S$78,$E$39)","v":18135},{"$f":"INDEX(Network!T$45:T$78,$E$39)","v":1},{"$f":"INDEX(Network!U$45:U$78,$E$39)","v":1100},{"$f":"INDEX(Network!V$45:V$78,$E$39)","v":0},{"$f":"INDEX(Network!W$45:W$78,$E$39)","v":12075},{"$f":"INDEX(Network!X$45:X$78,$E$39)","v":1},{"$f":"INDEX(Network!Y$45:Y$78,$E$39)","v":1760},{"$f":"INDEX(Network!Z$45:Z$78,$E$39)","v":0},{"$f":"INDEX(Network!AA$45:AA$78,$E$39)","v":10450},{"$f":"INDEX(Network!AB$45:AB$78,$E$39)","v":1},{"$f":"INDEX(Network!AC$45:AC$78,$E$39)","v":1946},{"$f":"INDEX(Network!AD$45:AD$78,$E$39)","v":0},{"$f":"INDEX(Network!AE$45:AE$78,$E$39)","v":8000},{"$f":"INDEX(Network!AF$45:AF$78,$E$39)","v":1},{"$f":"INDEX(Network!AG$45:AG$78,$E$39)","v":1760},{"$f":"INDEX(Network!AH$45:AH$78,$E$39)","v":333},{"$f":"INDEX(Network!AI$45:AI$78,$E$39)","v":7500},{"$f":"INDEX(Network!AJ$45:AJ$78,$E$39)","v":1},null,null,null,null,null,null,null,null,null,null,null,"Exchange rate to EUR",{"$f":"IFERROR(VLOOKUP(AW36,Support!$P$8:$V$62,3),1)","v":1},null,null,"Location factor",{"$f":"IFERROR(INDEX(Support!$M$15:$M$18,MATCH($F$8,Support_Locations,0)),1)","v":1},1]
[null,null,null,"Offset",{"$f":"IFERROR(MATCH(D38,Network!$D$45:$D$78,0),1)","v":1},null,null,null,null,null,null,null,null,null,null,null,null,null,null,null,null,null,null,null,null,null,null,null,null,null,null,null,null,null,null,null,null,null,null,null,null,null,null,null,null,null,null,null,null,null,null,"Cost regulator",0,0]
[null,null,null,"Source:",null,null,null,null,null,null,null,null,null,null,null,null,null,null,null,null,null,null,null,null,null,null,null,null,null,null,null,null,null,null,null,null,null,null,null,null,null,null,null,null,null,null,null,null,null,null,null,"Parameter1",12146.912442115523,838]
[null,null,null,null,null,null,null,null,null,null,null,null,null,null,null,null,null,null,null,null,null,null,null,null,null,null,null,null,null,null,null,null,null,null,null,null,null,null,null,null,null,null,null,null,null,null,null,null,null,null,null,"Parameter2",-0.87831700000000001,0.55759999999999998]
[null,null,"Table N4","Database of assumptions and results for various networks"]
[null,null,"Network Number","Network Name","Total network CAPEX","FOPEX","Fixed OPEX","Variable OPEX","Substation share","Contingencies","Lifetime","Buildtime","Network_HH","DH_Demand","Country","Location","Ground_Area1","Demand1","HH_Demand1","Connection1","Ground_Area2","Demand2","HH_Demand2","Connection2","Ground_Area3","Demand3","HH_Demand3","Connection3","Ground_Area4","Demand4","HH_Demand4","Connection4","Ground_Area5","Demand5","HH_Demand5","Connection5"]
[null,null,"#","Text","mill. EUR","% of CAPEX","mill. EUR/y","EUR/MWh","%","%","years","years",null,"GWh/y",null,null,"1000 m2","GWh/y","kWh/HH/yr","%","1000 m2","GWh/y","kWh/HH/yr","%","1000 m2","GWh/y","MWh/HH/yr","%","1000 m2","GWh/y","kWh/HH/yr","%","1000 m2","GWh/y","kWh/HH/yr","%"]
[null,null,1,"Open high",43.308575461042246,7.4999999999999997E-3,0.32481431595781685,2,1,0.2,50,5,44400,333,"20 Germany","Capital suburbs",1100,null,18135,1,1100,null,12075,1,1760,null,10450,1,1946,null,8000,1,1760,333,7500,1,null,null,null,null,null,null,null,null,null,null,null,"Table N.A3","Combined name"]
[null,null,2,"Dense high",94.086525593908334,7.4999999999999997E-3,0.70564894195431249,2,1,0.2,50,5,41625,333,"20 Germany","Capital suburbs",1100,null,18135,1,1100,null,12075,1,1760,null,10450,1,1946,333,8000,1,1760,null,7500,1,null,null,null,null,null,null,null,null,null,null,null,"Slots","Combined name"]
[null,null,3,"Dense low",212.98685243939542,7.4999999999999997E-3,1.5974013932954656,2,1,0.2,50,5,31866,333,"20 Germany","Capital suburbs",1100,null,18135,1,1100,null,12075,1,1760,333,10450,1,1946,null,8000,1,1760,null,7500,1]
[null,null,4,null,null,null,null,null,null,null,null,null,null,null,null,null,null,null,null,null,null,null,null,null,null,null,null,null,null,null,null,null,null,null,null,null,null,null,null,null,null,null,null,null,null,null,null,{"$f":"C45","v":1},{"$f":"TEXT(C45,\"00\")&\" - \"&IF(D45=\"\",\"<Empty>\",D45)","v":"01 - Open high"}]
[null,null,5,null,null,null,null,null,null,null,null,null,null,null,null,null,null,null,null,null,null,null,null,null,null,null,null,null,null,null,null,null,null,null,null,null,null,null,null,null,null,null,null,null,null,null,null,2,{"$f":"TEXT(C46,\"00\")&\" - \"&IF(D46=\"\",\"<Empty>\",D46)","v":"02 - Dense high"}]
[null,null,6,null,null,null,null,null,null,null,null,null,null,null,null,null,null,null,null,null,null,null,null,null,null,null,null,null,null,null,null,null,null,null,null,null,null,null,null,null,null,null,null,null,null,null,null,3,{"$f":"TEXT(C47,\"00\")&\" - \"&IF(D47=\"\",\"<Empty>\",D47)","v":"03 - Dense low"}]
[null,null,7,null,null,null,null,null,null,null,null,null,null,null,null,null,null,null,null,null,null,null,null,null,null,null,null,null,null,null,null,null,null,null,null,null,null,null,null,null,null,null,null,null,null,null,null,4,"04 - <Empty>"]
[null,null,8,null,null,null,null,null,null,null,null,null,null,null,null,null,null,null,null,null,null,null,null,null,null,null,null,null,null,null,null,null,null,null,null,null,null,null,null,null,null,null,null,null,null,null,null,5,"05 - <Empty>"]
[null,null,9,null,null,null,null,null,null,null,null,null,null,null,null,null,null,null,null,null,null,null,null,null,null,null,null,null,null,null,null,null,null,null,null,null,null,null,null,null,null,null,null,null,null,null,null,6,"06 - <Empty>"]
[null,null,10,null,null,null,null,null,null,null,null,null,null,null,null,null,null,null,null,null,null,null,null,null,null,null,null,null,null,null,null,null,null,null,null,null,null,null,null,null,null,null,null,null,null,null,null,7,"07 - <Empty>"]
[null,null,11,null,null,null,null,null,null,null,null,null,null,null,null,null,null,null,null,null,null,null,null,null,null,null,null,null,null,null,null,null,null,null,null,null,null,null,null,null,null,null,null,null,null,null,null,8,"08 - <Empty>"]
[null,null,{"$f":"C55+1","v":12},null,null,null,null,null,null,null,null,null,null,null,null,null,null,null,null,null,null,null,null,null,null,null,null,null,null,null,null,null,null,null,null,null,null,null,null,null,null,null,null,null,null,null,null,9,"09 - <Empty>"]
[null,null,{"$f":"C56+1","v":13},null,null,null,null,null,null,null,null,null,null,null,null,null,null,null,null,null,null,null,null,null,null,null,null,null,null,null,null,null,null,null,null,null,null,null,null,null,null,null,null,null,null,null,null,10,"10 - <Empty>"]
[null,null,14,null,null,null,null,null,null,null,null,null,null,null,null,null,null,null,null,null,null,null,null,null,null,null,null,null,null,null,null,null,null,null,null,null,null,null,null,null,null,null,null,null,null,null,null,11,"11 - <Empty>"]
[null,null,15,null,null,null,null,null,null,null,null,null,null,null,null,null,null,null,null,null,null,null,null,null,null,null,null,null,null,null,null,null,null,null,null,null,null,null,null,null,null,null,null,null,null,null,null,12,"12 - <Empty>"]
[null,null,16,null,null,null,null,null,null,null,null,null,null,null,null,null,null,null,null,null,null,null,null,null,null,null,null,null,null,null,null,null,null,null,null,null,null,null,null,null,null,null,null,null,null,null,null,13,"13 - <Empty>"]
[null,null,17,null,null,null,null,null,null,null,null,null,null,null,null,null,null,null,null,null,null,null,null,null,null,null,null,null,null,null,null,null,null,null,null,null,null,null,null,null,null,null,null,null,null,null,null,14,"14 - <Empty>"]
[null,null,18,null,null,null,null,null,null,null,null,null,null,null,null,null,null,null,null,null,null,null,null,null,null,null,null,null,null,null,null,null,null,null,null,null,null,null,null,null,null,null,null,null,null,null,null,15,"15 - <Empty>"]
[null,null,19,null,null,null,null,null,null,null,null,null,null,null,null,null,null,null,null,null,null,null,null,null,null,null,null,null,null,null,null,null,null,null,null,null,null,null,null,null,null,null,null,null,null,null,null,16,"16 - <Empty>"]
[null,null,20,null,null,null,null,null,null,null,null,null,null,null,null,null,null,null,null,null,null,null,null,null,null,null,null,null,null,null,null,null,null,null,null,null,null,null,null,null,null,null,null,null,null,null,null,17,"17 - <Empty>"]
[null,null,21,null,null,null,null,null,null,null,null,null,null,null,null,null,null,null,null,null,null,null,null,null,null,null,null,null,null,null,null,null,null,null,null,null,null,null,null,null,null,null,null,null,null,null,null,18,"18 - <Empty>"]
[null,null,22,null,null,null,null,null,null,null,null,null,null,null,null,null,null,null,null,null,null,null,null,null,null,null,null,null,null,null,null,null,null,null,null,null,null,null,null,null,null,null,null,null,null,null,null,19,"19 - <Empty>"]
[null,null,23,null,null,null,null,null,null,null,null,null,null,null,null,null,null,null,null,null,null,null,null,null,null,null,null,null,null,null,null,null,null,null,null,null,null,null,null,null,null,null,null,null,null,null,null,20,"20 - <Empty>"]
[null,null,24,null,null,null,null,null,null,null,null,null,null,null,null,null,null,null,null,null,null,null,null,null,null,null,null,null,null,null,null,null,null,null,null,null,null,null,null,null,null,null,null,null,null,null,null,21,"21 - <Empty>"]
[null,null,25,null,null,null,null,null,null,null,null,null,null,null,null,null,null,null,null,null,null,null,null,null,null,null,null,null,null,null,null,null,null,null,null,null,null,null,null,null,null,null,null,null,null,null,null,22,"22 - <Empty>"]
[null,null,26,null,null,null,null,null,null,null,null,null,null,null,null,null,null,null,null,null,null,null,null,null,null,null,null,null,null,null,null,null,null,null,null,null,null,null,null,null,null,null,null,null,null,null,null,23,"23 - <Empty>"]
[null,null,27,null,null,null,null,null,null,null,null,null,null,null,null,null,null,null,null,null,null,null,null,null,null,null,null,null,null,null,null,null,null,null,null,null,null,null,null,null,null,null,null,null,null,null,null,24,"24 - <Empty>"]
[null,null,28,null,null,null,null,null,null,null,null,null,null,null,null,null,null,null,null,null,null,null,null,null,null,null,null,null,null,null,null,null,null,null,null,null,null,null,null,null,null,null,null,null,null,null,null,25,"25 - <Empty>"]
[null,null,29,null,null,null,null,null,null,null,null,null,null,null,null,null,null,null,null,null,null,null,null,null,null,null,null,null,null,null,null,null,null,null,null,null,null,null,null,null,null,null,null,null,null,null,null,26,"26 - <Empty>"]
[null,null,30,null,null,null,null,null,null,null,null,null,null,null,null,null,null,null,null,null,null,null,null,null,null,null,null,null,null,null,null,null,null,null,null,null,null,null,null,null,null,null,null,null,null,null,null,27,"27 - <Empty>"]
[null,null,31,null,null,null,null,null,null,null,null,null,null,null,null,null,null,null,null,null,null,null,null,null,null,null,null,null,null,null,null,null,null,null,null,null,null,null,null,null,null,null,null,null,null,null,null,28,"28 - <Empty>"]
[null,null,32,null,null,null,null,null,null,null,null,null,null,null,null,null,null,null,null,null,null,null,null,null,null,null,null,null,null,null,null,null,null,null,null,null,null,null,null,null,null,null,null,null,null,null,null,29,"29 - <Empty>"]
[null,null,33,null,null,null,null,null,null,null,null,null,null,null,null,null,null,null,null,null,null,null,null,null,null,null,null,null,null,null,null,null,null,null,null,null,null,null,null,null,null,null,null,null,null,null,null,30,"30 - <Empty>"]
[null,null,34,null,null,null,null,null,null,null,null,null,null,null,null,null,null,null,null,null,null,null,null,null,null,null,null,null,null,null,null,null,null,null,null,null,null,null,null,null,null,null,null,null,null,null,null,31,"31 - <Empty>"]
[null,null,"Source:",null,null,null,null,null,null,null,null,null,null,null,null,null,null,null,null,null,null,null,null,null,null,null,null,null,null,null,null,null,null,null,null,null,null,null,null,null,null,null,null,null,null,null,null,32,"32 - <Empty>"]
[null,null,null,null,null,null,null,null,null,null,null,null,null,null,null,null,null,null,null,null,null,null,null,null,null,null,null,null,null,null,null,null,null,null,null,null,null,null,null,null,null,null,null,null,null,null,null,33,"33 - <Empty>"]
[null,null,null,null,null,null,null,null,null,null,null,null,null,null,null,null,null,null,null,null,null,null,null,null,null,null,null,null,null,null,null,null,null,null,null,null,null,null,null,null,null,null,null,null,null,null,null,34,{"$f":"TEXT(C78,\"00\")&\" - \"&IF(D78=\"\",\"<Empty>\",D78)","v":"34 - <Empty>"}]
[null,null,"Table N5",null,null,null,null,null,null,null,null,null,null,null,null,null,null,null,null,null,null,null,null,null,null,null,null,null,null,null,null,null,null,null,null,null,null,null,null,null,null,null,null,null,null,null,null,"Source:",{"$f":"C42","v":"Table N4"}]
[null,null,"Network Number","Network Name","Network CAPEX","FOPEX","Fixed OPEX","Variable OPEX","Substation share","Contingencies","Lifetime","Buildtime","Network_HH","DH_Demand","Country","Location","Ground_Area1","Demand1","HH_Demand1","Connection1","Ground_Area2","Demand2","HH_Demand2","Connection2","Ground_Area3","Demand3","HH_Demand3","Connection3","Ground_Area4","Demand4","HH_Demand4","Connection4","Ground_Area5","Demand5","HH_Demand5","Connection5"]
[null,null,"#","Text","mill. EUR","% of CAPEX","mill. EUR/y","EUR/MWh","%","%","years","years",null,null,null,null,"1000 m2","MWh/year","kWh/HH/yr","%","1000 m2","GWh/year","kWh/HH/yr","%","1000 m2","GWh/year","kWh/HH/yr","%","1000 m2","GWh/year","kWh/HH/yr","%","1000 m2","GWh/year","kWh/HH/yr","%"]
[null,null,3,"Dense low",212.98685243939542,7.4999999999999997E-3,1.5974013932954656,2,1,0.2,50,5,31866,333,"20 Germany","Capital suburbs",1100,null,18135,1,1100,null,12075,1,1760,333,10450,1,1946,null,8000,1,1760,null,7500,1]
[]
[]
[]
[null,null,"Table N6","Support for Auxiliary table "]
[null,null,null,null,null,null,"Fixed OPEX",null,null,null,null,null,null,"DH_Demand",null,null,null,null,null,null,null,null,null,null,null,null,null,null,null,null,null,null,"Ground area sum","Demad Sum"]
[null,null,null,null,null,null,"mill. EUR/y",null,null,null,null,null,null,"GWh/y",null,null,null,null,null,null,null,null,null,null,null,null,null,null,null,null,null,null,"1000 m2","GWh/year"]
[null,null,null,null,null,null,{"$f":"Network_Aux_CAPEX*Network_Aux_FOPEX","v":1.5974013932954656},null,null,null,null,null,null,{"$f":"Network_Aux_Demand1*Network_Aux_Connection1+Network_Aux_Demand2*Network_Aux_Connection2+Network_Aux_Demand3*Network_Aux_Connection3+Network_Aux_Demand4*Network_Aux_Connection4+Network_Aux_Demand5*Network_Aux_Connection5","v":333},null,null,null,null,null,null,null,null,null,null,null,null,null,null,null,null,null,null,{"$f":"Network_Aux_GroundArea1+Network_Aux_GroundArea2+Network_Aux_GroundArea3+Network_Aux_GroundArea4+Network_Aux_GroundArea5","v":7666},{"$f":"Network_Aux_Demand1+Network_Aux_Demand2+Network_Aux_Demand3+Network_Aux_Demand4+Network_Aux_Demand5","v":333}]

{"sheet":"Scenarios","index":6,"n_rows":79,"n_cols":32,"rows_kept":79,"cut":false,"hidden":false,"merged":[]}
["Scenario definition "]
["In this sheet, the scenarios are defined."]
[]
[]
[null,null,null,"Please choose the amount of scenarios",60]
[]
[]
[]
[]
[null,"Table S1","Assumptions for currently selected scenario"]
[null,"Current","Scenario label","Scenario explanation",{"$f":"E17","v":"Network"},"DH plant mix",{"$f":"G17","v":"Electricity substituted"},"Individual mix","Fuel prices","Taxes / subsidies","Project start","Start of DH delivery","Phase-in period","Consumer heat price","Households","Demand Centralised","Demand Individual","Demand Network","Climate zone","Interest rate","DH operation period","Connection start level"]
[null,1,{"$f":"INDEX(C$19:C$78,$B$12)","v":"Excess heat"},"Excess heat",{"$f":"INDEX(E$19:E$78,$B$12)","v":"Open high"},"Excess heat","NatGas","Gas 100%","Baseline","None",{"$f":"INDEX(K$19:K$78,$B$12)","v":2025},{"$f":"INDEX(L$19:L$78,$B$12)+K12","v":2027},{"$f":"INDEX(M$19:M$78,$B$12)","v":5},{"$f":"INDEX(N$19:N$78,$B$12)","v":1},{"$f":"INDEX(O$19:O$78,$B$12)","v":44400},333,333,333,"Climate zone 3",{"$f":"INDEX(T$19:T$78,$B$12)","v":2.3E-2},{"$f":"INDEX(U$19:U$78,$B$12)","v":40},{"$f":"INDEX(V$19:V$78,$B$12)","v":0}]
[null,"Source:",{"$f":"B16","v":"Table S2"}]
[]
[]
[null,"Table S2","Saved scenarios",null,null,null,null,null,null,null,null,null,null,null,null,null,null,null,null,null,null,null,null,null,null,null,null,null,"Table S.A1"]
[null,"No.","Scenario name","Scenario explanation","Network","DH plant mix","Electricity substituted","Individual mix","Fuel prices","Taxes / subsidies","Project start","Start of DH delivery","Phase-in period","Consumer heat price","Households","Net demand Centralised","Net demand Individual","Net demand Network","Climate Zone","Interest rate","DH operation period","Connection start level",null,null,null,null,null,null,"Offset","Offset","Offset","Combined name"]
[null,null,"(text)","(text)","(choice)","(choice)","(choice)","(choice)","(choice)","(choice)","year","years","years","% of nonDH LCOE","number","GWh/y","GWh/y","GWh/y",null,"%","years","%",null,null,null,null,null,null,"Network","Centralised","Individual"]
[null,"01","Excess heat","Excess heat","Open high","Excess heat","NatGas","Gas 100%","Baseline","None",2025,2,5,1,{"$f":"IFERROR(INDEX(Network!$M$45:$M$78,AC19),\"\")","v":44400},{"$f":"IFERROR(INDEX(CentralisedC2_datafield,Support_ten*(INDEX(Centralised_Slots,AD19)-1)+2,1),\"\")","v":333},{"$f":"IFERROR(INDEX(IndividualC2_datafield,Support_ten*(INDEX(Individual_Slots,AE19)-1)+5,1),\"\")","v":333},{"$f":"IFERROR(INDEX(Network!$N$45:$N$78,AC19),\"\")","v":333},{"$f":"IFERROR(INDEX(Centralised!$BM$46:$BM$60,AD19),\"\")","v":"Climate zone 3"},2.3E-2,40,0,null,null,null,null,null,null,{"$f":"IF(E19=\"\",\"\",MATCH(E19,[0]!Network_Performance,0))","v":1},{"$f":"IF(F19=\"\",\"\",MATCH(F19,Centralised_Names,0))","v":1},{"$f":"IF(H19=\"\",\"\",MATCH(H19,[0]!Individual_Names,0))","v":2},{"$f":"B19&\" - \"&IF(C19=\"\",\"<Empty>\",C19)","v":"01 - Excess heat"}]
[null,"02","Heat pump air only","Heat pump air only","Open high","Heat pump air only","NatGas","Gas 100%","Baseline","None",2025,2,5,1,{"$f":"IFERROR(INDEX(Network!$M$45:$M$78,AC20),\"\")","v":44400},{"$f":"IFERROR(INDEX(CentralisedC2_datafield,Support_ten*(INDEX(Centralised_Slots,AD20)-1)+2,1),\"\")","v":333},{"$f":"IFERROR(INDEX(IndividualC2_datafield,Support_ten*(INDEX(Individual_Slots,AE20)-1)+5,1),\"\")","v":333},{"$f":"IFERROR(INDEX(Network!$N$45:$N$78,AC20),\"\")","v":333},{"$f":"IFERROR(INDEX(Centralised!$BM$46:$BM$60,AD20),\"\")","v":"Climate zone 3"},2.3E-2,40,0,null,null,null,null,null,null,{"$f":"IF(E20=\"\",\"\",MATCH(E20,[0]!Network_Performance,0))","v":1},{"$f":"IF(F20=\"\",\"\",MATCH(F20,[0]!Centralised_Names,0))","v":2},{"$f":"IF(H20=\"\",\"\",MATCH(H20,[0]!Individual_Names,0))","v":2},{"$f":"B20&\" - \"&IF(C20=\"\",\"<Empty>\",C20)","v":"02 - Heat pump air only"}]
[null,"03","Heat pump + gas boiler","Heat pump air and gas boiler","Open high","Heat pump air + gas boiler","NatGas","Gas 100%","Baseline","None",2025,2,5,1,{"$f":"IFERROR(INDEX(Network!$M$45:$M$78,AC21),\"\")","v":44400},{"$f":"IFERROR(INDEX(CentralisedC2_datafield,Support_ten*(INDEX(Centralised_Slots,AD21)-1)+2,1),\"\")","v":333},{"$f":"IFERROR(INDEX(IndividualC2_datafield,Support_ten*(INDEX(Individual_Slots,AE21)-1)+5,1),\"\")","v":333},{"$f":"IFERROR(INDEX(Network!$N$45:$N$78,AC21),\"\")","v":333},{"$f":"IFERROR(INDEX(Centralised!$BM$46:$BM$60,AD21),\"\")","v":"Climate zone 3"},2.3E-2,40,0,null,null,null,null,null,null,{"$f":"IF(E21=\"\",\"\",MATCH(E21,[0]!Network_Performance,0))","v":1},{"$f":"IF(F21=\"\",\"\",MATCH(F21,[0]!Centralised_Names,0))","v":3},{"$f":"IF(H21=\"\",\"\",MATCH(H21,[0]!Individual_Names,0))","v":2},"03 - Heat pump + gas boiler"]
[null,"04","CHP Gas","CHP Gas","Open high","CHP gas","NatGas","Gas 100%","Highgas","None",2025,2,5,1,{"$f":"IFERROR(INDEX(Network!$M$45:$M$78,AC22),\"\")","v":44400},{"$f":"IFERROR(INDEX(CentralisedC2_datafield,Support_ten*(INDEX(Centralised_Slots,AD22)-1)+2,1),\"\")","v":333},{"$f":"IFERROR(INDEX(IndividualC2_datafield,Support_ten*(INDEX(Individual_Slots,AE22)-1)+5,1),\"\")","v":333},{"$f":"IFERROR(INDEX(Network!$N$45:$N$78,AC22),\"\")","v":333},{"$f":"IFERROR(INDEX(Centralised!$BM$46:$BM$60,AD22),\"\")","v":"Climate zone 3"},2.3E-2,40,0,null,null,null,null,null,null,{"$f":"IF(E22=\"\",\"\",MATCH(E22,[0]!Network_Performance,0))","v":1},{"$f":"IF(F22=\"\",\"\",MATCH(F22,[0]!Centralised_Names,0))","v":5},{"$f":"IF(H22=\"\",\"\",MATCH(H22,[0]!Individual_Names,0))","v":2},"04 - CHP Gas"]
[null,"05","Coal heat ","Coal heat ","Open high","Coal CHP ","NatGas","Gas 100%","Highgas","None",2025,2,5,1,{"$f":"IFERROR(INDEX(Network!$M$45:$M$78,AC23),\"\")","v":44400},{"$f":"IFERROR(INDEX(CentralisedC2_datafield,Support_ten*(INDEX(Centralised_Slots,AD23)-1)+2,1),\"\")","v":333},{"$f":"IFERROR(INDEX(IndividualC2_datafield,Support_ten*(INDEX(Individual_Slots,AE23)-1)+5,1),\"\")","v":333},{"$f":"IFERROR(INDEX(Network!$N$45:$N$78,AC23),\"\")","v":333},{"$f":"IFERROR(INDEX(Centralised!$BM$46:$BM$60,AD23),\"\")","v":"Climate zone 3"},2.3E-2,40,0,null,null,null,null,null,null,{"$f":"IF(E23=\"\",\"\",MATCH(E23,[0]!Network_Performance,0))","v":1},{"$f":"IF(F23=\"\",\"\",MATCH(F23,[0]!Centralised_Names,0))","v":6},{"$f":"IF(H23=\"\",\"\",MATCH(H23,[0]!Individual_Names,0))","v":2},"05 - Coal heat "]
[null,"06",null,null,null,null,null,null,null,null,null,null,null,null,{"$f":"IFERROR(INDEX(Network!$M$45:$M$78,AC24),\"\")","v":""},{"$f":"IFERROR(INDEX(CentralisedC2_datafield,Support_ten*(INDEX(Centralised_Slots,AD24)-1)+2,1),\"\")","v":""},{"$f":"IFERROR(INDEX(IndividualC2_datafield,Support_ten*(INDEX(Individual_Slots,AE24)-1)+5,1),\"\")","v":""},{"$f":"IFERROR(INDEX(Network!$N$45:$N$78,AC24),\"\")","v":""},{"$f":"IFERROR(INDEX(Centralised!$BM$46:$BM$60,AD24),\"\")","v":""},null,null,null,null,null,null,null,null,null,{"$f":"IF(E24=\"\",\"\",MATCH(E24,[0]!Network_Performance,0))","v":""},{"$f":"IF(F24=\"\",\"\",MATCH(F24,[0]!Centralised_Names,0))","v":""},{"$f":"IF(H24=\"\",\"\",MATCH(H24,[0]!Individual_Names,0))","v":""},"06 - <Empty>"]
[null,"07",null,null,null,null,null,null,null,null,null,null,null,null,{"$f":"IFERROR(INDEX(Network!$M$45:$M$78,AC25),\"\")","v":""},{"$f":"IFERROR(INDEX(CentralisedC2_datafield,Support_ten*(INDEX(Centralised_Slots,AD25)-1)+2,1),\"\")","v":""},{"$f":"IFERROR(INDEX(IndividualC2_datafield,Support_ten*(INDEX(Individual_Slots,AE25)-1)+5,1),\"\")","v":""},{"$f":"IFERROR(INDEX(Network!$N$45:$N$78,AC25),\"\")","v":""},{"$f":"IFERROR(INDEX(Centralised!$BM$46:$BM$60,AD25),\"\")","v":""},null,null,null,null,null,null,null,null,null,{"$f":"IF(E25=\"\",\"\",MATCH(E25,[0]!Network_Performance,0))","v":""},{"$f":"IF(F25=\"\",\"\",MATCH(F25,[0]!Centralised_Names,0))","v":""},{"$f":"IF(H25=\"\",\"\",MATCH(H25,[0]!Individual_Names,0))","v":""},"07 - <Empty>"]
[null,"08",null,null,null,null,null,null,null,null,null,null,null,null,{"$f":"IFERROR(INDEX(Network!$M$45:$M$78,AC26),\"\")","v":""},{"$f":"IFERROR(INDEX(CentralisedC2_datafield,Support_ten*(INDEX(Centralised_Slots,AD26)-1)+2,1),\"\")","v":""},{"$f":"IFERROR(INDEX(IndividualC2_datafield,Support_ten*(INDEX(Individual_Slots,AE26)-1)+5,1),\"\")","v":""},{"$f":"IFERROR(INDEX(Network!$N$45:$N$78,AC26),\"\")","v":""},{"$f":"IFERROR(INDEX(Centralised!$BM$46:$BM$60,AD26),\"\")","v":""},null,null,null,null,null,null,null,null,null,{"$f":"IF(E26=\"\",\"\",MATCH(E26,[0]!Network_Performance,0))","v":""},{"$f":"IF(F26=\"\",\"\",MATCH(F26,[0]!Centralised_Names,0))","v":""},{"$f":"IF(H26=\"\",\"\",MATCH(H26,[0]!Individual_Names,0))","v":""},"08 - <Empty>"]
[null,"09",null,null,null,null,null,null,null,null,null,null,null,null,{"$f":"IFERROR(INDEX(Network!$M$45:$M$78,AC27),\"\")","v":""},{"$f":"IFERROR(INDEX(CentralisedC2_datafield,Support_ten*(INDEX(Centralised_Slots,AD27)-1)+2,1),\"\")","v":""},{"$f":"IFERROR(INDEX(IndividualC2_datafield,Support_ten*(INDEX(Individual_Slots,AE27)-1)+5,1),\"\")","v":""},{"$f":"IFERROR(INDEX(Network!$N$45:$N$78,AC27),\"\")","v":""},{"$f":"IFERROR(INDEX(Centralised!$BM$46:$BM$60,AD27),\"\")","v":""},null,null,null,null,null,null,null,null,null,{"$f":"IF(E27=\"\",\"\",MATCH(E27,[0]!Network_Performance,0))","v":""},{"$f":"IF(F27=\"\",\"\",MATCH(F27,[0]!Centralised_Names,0))","v":""},{"$f":"IF(H27=\"\",\"\",MATCH(H27,[0]!Individual_Names,0))","v":""},"09 - <Empty>"]
[null,10,null,null,null,null,null,null,null,null,null,null,null,null,{"$f":"IFERROR(INDEX(Network!$M$45:$M$78,AC28),\"\")","v":""},{"$f":"IFERROR(INDEX(CentralisedC2_datafield,Support_ten*(INDEX(Centralised_Slots,AD28)-1)+2,1),\"\")","v":""},{"$f":"IFERROR(INDEX(IndividualC2_datafield,Support_ten*(INDEX(Individual_Slots,AE28)-1)+5,1),\"\")","v":""},{"$f":"IFERROR(INDEX(Network!$N$45:$N$78,AC28),\"\")","v":""},{"$f":"IFERROR(INDEX(Centralised!$BM$46:$BM$60,AD28),\"\")","v":""},null,null,null,null,null,null,null,null,null,{"$f":"IF(E28=\"\",\"\",MATCH(E28,[0]!Network_Performance,0))","v":""},{"$f":"IF(F28=\"\",\"\",MATCH(F28,[0]!Centralised_Names,0))","v":""},{"$f":"IF(H28=\"\",\"\",MATCH(H28,[0]!Individual_Names,0))","v":""},"10 - <Empty>"]
[null,11,null,null,null,null,null,null,null,null,null,null,null,null,{"$f":"IFERROR(INDEX(Network!$M$45:$M$78,AC29),\"\")","v":""},{"$f":"IFERROR(INDEX(CentralisedC2_datafield,Support_ten*(INDEX(Centralised_Slots,AD29)-1)+2,1),\"\")","v":""},{"$f":"IFERROR(INDEX(IndividualC2_datafield,Support_ten*(INDEX(Individual_Slots,AE29)-1)+5,1),\"\")","v":""},{"$f":"IFERROR(INDEX(Network!$N$45:$N$78,AC29),\"\")","v":""},{"$f":"IFERROR(INDEX(Centralised!$BM$46:$BM$60,AD29),\"\")","v":""},null,null,null,null,null,null,null,null,null,{"$f":"IF(E29=\"\",\"\",MATCH(E29,[0]!Network_Performance,0))","v":""},{"$f":"IF(F29=\"\",\"\",MATCH(F29,[0]!Centralised_Names,0))","v":""},{"$f":"IF(H29=\"\",\"\",MATCH(H29,[0]!Individual_Names,0))","v":""},{"$f":"B29&\" - \"&IF(C29=\"\",\"<Empty>\",C29)","v":"11 - <Empty>"}]
[null,12,null,null,null,null,null,null,null,null,null,null,null,null,{"$f":"IFERROR(INDEX(Network!$M$45:$M$78,AC30),\"\")","v":""},{"$f":"IFERROR(INDEX(CentralisedC2_datafield,Support_ten*(INDEX(Centralised_Slots,AD30)-1)+2,1),\"\")","v":""},{"$f":"IFERROR(INDEX(IndividualC2_datafield,Support_ten*(INDEX(Individual_Slots,AE30)-1)+5,1),\"\")","v":""},{"$f":"IFERROR(INDEX(Network!$N$45:$N$78,AC30),\"\")","v":""},{"$f":"IFERROR(INDEX(Centralised!$BM$46:$BM$60,AD30),\"\")","v":""},null,null,null,null,null,null,null,null,null,{"$f":"IF(E30=\"\",\"\",MATCH(E30,[0]!Network_Performance,0))","v":""},{"$f":"IF(F30=\"\",\"\",MATCH(F30,[0]!Centralised_Names,0))","v":""},{"$f":"IF(H30=\"\",\"\",MATCH(H30,[0]!Individual_Names,0))","v":""},"12 - <Empty>"]
[null,13,null,null,null,null,null,null,null,null,null,null,null,null,{"$f":"IFERROR(INDEX(Network!$M$45:$M$78,AC31),\"\")","v":""},{"$f":"IFERROR(INDEX(CentralisedC2_datafield,Support_ten*(INDEX(Centralised_Slots,AD31)-1)+2,1),\"\")","v":""},{"$f":"IFERROR(INDEX(IndividualC2_datafield,Support_ten*(INDEX(Individual_Slots,AE31)-1)+5,1),\"\")","v":""},{"$f":"IFERROR(INDEX(Network!$N$45:$N$78,AC31),\"\")","v":""},{"$f":"IFERROR(INDEX(Centralised!$BM$46:$BM$60,AD31),\"\")","v":""},null,null,null,null,null,null,null,null,null,{"$f":"IF(E31=\"\",\"\",MATCH(E31,[0]!Network_Performance,0))","v":""},{"$f":"IF(F31=\"\",\"\",MATCH(F31,[0]!Centralised_Names,0))","v":""},{"$f":"IF(H31=\"\",\"\",MATCH(H31,[0]!Individual_Names,0))","v":""},"13 - <Empty>"]
[null,14,null,null,null,null,null,null,null,null,null,null,null,null,{"$f":"IFERROR(INDEX(Network!$M$45:$M$78,AC32),\"\")","v":""},{"$f":"IFERROR(INDEX(CentralisedC2_datafield,Support_ten*(INDEX(Centralised_Slots,AD32)-1)+2,1),\"\")","v":""},{"$f":"IFERROR(INDEX(IndividualC2_datafield,Support_ten*(INDEX(Individual_Slots,AE32)-1)+5,1),\"\")","v":""},{"$f":"IFERROR(INDEX(Network!$N$45:$N$78,AC32),\"\")","v":""},{"$f":"IFERROR(INDEX(Centralised!$BM$46:$BM$60,AD32),\"\")","v":""},null,null,null,null,null,null,null,null,null,{"$f":"IF(E32=\"\",\"\",MATCH(E32,[0]!Network_Performance,0))","v":""},{"$f":"IF(F32=\"\",\"\",MATCH(F32,[0]!Centralised_Names,0))","v":""},{"$f":"IF(H32=\"\",\"\",MATCH(H32,[0]!Individual_Names,0))","v":""},"14 - <Empty>"]
[null,15,null,null,null,null,null,null,null,null,null,null,null,null,{"$f":"IFERROR(INDEX(Network!$M$45:$M$78,AC33),\"\")","v":""},{"$f":"IFERROR(INDEX(CentralisedC2_datafield,Support_ten*(INDEX(Centralised_Slots,AD33)-1)+2,1),\"\")","v":""},{"$f":"IFERROR(INDEX(IndividualC2_datafield,Support_ten*(INDEX(Individual_Slots,AE33)-1)+5,1),\"\")","v":""},{"$f":"IFERROR(INDEX(Network!$N$45:$N$78,AC33),\"\")","v":""},{"$f":"IFERROR(INDEX(Centralised!$BM$46:$BM$60,AD33),\"\")","v":""},null,null,null,null,null,null,null,null,null,{"$f":"IF(E33=\"\",\"\",MATCH(E33,[0]!Network_Performance,0))","v":""},{"$f":"IF(F33=\"\",\"\",MATCH(F33,[0]!Centralised_Names,0))","v":""},{"$f":"IF(H33=\"\",\"\",MATCH(H33,[0]!Individual_Names,0))","v":""},"15 - <Empty>"]
[null,16,null,null,null,null,null,null,null,null,null,null,null,null,{"$f":"IFERROR(INDEX(Network!$M$45:$M$78,AC34),\"\")","v":""},{"$f":"IFERROR(INDEX(CentralisedC2_datafield,Support_ten*(INDEX(Centralised_Slots,AD34)-1)+2,1),\"\")","v":""},{"$f":"IFERROR(INDEX(IndividualC2_datafield,Support_ten*(INDEX(Individual_Slots,AE34)-1)+5,1),\"\")","v":""},{"$f":"IFERROR(INDEX(Network!$N$45:$N$78,AC34),\"\")","v":""},{"$f":"IFERROR(INDEX(Centralised!$BM$46:$BM$60,AD34),\"\")","v":""},null,null,null,null,null,null,null,null,null,{"$f":"IF(E34=\"\",\"\",MATCH(E34,[0]!Network_Performance,0))","v":""},{"$f":"IF(F34=\"\",\"\",MATCH(F34,[0]!Centralised_Names,0))","v":""},{"$f":"IF(H34=\"\",\"\",MATCH(H34,[0]!Individual_Names,0))","v":""},"16 - <Empty>"]
[null,17,null,null,null,null,null,null,null,null,null,null,null,null,{"$f":"IFERROR(INDEX(Network!$M$45:$M$78,AC35),\"\")","v":""},{"$f":"IFERROR(INDEX(CentralisedC2_datafield,Support_ten*(INDEX(Centralised_Slots,AD35)-1)+2,1),\"\")","v":""},{"$f":"IFERROR(INDEX(IndividualC2_datafield,Support_ten*(INDEX(Individual_Slots,AE35)-1)+5,1),\"\")","v":""},{"$f":"IFERROR(INDEX(Network!$N$45:$N$78,AC35),\"\")","v":""},{"$f":"IFERROR(INDEX(Centralised!$BM$46:$BM$60,AD35),\"\")","v":""},null,null,null,null,null,null,null,null,null,{"$f":"IF(E35=\"\",\"\",MATCH(E35,[0]!Network_Performance,0))","v":""},{"$f":"IF(F35=\"\",\"\",MATCH(F35,[0]!Centralised_Names,0))","v":""},{"$f":"IF(H35=\"\",\"\",MATCH(H35,[0]!Individual_Names,0))","v":""},"17 - <Empty>"]
[null,18,null,null,null,null,null,null,null,null,null,null,null,null,{"$f":"IFERROR(INDEX(Network!$M$45:$M$78,AC36),\"\")","v":""},{"$f":"IFERROR(INDEX(CentralisedC2_datafield,Support_ten*(INDEX(Centralised_Slots,AD36)-1)+2,1),\"\")","v":""},{"$f":"IFERROR(INDEX(IndividualC2_datafield,Support_ten*(INDEX(Individual_Slots,AE36)-1)+5,1),\"\")","v":""},{"$f":"IFERROR(INDEX(Network!$N$45:$N$78,AC36),\"\")","v":""},{"$f":"IFERROR(INDEX(Centralised!$BM$46:$BM$60,AD36),\"\")","v":""},null,null,null,null,null,null,null,null,null,{"$f":"IF(E36=\"\",\"\",MATCH(E36,[0]!Network_Performance,0))","v":""},{"$f":"IF(F36=\"\",\"\",MATCH(F36,[0]!Centralised_Names,0))","v":""},{"$f":"IF(H36=\"\",\"\",MATCH(H36,[0]!Individual_Names,0))","v":""},"18 - <Empty>"]
[null,19,null,null,null,null,null,null,null,null,null,null,null,null,{"$f":"IFERROR(INDEX(Network!$M$45:$M$78,AC37),\"\")","v":""},{"$f":"IFERROR(INDEX(CentralisedC2_datafield,Support_ten*(INDEX(Centralised_Slots,AD37)-1)+2,1),\"\")","v":""},{"$f":"IFERROR(INDEX(IndividualC2_datafield,Support_ten*(INDEX(Individual_Slots,AE37)-1)+5,1),\"\")","v":""},{"$f":"IFERROR(INDEX(Network!$N$45:$N$78,AC37),\"\")","v":""},{"$f":"IFERROR(INDEX(Centralised!$BM$46:$BM$60,AD37),\"\")","v":""},null,null,null,null,null,null,null,null,null,{"$f":"IF(E37=\"\",\"\",MATCH(E37,[0]!Network_Performance,0))","v":""},{"$f":"IF(F37=\"\",\"\",MATCH(F37,[0]!Centralised_Names,0))","v":""},{"$f":"IF(H37=\"\",\"\",MATCH(H37,[0]!Individual_Names,0))","v":""},"19 - <Empty>"]
[null,20,null,null,null,null,null,null,null,null,null,null,null,null,{"$f":"IFERROR(INDEX(Network!$M$45:$M$78,AC38),\"\")","v":""},{"$f":"IFERROR(INDEX(CentralisedC2_datafield,Support_ten*(INDEX(Centralised_Slots,AD38)-1)+2,1),\"\")","v":""},{"$f":"IFERROR(INDEX(IndividualC2_datafield,Support_ten*(INDEX(Individual_Slots,AE38)-1)+5,1),\"\")","v":""},{"$f":"IFERROR(INDEX(Network!$N$45:$N$78,AC38),\"\")","v":""},{"$f":"IFERROR(INDEX(Centralised!$BM$46:$BM$60,AD38),\"\")","v":""},null,null,null,null,null,null,null,null,null,{"$f":"IF(E38=\"\",\"\",MATCH(E38,[0]!Network_Performance,0))","v":""},{"$f":"IF(F38=\"\",\"\",MATCH(F38,[0]!Centralised_Names,0))","v":""},{"$f":"IF(H38=\"\",\"\",MATCH(H38,[0]!Individual_Names,0))","v":""},"20 - <Empty>"]
[null,21,null,null,null,null,null,null,null,null,null,null,null,null,{"$f":"IFERROR(INDEX(Network!$M$45:$M$78,AC39),\"\")","v":""},{"$f":"IFERROR(INDEX(CentralisedC2_datafield,Support_ten*(INDEX(Centralised_Slots,AD39)-1)+2,1),\"\")","v":""},{"$f":"IFERROR(INDEX(IndividualC2_datafield,Support_ten*(INDEX(Individual_Slots,AE39)-1)+5,1),\"\")","v":""},{"$f":"IFERROR(INDEX(Network!$N$45:$N$78,AC39),\"\")","v":""},{"$f":"IFERROR(INDEX(Centralised!$BM$46:$BM$60,AD39),\"\")","v":""},null,null,null,null,null,null,null,null,null,{"$f":"IF(E39=\"\",\"\",MATCH(E39,[0]!Network_Performance,0))","v":""},{"$f":"IF(F39=\"\",\"\",MATCH(F39,[0]!Centralised_Names,0))","v":""},{"$f":"IF(H39=\"\",\"\",MATCH(H39,[0]!Individual_Names,0))","v":""},"21 - <Empty>"]
[null,22,null,null,null,null,null,null,null,null,null,null,null,null,{"$f":"IFERROR(INDEX(Network!$M$45:$M$78,AC40),\"\")","v":""},{"$f":"IFERROR(INDEX(CentralisedC2_datafield,Support_ten*(INDEX(Centralised_Slots,AD40)-1)+2,1),\"\")","v":""},{"$f":"IFERROR(INDEX(IndividualC2_datafield,Support_ten*(INDEX(Individual_Slots,AE40)-1)+5,1),\"\")","v":""},{"$f":"IFERROR(INDEX(Network!$N$45:$N$78,AC40),\"\")","v":""},{"$f":"IFERROR(INDEX(Centralised!$BM$46:$BM$60,AD40),\"\")","v":""},null,null,null,null,null,null,null,null,null,{"$f":"IF(E40=\"\",\"\",MATCH(E40,[0]!Network_Performance,0))","v":""},{"$f":"IF(F40=\"\",\"\",MATCH(F40,[0]!Centralised_Names,0))","v":""},{"$f":"IF(H40=\"\",\"\",MATCH(H40,[0]!Individual_Names,0))","v":""},"22 - <Empty>"]
[null,23,null,null,null,null,null,null,null,null,null,null,null,null,{"$f":"IFERROR(INDEX(Network!$M$45:$M$78,AC41),\"\")","v":""},{"$f":"IFERROR(INDEX(CentralisedC2_datafield,Support_ten*(INDEX(Centralised_Slots,AD41)-1)+2,1),\"\")","v":""},{"$f":"IFERROR(INDEX(IndividualC2_datafield,Support_ten*(INDEX(Individual_Slots,AE41)-1)+5,1),\"\")","v":""},{"$f":"IFERROR(INDEX(Network!$N$45:$N$78,AC41),\"\")","v":""},{"$f":"IFERROR(INDEX(Centralised!$BM$46:$BM$60,AD41),\"\")","v":""},null,null,null,null,null,null,null,null,null,{"$f":"IF(E41=\"\",\"\",MATCH(E41,[0]!Network_Performance,0))","v":""},{"$f":"IF(F41=\"\",\"\",MATCH(F41,[0]!Centralised_Names,0))","v":""},{"$f":"IF(H41=\"\",\"\",MATCH(H41,[0]!Individual_Names,0))","v":""},"23 - <Empty>"]
[null,24,null,null,null,null,null,null,null,null,null,null,null,null,{"$f":"IFERROR(INDEX(Network!$M$45:$M$78,AC42),\"\")","v":""},{"$f":"IFERROR(INDEX(CentralisedC2_datafield,Support_ten*(INDEX(Centralised_Slots,AD42)-1)+2,1),\"\")","v":""},{"$f":"IFERROR(INDEX(IndividualC2_datafield,Support_ten*(INDEX(Individual_Slots,AE42)-1)+5,1),\"\")","v":""},{"$f":"IFERROR(INDEX(Network!$N$45:$N$78,AC42),\"\")","v":""},{"$f":"IFERROR(INDEX(Centralised!$BM$46:$BM$60,AD42),\"\")","v":""},null,null,null,null,null,null,null,null,null,{"$f":"IF(E42=\"\",\"\",MATCH(E42,[0]!Network_Performance,0))","v":""},{"$f":"IF(F42=\"\",\"\",MATCH(F42,[0]!Centralised_Names,0))","v":""},{"$f":"IF(H42=\"\",\"\",MATCH(H42,[0]!Individual_Names,0))","v":""},"24 - <Empty>"]
[null,25,null,null,null,null,null,null,null,null,null,null,null,null,{"$f":"IFERROR(INDEX(Network!$M$45:$M$78,AC43),\"\")","v":""},{"$f":"IFERROR(INDEX(CentralisedC2_datafield,Support_ten*(INDEX(Centralised_Slots,AD43)-1)+2,1),\"\")","v":""},{"$f":"IFERROR(INDEX(IndividualC2_datafield,Support_ten*(INDEX(Individual_Slots,AE43)-1)+5,1),\"\")","v":""},{"$f":"IFERROR(INDEX(Network!$N$45:$N$78,AC43),\"\")","v":""},{"$f":"IFERROR(INDEX(Centralised!$BM$46:$BM$60,AD43),\"\")","v":""},null,null,null,null,null,null,null,null,null,{"$f":"IF(E43=\"\",\"\",MATCH(E43,[0]!Network_Performance,0))","v":""},{"$f":"IF(F43=\"\",\"\",MATCH(F43,[0]!Centralised_Names,0))","v":""},{"$f":"IF(H43=\"\",\"\",MATCH(H43,[0]!Individual_Names,0))","v":""},"25 - <Empty>"]
[null,26,null,null,null,null,null,null,null,null,null,null,null,null,{"$f":"IFERROR(INDEX(Network!$M$45:$M$78,AC44),\"\")","v":""},{"$f":"IFERROR(INDEX(CentralisedC2_datafield,Support_ten*(INDEX(Centralised_Slots,AD44)-1)+2,1),\"\")","v":""},{"$f":"IFERROR(INDEX(IndividualC2_datafield,Support_ten*(INDEX(Individual_Slots,AE44)-1)+5,1),\"\")","v":""},{"$f":"IFERROR(INDEX(Network!$N$45:$N$78,AC44),\"\")","v":""},{"$f":"IFERROR(INDEX(Centralised!$BM$46:$BM$60,AD44),\"\")","v":""},null,null,null,null,null,null,null,null,null,{"$f":"IF(E44=\"\",\"\",MATCH(E44,[0]!Network_Performance,0))","v":""},{"$f":"IF(F44=\"\",\"\",MATCH(F44,[0]!Centralised_Names,0))","v":""},{"$f":"IF(H44=\"\",\"\",MATCH(H44,[0]!Individual_Names,0))","v":""},"26 - <Empty>"]
[null,27,null,null,null,null,null,null,null,null,null,null,null,null,{"$f":"IFERROR(INDEX(Network!$M$45:$M$78,AC45),\"\")","v":""},{"$f":"IFERROR(INDEX(CentralisedC2_datafield,Support_ten*(INDEX(Centralised_Slots,AD45)-1)+2,1),\"\")","v":""},{"$f":"IFERROR(INDEX(IndividualC2_datafield,Support_ten*(INDEX(Individual_Slots,AE45)-1)+5,1),\"\")","v":""},{"$f":"IFERROR(INDEX(Network!$N$45:$N$78,AC45),\"\")","v":""},{"$f":"IFERROR(INDEX(Centralised!$BM$46:$BM$60,AD45),\"\")","v":""},null,null,null,null,null,null,null,null,null,{"$f":"IF(E45=\"\",\"\",MATCH(E45,[0]!Network_Performance,0))","v":""},{"$f":"IF(F45=\"\",\"\",MATCH(F45,[0]!Centralised_Names,0))","v":""},{"$f":"IF(H45=\"\",\"\",MATCH(H45,[0]!Individual_Names,0))","v":""},"27 - <Empty>"]
[null,28,null,null,null,null,null,null,null,null,null,null,null,null,{"$f":"IFERROR(INDEX(Network!$M$45:$M$78,AC46),\"\")","v":""},{"$f":"IFERROR(INDEX(CentralisedC2_datafield,Support_ten*(INDEX(Centralised_Slots,AD46)-1)+2,1),\"\")","v":""},{"$f":"IFERROR(INDEX(IndividualC2_datafield,Support_ten*(INDEX(Individual_Slots,AE46)-1)+5,1),\"\")","v":""},{"$f":"IFERROR(INDEX(Network!$N$45:$N$78,AC46),\"\")","v":""},{"$f":"IFERROR(INDEX(Centralised!$BM$46:$BM$60,AD46),\"\")","v":""},null,null,null,null,null,null,null,null,null,{"$f":"IF(E46=\"\",\"\",MATCH(E46,[0]!Network_Performance,0))","v":""},{"$f":"IF(F46=\"\",\"\",MATCH(F46,[0]!Centralised_Names,0))","v":""},{"$f":"IF(H46=\"\",\"\",MATCH(H46,[0]!Individual_Names,0))","v":""},"28 - <Empty>"]
[null,29,null,null,null,null,null,null,null,null,null,null,null,null,{"$f":"IFERROR(INDEX(Network!$M$45:$M$78,AC47),\"\")","v":""},{"$f":"IFERROR(INDEX(CentralisedC2_datafield,Support_ten*(INDEX(Centralised_Slots,AD47)-1)+2,1),\"\")","v":""},{"$f":"IFERROR(INDEX(IndividualC2_datafield,Support_ten*(INDEX(Individual_Slots,AE47)-1)+5,1),\"\")","v":""},{"$f":"IFERROR(INDEX(Network!$N$45:$N$78,AC47),\"\")","v":""},{"$f":"IFERROR(INDEX(Centralised!$BM$46:$BM$60,AD47),\"\")","v":""},null,null,null,null,null,null,null,null,null,{"$f":"IF(E47=\"\",\"\",MATCH(E47,[0]!Network_Performance,0))","v":""},{"$f":"IF(F47=\"\",\"\",MATCH(F47,[0]!Centralised_Names,0))","v":""},{"$f":"IF(H47=\"\",\"\",MATCH(H47,[0]!Individual_Names,0))","v":""},"29 - <Empty>"]
[null,30,null,null,null,null,null,null,null,null,null,null,null,null,{"$f":"IFERROR(INDEX(Network!$M$45:$M$78,AC48),\"\")","v":""},{"$f":"IFERROR(INDEX(CentralisedC2_datafield,Support_ten*(INDEX(Centralised_Slots,AD48)-1)+2,1),\"\")","v":""},{"$f":"IFERROR(INDEX(IndividualC2_datafield,Support_ten*(INDEX(Individual_Slots,AE48)-1)+5,1),\"\")","v":""},{"$f":"IFERROR(INDEX(Network!$N$45:$N$78,AC48),\"\")","v":""},{"$f":"IFERROR(INDEX(Centralised!$BM$46:$BM$60,AD48),\"\")","v":""},null,null,null,null,null,null,null,null,null,{"$f":"IF(E48=\"\",\"\",MATCH(E48,[0]!Network_Performance,0))","v":""},{"$f":"IF(F48=\"\",\"\",MATCH(F48,[0]!Centralised_Names,0))","v":""},{"$f":"IF(H48=\"\",\"\",MATCH(H48,[0]!Individual_Names,0))","v":""},"30 - <Empty>"]
[null,31,null,null,null,null,null,null,null,null,null,null,null,null,{"$f":"IFERROR(INDEX(Network!$M$45:$M$78,AC49),\"\")","v":""},{"$f":"IFERROR(INDEX(CentralisedC2_datafield,Support_ten*(INDEX(Centralised_Slots,AD49)-1)+2,1),\"\")","v":""},{"$f":"IFERROR(INDEX(IndividualC2_datafield,Support_ten*(INDEX(Individual_Slots,AE49)-1)+5,1),\"\")","v":""},{"$f":"IFERROR(INDEX(Network!$N$45:$N$78,AC49),\"\")","v":""},{"$f":"IFERROR(INDEX(Centralised!$BM$46:$BM$60,AD49),\"\")","v":""},null,null,null,null,null,null,null,null,null,{"$f":"IF(E49=\"\",\"\",MATCH(E49,[0]!Network_Performance,0))","v":""},{"$f":"IF(F49=\"\",\"\",MATCH(F49,[0]!Centralised_Names,0))","v":""},{"$f":"IF(H49=\"\",\"\",MATCH(H49,[0]!Individual_Names,0))","v":""},"31 - <Empty>"]
[null,32,null,null,null,null,null,null,null,null,null,null,null,null,{"$f":"IFERROR(INDEX(Network!$M$45:$M$78,AC50),\"\")","v":""},{"$f":"IFERROR(INDEX(CentralisedC2_datafield,Support_ten*(INDEX(Centralised_Slots,AD50)-1)+2,1),\"\")","v":""},{"$f":"IFERROR(INDEX(IndividualC2_datafield,Support_ten*(INDEX(Individual_Slots,AE50)-1)+5,1),\"\")","v":""},{"$f":"IFERROR(INDEX(Network!$N$45:$N$78,AC50),\"\")","v":""},{"$f":"IFERROR(INDEX(Centralised!$BM$46:$BM$60,AD50),\"\")","v":""},null,null,null,null,null,null,null,null,null,{"$f":"IF(E50=\"\",\"\",MATCH(E50,[0]!Network_Performance,0))","v":""},{"$f":"IF(F50=\"\",\"\",MATCH(F50,[0]!Centralised_Names,0))","v":""},{"$f":"IF(H50=\"\",\"\",MATCH(H50,[0]!Individual_Names,0))","v":""},"32 - <Empty>"]
[null,33,null,null,null,null,null,null,null,null,null,null,null,null,{"$f":"IFERROR(INDEX(Network!$M$45:$M$78,AC51),\"\")","v":""},{"$f":"IFERROR(INDEX(CentralisedC2_datafield,Support_ten*(INDEX(Centralised_Slots,AD51)-1)+2,1),\"\")","v":""},{"$f":"IFERROR(INDEX(IndividualC2_datafield,Support_ten*(INDEX(Individual_Slots,AE51)-1)+5,1),\"\")","v":""},{"$f":"IFERROR(INDEX(Network!$N$45:$N$78,AC51),\"\")","v":""},{"$f":"IFERROR(INDEX(Centralised!$BM$46:$BM$60,AD51),\"\")","v":""},null,null,null,null,null,null,null,null,null,{"$f":"IF(E51=\"\",\"\",MATCH(E51,[0]!Network_Performance,0))","v":""},{"$f":"IF(F51=\"\",\"\",MATCH(F51,[0]!Centralised_Names,0))","v":""},{"$f":"IF(H51=\"\",\"\",MATCH(H51,[0]!Individual_Names,0))","v":""},"33 - <Empty>"]
[null,34,null,null,null,null,null,null,null,null,null,null,null,null,{"$f":"IFERROR(INDEX(Network!$M$45:$M$78,AC52),\"\")","v":""},{"$f":"IFERROR(INDEX(CentralisedC2_datafield,Support_ten*(INDEX(Centralised_Slots,AD52)-1)+2,1),\"\")","v":""},{"$f":"IFERROR(INDEX(IndividualC2_datafield,Support_ten*(INDEX(Individual_Slots,AE52)-1)+5,1),\"\")","v":""},{"$f":"IFERROR(INDEX(Network!$N$45:$N$78,AC52),\"\")","v":""},{"$f":"IFERROR(INDEX(Centralised!$BM$46:$BM$60,AD52),\"\")","v":""},null,null,null,null,null,null,null,null,null,{"$f":"IF(E52=\"\",\"\",MATCH(E52,[0]!Network_Performance,0))","v":""},{"$f":"IF(F52=\"\",\"\",MATCH(F52,[0]!Centralised_Names,0))","v":""},{"$f":"IF(H52=\"\",\"\",MATCH(H52,[0]!Individual_Names,0))","v":""},"34 - <Empty>"]
[null,35,null,null,null,null,null,null,null,null,null,null,null,null,{"$f":"IFERROR(INDEX(Network!$M$45:$M$78,AC53),\"\")","v":""},{"$f":"IFERROR(INDEX(CentralisedC2_datafield,Support_ten*(INDEX(Centralised_Slots,AD53)-1)+2,1),\"\")","v":""},{"$f":"IFERROR(INDEX(IndividualC2_datafield,Support_ten*(INDEX(Individual_Slots,AE53)-1)+5,1),\"\")","v":""},{"$f":"IFERROR(INDEX(Network!$N$45:$N$78,AC53),\"\")","v":""},{"$f":"IFERROR(INDEX(Centralised!$BM$46:$BM$60,AD53),\"\")","v":""},null,null,null,null,null,null,null,null,null,{"$f":"IF(E53=\"\",\"\",MATCH(E53,[0]!Network_Performance,0))","v":""},{"$f":"IF(F53=\"\",\"\",MATCH(F53,[0]!Centralised_Names,0))","v":""},{"$f":"IF(H53=\"\",\"\",MATCH(H53,[0]!Individual_Names,0))","v":""},"35 - <Empty>"]
[null,36,null,null,null,null,null,null,null,null,null,null,null,null,{"$f":"IFERROR(INDEX(Network!$M$45:$M$78,AC54),\"\")","v":""},{"$f":"IFERROR(INDEX(CentralisedC2_datafield,Support_ten*(INDEX(Centralised_Slots,AD54)-1)+2,1),\"\")","v":""},{"$f":"IFERROR(INDEX(IndividualC2_datafield,Support_ten*(INDEX(Individual_Slots,AE54)-1)+5,1),\"\")","v":""},{"$f":"IFERROR(INDEX(Network!$N$45:$N$78,AC54),\"\")","v":""},{"$f":"IFERROR(INDEX(Centralised!$BM$46:$BM$60,AD54),\"\")","v":""},null,null,null,null,null,null,null,null,null,{"$f":"IF(E54=\"\",\"\",MATCH(E54,[0]!Network_Performance,0))","v":""},{"$f":"IF(F54=\"\",\"\",MATCH(F54,[0]!Centralised_Names,0))","v":""},{"$f":"IF(H54=\"\",\"\",MATCH(H54,[0]!Individual_Names,0))","v":""},"36 - <Empty>"]
[null,37,null,null,null,null,null,null,null,null,null,null,null,null,{"$f":"IFERROR(INDEX(Network!$M$45:$M$78,AC55),\"\")","v":""},{"$f":"IFERROR(INDEX(CentralisedC2_datafield,Support_ten*(INDEX(Centralised_Slots,AD55)-1)+2,1),\"\")","v":""},{"$f":"IFERROR(INDEX(IndividualC2_datafield,Support_ten*(INDEX(Individual_Slots,AE55)-1)+5,1),\"\")","v":""},{"$f":"IFERROR(INDEX(Network!$N$45:$N$78,AC55),\"\")","v":""},{"$f":"IFERROR(INDEX(Centralised!$BM$46:$BM$60,AD55),\"\")","v":""},null,null,null,null,null,null,null,null,null,{"$f":"IF(E55=\"\",\"\",MATCH(E55,[0]!Network_Performance,0))","v":""},{"$f":"IF(F55=\"\",\"\",MATCH(F55,[0]!Centralised_Names,0))","v":""},{"$f":"IF(H55=\"\",\"\",MATCH(H55,[0]!Individual_Names,0))","v":""},"37 - <Empty>"]
[null,38,null,null,null,null,null,null,null,null,null,null,null,null,{"$f":"IFERROR(INDEX(Network!$M$45:$M$78,AC56),\"\")","v":""},{"$f":"IFERROR(INDEX(CentralisedC2_datafield,Support_ten*(INDEX(Centralised_Slots,AD56)-1)+2,1),\"\")","v":""},{"$f":"IFERROR(INDEX(IndividualC2_datafield,Support_ten*(INDEX(Individual_Slots,AE56)-1)+5,1),\"\")","v":""},{"$f":"IFERROR(INDEX(Network!$N$45:$N$78,AC56),\"\")","v":""},{"$f":"IFERROR(INDEX(Centralised!$BM$46:$BM$60,AD56),\"\")","v":""},null,null,null,null,null,null,null,null,null,{"$f":"IF(E56=\"\",\"\",MATCH(E56,[0]!Network_Performance,0))","v":""},{"$f":"IF(F56=\"\",\"\",MATCH(F56,[0]!Centralised_Names,0))","v":""},{"$f":"IF(H56=\"\",\"\",MATCH(H56,[0]!Individual_Names,0))","v":""},"38 - <Empty>"]
[null,39,null,null,null,null,null,null,null,null,null,null,null,null,{"$f":"IFERROR(INDEX(Network!$M$45:$M$78,AC57),\"\")","v":""},{"$f":"IFERROR(INDEX(CentralisedC2_datafield,Support_ten*(INDEX(Centralised_Slots,AD57)-1)+2,1),\"\")","v":""},{"$f":"IFERROR(INDEX(IndividualC2_datafield,Support_ten*(INDEX(Individual_Slots,AE57)-1)+5,1),\"\")","v":""},{"$f":"IFERROR(INDEX(Network!$N$45:$N$78,AC57),\"\")","v":""},{"$f":"IFERROR(INDEX(Centralised!$BM$46:$BM$60,AD57),\"\")","v":""},null,null,null,null,null,null,null,null,null,{"$f":"IF(E57=\"\",\"\",MATCH(E57,[0]!Network_Performance,0))","v":""},{"$f":"IF(F57=\"\",\"\",MATCH(F57,[0]!Centralised_Names,0))","v":""},{"$f":"IF(H57=\"\",\"\",MATCH(H57,[0]!Individual_Names,0))","v":""},"39 - <Empty>"]
[null,40,null,null,null,null,null,null,null,null,null,null,null,null,{"$f":"IFERROR(INDEX(Network!$M$45:$M$78,AC58),\"\")","v":""},{"$f":"IFERROR(INDEX(CentralisedC2_datafield,Support_ten*(INDEX(Centralised_Slots,AD58)-1)+2,1),\"\")","v":""},{"$f":"IFERROR(INDEX(IndividualC2_datafield,Support_ten*(INDEX(Individual_Slots,AE58)-1)+5,1),\"\")","v":""},{"$f":"IFERROR(INDEX(Network!$N$45:$N$78,AC58),\"\")","v":""},{"$f":"IFERROR(INDEX(Centralised!$BM$46:$BM$60,AD58),\"\")","v":""},null,null,null,null,null,null,null,null,null,{"$f":"IF(E58=\"\",\"\",MATCH(E58,[0]!Network_Performance,0))","v":""},{"$f":"IF(F58=\"\",\"\",MATCH(F58,[0]!Centralised_Names,0))","v":""},{"$f":"IF(H58=\"\",\"\",MATCH(H58,[0]!Individual_Names,0))","v":""},"40 - <Empty>"]
[null,41,null,null,null,null,null,null,null,null,null,null,null,null,{"$f":"IFERROR(INDEX(Network!$M$45:$M$78,AC59),\"\")","v":""},{"$f":"IFERROR(INDEX(CentralisedC2_datafield,Support_ten*(INDEX(Centralised_Slots,AD59)-1)+2,1),\"\")","v":""},{"$f":"IFERROR(INDEX(IndividualC2_datafield,Support_ten*(INDEX(Individual_Slots,AE59)-1)+5,1),\"\")","v":""},{"$f":"IFERROR(INDEX(Network!$N$45:$N$78,AC59),\"\")","v":""},{"$f":"IFERROR(INDEX(Centralised!$BM$46:$BM$60,AD59),\"\")","v":""},null,null,null,null,null,null,null,null,null,{"$f":"IF(E59=\"\",\"\",MATCH(E59,[0]!Network_Performance,0))","v":""},{"$f":"IF(F59=\"\",\"\",MATCH(F59,[0]!Centralised_Names,0))","v":""},{"$f":"IF(H59=\"\",\"\",MATCH(H59,[0]!Individual_Names,0))","v":""},"41 - <Empty>"]
[null,42,null,null,null,null,null,null,null,null,null,null,null,null,{"$f":"IFERROR(INDEX(Network!$M$45:$M$78,AC60),\"\")","v":""},{"$f":"IFERROR(INDEX(CentralisedC2_datafield,Support_ten*(INDEX(Centralised_Slots,AD60)-1)+2,1),\"\")","v":""},{"$f":"IFERROR(INDEX(IndividualC2_datafield,Support_ten*(INDEX(Individual_Slots,AE60)-1)+5,1),\"\")","v":""},{"$f":"IFERROR(INDEX(Network!$N$45:$N$78,AC60),\"\")","v":""},{"$f":"IFERROR(INDEX(Centralised!$BM$46:$BM$60,AD60),\"\")","v":""},null,null,null,null,null,null,null,null,null,{"$f":"IF(E60=\"\",\"\",MATCH(E60,[0]!Network_Performance,0))","v":""},{"$f":"IF(F60=\"\",\"\",MATCH(F60,[0]!Centralised_Names,0))","v":""},{"$f":"IF(H60=\"\",\"\",MATCH(H60,[0]!Individual_Names,0))","v":""},"42 - <Empty>"]
[null,43,null,null,null,null,null,null,null,null,null,null,null,null,{"$f":"IFERROR(INDEX(Network!$M$45:$M$78,AC61),\"\")","v":""},{"$f":"IFERROR(INDEX(CentralisedC2_datafield,Support_ten*(INDEX(Centralised_Slots,AD61)-1)+2,1),\"\")","v":""},{"$f":"IFERROR(INDEX(IndividualC2_datafield,Support_ten*(INDEX(Individual_Slots,AE61)-1)+5,1),\"\")","v":""},{"$f":"IFERROR(INDEX(Network!$N$45:$N$78,AC61),\"\")","v":""},{"$f":"IFERROR(INDEX(Centralised!$BM$46:$BM$60,AD61),\"\")","v":""},null,null,null,null,null,null,null,null,null,{"$f":"IF(E61=\"\",\"\",MATCH(E61,[0]!Network_Performance,0))","v":""},{"$f":"IF(F61=\"\",\"\",MATCH(F61,[0]!Centralised_Names,0))","v":""},{"$f":"IF(H61=\"\",\"\",MATCH(H61,[0]!Individual_Names,0))","v":""},"43 - <Empty>"]
[null,44,null,null,null,null,null,null,null,null,null,null,null,null,{"$f":"IFERROR(INDEX(Network!$M$45:$M$78,AC62),\"\")","v":""},{"$f":"IFERROR(INDEX(CentralisedC2_datafield,Support_ten*(INDEX(Centralised_Slots,AD62)-1)+2,1),\"\")","v":""},{"$f":"IFERROR(INDEX(IndividualC2_datafield,Support_ten*(INDEX(Individual_Slots,AE62)-1)+5,1),\"\")","v":""},{"$f":"IFERROR(INDEX(Network!$N$45:$N$78,AC62),\"\")","v":""},{"$f":"IFERROR(INDEX(Centralised!$BM$46:$BM$60,AD62),\"\")","v":""},null,null,null,null,null,null,null,null,null,{"$f":"IF(E62=\"\",\"\",MATCH(E62,[0]!Network_Performance,0))","v":""},{"$f":"IF(F62=\"\",\"\",MATCH(F62,[0]!Centralised_Names,0))","v":""},{"$f":"IF(H62=\"\",\"\",MATCH(H62,[0]!Individual_Names,0))","v":""},"44 - <Empty>"]
[null,45,null,null,null,null,null,null,null,null,null,null,null,null,{"$f":"IFERROR(INDEX(Network!$M$45:$M$78,AC63),\"\")","v":""},{"$f":"IFERROR(INDEX(CentralisedC2_datafield,Support_ten*(INDEX(Centralised_Slots,AD63)-1)+2,1),\"\")","v":""},{"$f":"IFERROR(INDEX(IndividualC2_datafield,Support_ten*(INDEX(Individual_Slots,AE63)-1)+5,1),\"\")","v":""},{"$f":"IFERROR(INDEX(Network!$N$45:$N$78,AC63),\"\")","v":""},{"$f":"IFERROR(INDEX(Centralised!$BM$46:$BM$60,AD63),\"\")","v":""},null,null,null,null,null,null,null,null,null,{"$f":"IF(E63=\"\",\"\",MATCH(E63,[0]!Network_Performance,0))","v":""},{"$f":"IF(F63=\"\",\"\",MATCH(F63,[0]!Centralised_Names,0))","v":""},{"$f":"IF(H63=\"\",\"\",MATCH(H63,[0]!Individual_Names,0))","v":""},"45 - <Empty>"]
[null,46,null,null,null,null,null,null,null,null,null,null,null,null,{"$f":"IFERROR(INDEX(Network!$M$45:$M$78,AC64),\"\")","v":""},{"$f":"IFERROR(INDEX(CentralisedC2_datafield,Support_ten*(INDEX(Centralised_Slots,AD64)-1)+2,1),\"\")","v":""},{"$f":"IFERROR(INDEX(IndividualC2_datafield,Support_ten*(INDEX(Individual_Slots,AE64)-1)+5,1),\"\")","v":""},{"$f":"IFERROR(INDEX(Network!$N$45:$N$78,AC64),\"\")","v":""},{"$f":"IFERROR(INDEX(Centralised!$BM$46:$BM$60,AD64),\"\")","v":""},null,null,null,null,null,null,null,null,null,{"$f":"IF(E64=\"\",\"\",MATCH(E64,[0]!Network_Performance,0))","v":""},{"$f":"IF(F64=\"\",\"\",MATCH(F64,[0]!Centralised_Names,0))","v":""},{"$f":"IF(H64=\"\",\"\",MATCH(H64,[0]!Individual_Names,0))","v":""},"46 - <Empty>"]
[null,47,null,null,null,null,null,null,null,null,null,null,null,null,{"$f":"IFERROR(INDEX(Network!$M$45:$M$78,AC65),\"\")","v":""},{"$f":"IFERROR(INDEX(CentralisedC2_datafield,Support_ten*(INDEX(Centralised_Slots,AD65)-1)+2,1),\"\")","v":""},{"$f":"IFERROR(INDEX(IndividualC2_datafield,Support_ten*(INDEX(Individual_Slots,AE65)-1)+5,1),\"\")","v":""},{"$f":"IFERROR(INDEX(Network!$N$45:$N$78,AC65),\"\")","v":""},{"$f":"IFERROR(INDEX(Centralised!$BM$46:$BM$60,AD65),\"\")","v":""},null,null,null,null,null,null,null,null,null,{"$f":"IF(E65=\"\",\"\",MATCH(E65,[0]!Network_Performance,0))","v":""},{"$f":"IF(F65=\"\",\"\",MATCH(F65,[0]!Centralised_Names,0))","v":""},{"$f":"IF(H65=\"\",\"\",MATCH(H65,[0]!Individual_Names,0))","v":""},"47 - <Empty>"]
[null,48,null,null,null,null,null,null,null,null,null,null,null,null,{"$f":"IFERROR(INDEX(Network!$M$45:$M$78,AC66),\"\")","v":""},{"$f":"IFERROR(INDEX(CentralisedC2_datafield,Support_ten*(INDEX(Centralised_Slots,AD66)-1)+2,1),\"\")","v":""},{"$f":"IFERROR(INDEX(IndividualC2_datafield,Support_ten*(INDEX(Individual_Slots,AE66)-1)+5,1),\"\")","v":""},{"$f":"IFERROR(INDEX(Network!$N$45:$N$78,AC66),\"\")","v":""},{"$f":"IFERROR(INDEX(Centralised!$BM$46:$BM$60,AD66),\"\")","v":""},null,null,null,null,null,null,null,null,null,{"$f":"IF(E66=\"\",\"\",MATCH(E66,[0]!Network_Performance,0))","v":""},{"$f":"IF(F66=\"\",\"\",MATCH(F66,[0]!Centralised_Names,0))","v":""},{"$f":"IF(H66=\"\",\"\",MATCH(H66,[0]!Individual_Names,0))","v":""},"48 - <Empty>"]
[null,49,null,null,null,null,null,null,null,null,null,null,null,null,{"$f":"IFERROR(INDEX(Network!$M$45:$M$78,AC67),\"\")","v":""},{"$f":"IFERROR(INDEX(CentralisedC2_datafield,Support_ten*(INDEX(Centralised_Slots,AD67)-1)+2,1),\"\")","v":""},{"$f":"IFERROR(INDEX(IndividualC2_datafield,Support_ten*(INDEX(Individual_Slots,AE67)-1)+5,1),\"\")","v":""},{"$f":"IFERROR(INDEX(Network!$N$45:$N$78,AC67),\"\")","v":""},{"$f":"IFERROR(INDEX(Centralised!$BM$46:$BM$60,AD67),\"\")","v":""},null,null,null,null,null,null,null,null,null,{"$f":"IF(E67=\"\",\"\",MATCH(E67,[0]!Network_Performance,0))","v":""},{"$f":"IF(F67=\"\",\"\",MATCH(F67,[0]!Centralised_Names,0))","v":""},{"$f":"IF(H67=\"\",\"\",MATCH(H67,[0]!Individual_Names,0))","v":""},"49 - <Empty>"]
[null,50,null,null,null,null,null,null,null,null,null,null,null,null,{"$f":"IFERROR(INDEX(Network!$M$45:$M$78,AC68),\"\")","v":""},{"$f":"IFERROR(INDEX(CentralisedC2_datafield,Support_ten*(INDEX(Centralised_Slots,AD68)-1)+2,1),\"\")","v":""},{"$f":"IFERROR(INDEX(IndividualC2_datafield,Support_ten*(INDEX(Individual_Slots,AE68)-1)+5,1),\"\")","v":""},{"$f":"IFERROR(INDEX(Network!$N$45:$N$78,AC68),\"\")","v":""},{"$f":"IFERROR(INDEX(Centralised!$BM$46:$BM$60,AD68),\"\")","v":""},null,null,null,null,null,null,null,null,null,{"$f":"IF(E68=\"\",\"\",MATCH(E68,[0]!Network_Performance,0))","v":""},{"$f":"IF(F68=\"\",\"\",MATCH(F68,[0]!Centralised_Names,0))","v":""},{"$f":"IF(H68=\"\",\"\",MATCH(H68,[0]!Individual_Names,0))","v":""},"50 - <Empty>"]
[null,51,null,null,null,null,null,null,null,null,null,null,null,null,{"$f":"IFERROR(INDEX(Network!$M$45:$M$78,AC69),\"\")","v":""},{"$f":"IFERROR(INDEX(CentralisedC2_datafield,Support_ten*(INDEX(Centralised_Slots,AD69)-1)+2,1),\"\")","v":""},{"$f":"IFERROR(INDEX(IndividualC2_datafield,Support_ten*(INDEX(Individual_Slots,AE69)-1)+5,1),\"\")","v":""},{"$f":"IFERROR(INDEX(Network!$N$45:$N$78,AC69),\"\")","v":""},{"$f":"IFERROR(INDEX(Centralised!$BM$46:$BM$60,AD69),\"\")","v":""},null,null,null,null,null,null,null,null,null,{"$f":"IF(E69=\"\",\"\",MATCH(E69,[0]!Network_Performance,0))","v":""},{"$f":"IF(F69=\"\",\"\",MATCH(F69,[0]!Centralised_Names,0))","v":""},{"$f":"IF(H69=\"\",\"\",MATCH(H69,[0]!Individual_Names,0))","v":""},"51 - <Empty>"]
[null,52,null,null,null,null,null,null,null,null,null,null,null,null,{"$f":"IFERROR(INDEX(Network!$M$45:$M$78,AC70),\"\")","v":""},{"$f":"IFERROR(INDEX(CentralisedC2_datafield,Support_ten*(INDEX(Centralised_Slots,AD70)-1)+2,1),\"\")","v":""},{"$f":"IFERROR(INDEX(IndividualC2_datafield,Support_ten*(INDEX(Individual_Slots,AE70)-1)+5,1),\"\")","v":""},{"$f":"IFERROR(INDEX(Network!$N$45:$N$78,AC70),\"\")","v":""},{"$f":"IFERROR(INDEX(Centralised!$BM$46:$BM$60,AD70),\"\")","v":""},null,null,null,null,null,null,null,null,null,{"$f":"IF(E70=\"\",\"\",MATCH(E70,[0]!Network_Performance,0))","v":""},{"$f":"IF(F70=\"\",\"\",MATCH(F70,[0]!Centralised_Names,0))","v":""},{"$f":"IF(H70=\"\",\"\",MATCH(H70,[0]!Individual_Names,0))","v":""},"52 - <Empty>"]
[null,53,null,null,null,null,null,null,null,null,null,null,null,null,{"$f":"IFERROR(INDEX(Network!$M$45:$M$78,AC71),\"\")","v":""},{"$f":"IFERROR(INDEX(CentralisedC2_datafield,Support_ten*(INDEX(Centralised_Slots,AD71)-1)+2,1),\"\")","v":""},{"$f":"IFERROR(INDEX(IndividualC2_datafield,Support_ten*(INDEX(Individual_Slots,AE71)-1)+5,1),\"\")","v":""},{"$f":"IFERROR(INDEX(Network!$N$45:$N$78,AC71),\"\")","v":""},{"$f":"IFERROR(INDEX(Centralised!$BM$46:$BM$60,AD71),\"\")","v":""},null,null,null,null,null,null,null,null,null,{"$f":"IF(E71=\"\",\"\",MATCH(E71,[0]!Network_Performance,0))","v":""},{"$f":"IF(F71=\"\",\"\",MATCH(F71,[0]!Centralised_Names,0))","v":""},{"$f":"IF(H71=\"\",\"\",MATCH(H71,[0]!Individual_Names,0))","v":""},"53 - <Empty>"]
[null,54,null,null,null,null,null,null,null,null,null,null,null,null,{"$f":"IFERROR(INDEX(Network!$M$45:$M$78,AC72),\"\")","v":""},{"$f":"IFERROR(INDEX(CentralisedC2_datafield,Support_ten*(INDEX(Centralised_Slots,AD72)-1)+2,1),\"\")","v":""},{"$f":"IFERROR(INDEX(IndividualC2_datafield,Support_ten*(INDEX(Individual_Slots,AE72)-1)+5,1),\"\")","v":""},{"$f":"IFERROR(INDEX(Network!$N$45:$N$78,AC72),\"\")","v":""},{"$f":"IFERROR(INDEX(Centralised!$BM$46:$BM$60,AD72),\"\")","v":""},null,null,null,null,null,null,null,null,null,{"$f":"IF(E72=\"\",\"\",MATCH(E72,[0]!Network_Performance,0))","v":""},{"$f":"IF(F72=\"\",\"\",MATCH(F72,[0]!Centralised_Names,0))","v":""},{"$f":"IF(H72=\"\",\"\",MATCH(H72,[0]!Individual_Names,0))","v":""},"54 - <Empty>"]
[null,55,null,null,null,null,null,null,null,null,null,null,null,null,{"$f":"IFERROR(INDEX(Network!$M$45:$M$78,AC73),\"\")","v":""},{"$f":"IFERROR(INDEX(CentralisedC2_datafield,Support_ten*(INDEX(Centralised_Slots,AD73)-1)+2,1),\"\")","v":""},{"$f":"IFERROR(INDEX(IndividualC2_datafield,Support_ten*(INDEX(Individual_Slots,AE73)-1)+5,1),\"\")","v":""},{"$f":"IFERROR(INDEX(Network!$N$45:$N$78,AC73),\"\")","v":""},{"$f":"IFERROR(INDEX(Centralised!$BM$46:$BM$60,AD73),\"\")","v":""},null,null,null,null,null,null,null,null,null,{"$f":"IF(E73=\"\",\"\",MATCH(E73,[0]!Network_Performance,0))","v":""},{"$f":"IF(F73=\"\",\"\",MATCH(F73,[0]!Centralised_Names,0))","v":""},{"$f":"IF(H73=\"\",\"\",MATCH(H73,[0]!Individual_Names,0))","v":""},"55 - <Empty>"]
[null,56,null,null,null,null,null,null,null,null,null,null,null,null,{"$f":"IFERROR(INDEX(Network!$M$45:$M$78,AC74),\"\")","v":""},{"$f":"IFERROR(INDEX(CentralisedC2_datafield,Support_ten*(INDEX(Centralised_Slots,AD74)-1)+2,1),\"\")","v":""},{"$f":"IFERROR(INDEX(IndividualC2_datafield,Support_ten*(INDEX(Individual_Slots,AE74)-1)+5,1),\"\")","v":""},{"$f":"IFERROR(INDEX(Network!$N$45:$N$78,AC74),\"\")","v":""},{"$f":"IFERROR(INDEX(Centralised!$BM$46:$BM$60,AD74),\"\")","v":""},null,null,null,null,null,null,null,null,null,{"$f":"IF(E74=\"\",\"\",MATCH(E74,[0]!Network_Performance,0))","v":""},{"$f":"IF(F74=\"\",\"\",MATCH(F74,[0]!Centralised_Names,0))","v":""},{"$f":"IF(H74=\"\",\"\",MATCH(H74,[0]!Individual_Names,0))","v":""},"56 - <Empty>"]
[null,57,null,null,null,null,null,null,null,null,null,null,null,null,{"$f":"IFERROR(INDEX(Network!$M$45:$M$78,AC75),\"\")","v":""},{"$f":"IFERROR(INDEX(CentralisedC2_datafield,Support_ten*(INDEX(Centralised_Slots,AD75)-1)+2,1),\"\")","v":""},{"$f":"IFERROR(INDEX(IndividualC2_datafield,Support_ten*(INDEX(Individual_Slots,AE75)-1)+5,1),\"\")","v":""},{"$f":"IFERROR(INDEX(Network!$N$45:$N$78,AC75),\"\")","v":""},{"$f":"IFERROR(INDEX(Centralised!$BM$46:$BM$60,AD75),\"\")","v":""},null,null,null,null,null,null,null,null,null,{"$f":"IF(E75=\"\",\"\",MATCH(E75,[0]!Network_Performance,0))","v":""},{"$f":"IF(F75=\"\",\"\",MATCH(F75,[0]!Centralised_Names,0))","v":""},{"$f":"IF(H75=\"\",\"\",MATCH(H75,[0]!Individual_Names,0))","v":""},"57 - <Empty>"]
[null,58,null,null,null,null,null,null,null,null,null,null,null,null,{"$f":"IFERROR(INDEX(Network!$M$45:$M$78,AC76),\"\")","v":""},{"$f":"IFERROR(INDEX(CentralisedC2_datafield,Support_ten*(INDEX(Centralised_Slots,AD76)-1)+2,1),\"\")","v":""},{"$f":"IFERROR(INDEX(IndividualC2_datafield,Support_ten*(INDEX(Individual_Slots,AE76)-1)+5,1),\"\")","v":""},{"$f":"IFERROR(INDEX(Network!$N$45:$N$78,AC76),\"\")","v":""},{"$f":"IFERROR(INDEX(Centralised!$BM$46:$BM$60,AD76),\"\")","v":""},null,null,null,null,null,null,null,null,null,{"$f":"IF(E76=\"\",\"\",MATCH(E76,[0]!Network_Performance,0))","v":""},{"$f":"IF(F76=\"\",\"\",MATCH(F76,[0]!Centralised_Names,0))","v":""},{"$f":"IF(H76=\"\",\"\",MATCH(H76,[0]!Individual_Names,0))","v":""},"58 - <Empty>"]
[null,59,null,null,null,null,null,null,null,null,null,null,null,null,{"$f":"IFERROR(INDEX(Network!$M$45:$M$78,AC77),\"\")","v":""},{"$f":"IFERROR(INDEX(CentralisedC2_datafield,Support_ten*(INDEX(Centralised_Slots,AD77)-1)+2,1),\"\")","v":""},{"$f":"IFERROR(INDEX(IndividualC2_datafield,Support_ten*(INDEX(Individual_Slots,AE77)-1)+5,1),\"\")","v":""},{"$f":"IFERROR(INDEX(Network!$N$45:$N$78,AC77),\"\")","v":""},{"$f":"IFERROR(INDEX(Centralised!$BM$46:$BM$60,AD77),\"\")","v":""},null,null,null,null,null,null,null,null,null,{"$f":"IF(E77=\"\",\"\",MATCH(E77,[0]!Network_Performance,0))","v":""},{"$f":"IF(F77=\"\",\"\",MATCH(F77,[0]!Centralised_Names,0))","v":""},{"$f":"IF(H77=\"\",\"\",MATCH(H77,[0]!Individual_Names,0))","v":""},"59 - <Empty>"]
[null,60,null,null,null,null,null,null,null,null,null,null,null,null,{"$f":"IFERROR(INDEX(Network!$M$45:$M$78,AC78),\"\")","v":""},{"$f":"IFERROR(INDEX(CentralisedC2_datafield,Support_ten*(INDEX(Centralised_Slots,AD78)-1)+2,1),\"\")","v":""},{"$f":"IFERROR(INDEX(IndividualC2_datafield,Support_ten*(INDEX(Individual_Slots,AE78)-1)+5,1),\"\")","v":""},{"$f":"IFERROR(INDEX(Network!$N$45:$N$78,AC78),\"\")","v":""},{"$f":"IFERROR(INDEX(Centralised!$BM$46:$BM$60,AD78),\"\")","v":""},null,null,null,null,null,null,null,null,null,{"$f":"IF(E78=\"\",\"\",MATCH(E78,[0]!Network_Performance,0))","v":""},{"$f":"IF(F78=\"\",\"\",MATCH(F78,[0]!Centralised_Names,0))","v":""},{"$f":"IF(H78=\"\",\"\",MATCH(H78,[0]!Individual_Names,0))","v":""},"60 - <Empty>"]
[null,"Source:",{"$f":"Network!C42& \" & \" &Centralised!BI41","v":"Table N4 & Table C.A7"}]

{"sheet":"Storylines","index":7,"n_rows":137,"n_cols":14,"rows_kept":137,"cut":false,"hidden":false,"merged":[]}
["Storylines"]
["A \"storyline\" is a collection of scenarios that can be compared alongside each other."]
[]
[]
[null,"Table SL1","Storylines"]
[null,{"$f":"B26","v":"<Storyline 01>"}]
[null,{"$f":"B27","v":"<Storyline 02>"}]
[null,"<Storyline 03>"]
[null,"Basis storyline"]
[null,"<Storyline 05>"]
[null,"<Storyline 06>"]
[null,"<Storyline 07>"]
[null,"<Storyline 08>"]
[null,"<Storyline 09>"]
[null,"<Storyline 10>"]
[null,"<Storyline 11>"]
[null,"<Storyline 12>"]
[null,"<Storyline 13>"]
[null,"<Storyline 14>"]
[null,"<Storyline 15>"]
[null,{"$f":"\"Source: \" &B24","v":"Source: Table SL2"}]
[]
[]
[null,"Table SL2","Scenario composition of storyline"]
[null,null,"1st scenario","2nd scenario","3rd scenario","4th scenario","5th scenario","6th scenario","7th scenario","8th scenario","9th scenario","10th scenario"]
[null,"<Storyline 01>"]
[null,"<Storyline 02>"]
[null,"<Storyline 03>"]
[null,"Basis storyline","Excess heat","Heat pump air only","Heat pump + gas boiler","CHP Gas","Coal heat "]
[null,"<Storyline 05>"]
[null,"<Storyline 06>"]
[null,"<Storyline 07>"]
[null,"<Storyline 08>"]
[null,"<Storyline 09>"]
[null,"<Storyline 10>"]
[null,"<Storyline 11>"]
[null,"<Storyline 12>"]
[null,"<Storyline 13>"]
[null,"<Storyline 14>"]
[null,"<Storyline 15>"]
[]
[]
[null,"Table SL3","Results in storyline:",{"$f":"INDEX(Storylines!$B$6:$B$20,Graphics!$B$5)","v":"Basis storyline"}]
[null,"No.",1,{"$f":"C44+1","v":2},{"$f":"D44+1","v":3},4,5,6,7,8,9,10]
[null,"Name",{"$f":"IF(INDEX(Storylines!$C$26:$L$40,Graphics!$B$5,C$44)=0,\"\",INDEX(Storylines!$C$26:$L$40,Graphics!$B$5,C$44))","v":"Excess heat"},{"$f":"IF(INDEX(Storylines!$C$26:$L$40,Graphics!$B$5,D$44)=0,\"\",INDEX(Storylines!$C$26:$L$40,Graphics!$B$5,D$44))","v":"Heat pump air only"},{"$f":"IF(INDEX(Storylines!$C$26:$L$40,Graphics!$B$5,E$44)=0,\"\",INDEX(Storylines!$C$26:$L$40,Graphics!$B$5,E$44))","v":"Heat pump + gas boiler"},{"$f":"IF(INDEX(Storylines!$C$26:$L$40,Graphics!$B$5,F$44)=0,\"\",INDEX(Storylines!$C$26:$L$40,Graphics!$B$5,F$44))","v":"CHP Gas"},{"$f":"IF(INDEX(Storylines!$C$26:$L$40,Graphics!$B$5,G$44)=0,\"\",INDEX(Storylines!$C$26:$L$40,Graphics!$B$5,G$44))","v":"Coal heat "},{"$f":"IF(INDEX(Storylines!$C$26:$L$40,Graphics!$B$5,H$44)=0,\"\",INDEX(Storylines!$C$26:$L$40,Graphics!$B$5,H$44))","v":""},{"$f":"IF(INDEX(Storylines!$C$26:$L$40,Graphics!$B$5,I$44)=0,\"\",INDEX(Storylines!$C$26:$L$40,Graphics!$B$5,I$44))","v":""},{"$f":"IF(INDEX(Storylines!$C$26:$L$40,Graphics!$B$5,J$44)=0,\"\",INDEX(Storylines!$C$26:$L$40,Graphics!$B$5,J$44))","v":""},{"$f":"IF(INDEX(Storylines!$C$26:$L$40,Graphics!$B$5,K$44)=0,\"\",INDEX(Storylines!$C$26:$L$40,Graphics!$B$5,K$44))","v":""},{"$f":"IF(INDEX(Storylines!$C$26:$L$40,Graphics!$B$5,L$44)=0,\"\",INDEX(Storylines!$C$26:$L$40,Graphics!$B$5,L$44))","v":""}]
[null,"Offset",{"$f":"IF(C45=\"\",\"\",MATCH(C45,Scenarios!$C$19:$C$78,0))","v":1},{"$f":"IF(D45=\"\",\"\",MATCH(D45,Scenarios!$C$19:$C$78,0))","v":2},{"$f":"IF(E45=\"\",\"\",MATCH(E45,Scenarios!$C$19:$C$78,0))","v":3},{"$f":"IF(F45=\"\",\"\",MATCH(F45,Scenarios!$C$19:$C$78,0))","v":4},{"$f":"IF(G45=\"\",\"\",MATCH(G45,Scenarios!$C$19:$C$78,0))","v":5},{"$f":"IF(H45=\"\",\"\",MATCH(H45,Scenarios!$C$19:$C$78,0))","v":""},{"$f":"IF(I45=\"\",\"\",MATCH(I45,Scenarios!$C$19:$C$78,0))","v":""},{"$f":"IF(J45=\"\",\"\",MATCH(J45,Scenarios!$C$19:$C$78,0))","v":""},{"$f":"IF(K45=\"\",\"\",MATCH(K45,Scenarios!$C$19:$C$78,0))","v":""},{"$f":"IF(L45=\"\",\"\",MATCH(L45,Scenarios!$C$19:$C$78,0))","v":""}]
[null,"Interest rate",{"$f":"IF(C46=\"\",\"\",INDEX(Scenarios!$T$19:$T$78,C$46))","v":2.3E-2},{"$f":"IF(D46=\"\",\"\",INDEX(Scenarios!$T$19:$T$78,D$46))","v":2.3E-2},{"$f":"IF(E46=\"\",\"\",INDEX(Scenarios!$T$19:$T$78,E$46))","v":2.3E-2},{"$f":"IF(F46=\"\",\"\",INDEX(Scenarios!$T$19:$T$78,F$46))","v":2.3E-2},{"$f":"IF(G46=\"\",\"\",INDEX(Scenarios!$T$19:$T$78,G$46))","v":2.3E-2},{"$f":"IF(H46=\"\",\"\",INDEX(Scenarios!$T$19:$T$78,H$46))","v":""},{"$f":"IF(I46=\"\",\"\",INDEX(Scenarios!$T$19:$T$78,I$46))","v":""},{"$f":"IF(J46=\"\",\"\",INDEX(Scenarios!$T$19:$T$78,J$46))","v":""},{"$f":"IF(K46=\"\",\"\",INDEX(Scenarios!$T$19:$T$78,K$46))","v":""},{"$f":"IF(L46=\"\",\"\",INDEX(Scenarios!$T$19:$T$78,L$46))","v":""}]
[null,"Households",{"$f":"IF(C$46=\"\",\"\",INDEX(Results!$G11:$BN11,Storylines!C$46))","v":44400},{"$f":"IF(D$46=\"\",\"\",INDEX(Results!$G11:$BN11,Storylines!D$46))","v":44400},{"$f":"IF(E$46=\"\",\"\",INDEX(Results!$G11:$BN11,Storylines!E$46))","v":44400},{"$f":"IF(F$46=\"\",\"\",INDEX(Results!$G11:$BN11,Storylines!F$46))","v":44400},{"$f":"IF(G$46=\"\",\"\",INDEX(Results!$G11:$BN11,Storylines!G$46))","v":44400},{"$f":"IF(H$46=\"\",\"\",INDEX(Results!$G11:$BN11,Storylines!H$46))","v":""},{"$f":"IF(I$46=\"\",\"\",INDEX(Results!$G11:$BN11,Storylines!I$46))","v":""},{"$f":"IF(J$46=\"\",\"\",INDEX(Results!$G11:$BN11,Storylines!J$46))","v":""},{"$f":"IF(K$46=\"\",\"\",INDEX(Results!$G11:$BN11,Storylines!K$46))","v":""},{"$f":"IF(L$46=\"\",\"\",INDEX(Results!$G11:$BN11,Storylines!L$46))","v":""}]
[null,"Energy",{"$f":"IF(C$46=\"\",\"\",INDEX(Results!$G12:$BN12,Storylines!C$46))","v":333},{"$f":"IF(D$46=\"\",\"\",INDEX(Results!$G12:$BN12,Storylines!D$46))","v":333},{"$f":"IF(E$46=\"\",\"\",INDEX(Results!$G12:$BN12,Storylines!E$46))","v":333},{"$f":"IF(F$46=\"\",\"\",INDEX(Results!$G12:$BN12,Storylines!F$46))","v":333},{"$f":"IF(G$46=\"\",\"\",INDEX(Results!$G12:$BN12,Storylines!G$46))","v":333},{"$f":"IF(H$46=\"\",\"\",INDEX(Results!$G12:$BN12,Storylines!H$46))","v":""},{"$f":"IF(I$46=\"\",\"\",INDEX(Results!$G12:$BN12,Storylines!I$46))","v":""},{"$f":"IF(J$46=\"\",\"\",INDEX(Results!$G12:$BN12,Storylines!J$46))","v":""},{"$f":"IF(K$46=\"\",\"\",INDEX(Results!$G12:$BN12,Storylines!K$46))","v":""},{"$f":"IF(L$46=\"\",\"\",INDEX(Results!$G12:$BN12,Storylines!L$46))","v":""}]
[null,"NPV replacement factor",{"$f":"IF(C$46=\"\",\"\",INDEX(Results!$G13:$BN13,Storylines!C$46))","v":0.44641653572271245},{"$f":"IF(D$46=\"\",\"\",INDEX(Results!$G13:$BN13,Storylines!D$46))","v":0.44641653572271245},{"$f":"IF(E$46=\"\",\"\",INDEX(Results!$G13:$BN13,Storylines!E$46))","v":0.44641653572271245},{"$f":"IF(F$46=\"\",\"\",INDEX(Results!$G13:$BN13,Storylines!F$46))","v":0.44641653572271245},{"$f":"IF(G$46=\"\",\"\",INDEX(Results!$G13:$BN13,Storylines!G$46))","v":0.44641653572271245},{"$f":"IF(H$46=\"\",\"\",INDEX(Results!$G13:$BN13,Storylines!H$46))","v":""},{"$f":"IF(I$46=\"\",\"\",INDEX(Results!$G13:$BN13,Storylines!I$46))","v":""},{"$f":"IF(J$46=\"\",\"\",INDEX(Results!$G13:$BN13,Storylines!J$46))","v":""},{"$f":"IF(K$46=\"\",\"\",INDEX(Results!$G13:$BN13,Storylines!K$46))","v":""},{"$f":"IF(L$46=\"\",\"\",INDEX(Results!$G13:$BN13,Storylines!L$46))","v":""}]
[null,"Heat production - NPV",{"$f":"IF(C$46=\"\",\"\",INDEX(Results!$G14:$BN14,Storylines!C$46))","v":9112.0409554483667},{"$f":"IF(D$46=\"\",\"\",INDEX(Results!$G14:$BN14,Storylines!D$46))","v":9112.0409554483667},{"$f":"IF(E$46=\"\",\"\",INDEX(Results!$G14:$BN14,Storylines!E$46))","v":9112.0409554483667},{"$f":"IF(F$46=\"\",\"\",INDEX(Results!$G14:$BN14,Storylines!F$46))","v":9112.0409554483667},{"$f":"IF(G$46=\"\",\"\",INDEX(Results!$G14:$BN14,Storylines!G$46))","v":9112.0409554483667},{"$f":"IF(H$46=\"\",\"\",INDEX(Results!$G14:$BN14,Storylines!H$46))","v":""},{"$f":"IF(I$46=\"\",\"\",INDEX(Results!$G14:$BN14,Storylines!I$46))","v":""},{"$f":"IF(J$46=\"\",\"\",INDEX(Results!$G14:$BN14,Storylines!J$46))","v":""},{"$f":"IF(K$46=\"\",\"\",INDEX(Results!$G14:$BN14,Storylines!K$46))","v":""},{"$f":"IF(L$46=\"\",\"\",INDEX(Results!$G14:$BN14,Storylines!L$46))","v":""}]
[0,"DH network CAPEX initial",{"$f":"IF(C$46=\"\",\"\",INDEX(Results!$G15:$BN15,Storylines!C$46))","v":43.308575461042246},{"$f":"IF(D$46=\"\",\"\",INDEX(Results!$G15:$BN15,Storylines!D$46))","v":43.308575461042246},{"$f":"IF(E$46=\"\",\"\",INDEX(Results!$G15:$BN15,Storylines!E$46))","v":43.308575461042246},{"$f":"IF(F$46=\"\",\"\",INDEX(Results!$G15:$BN15,Storylines!F$46))","v":43.308575461042246},{"$f":"IF(G$46=\"\",\"\",INDEX(Results!$G15:$BN15,Storylines!G$46))","v":43.308575461042246},{"$f":"IF(H$46=\"\",\"\",INDEX(Results!$G15:$BN15,Storylines!H$46))","v":""},{"$f":"IF(I$46=\"\",\"\",INDEX(Results!$G15:$BN15,Storylines!I$46))","v":""},{"$f":"IF(J$46=\"\",\"\",INDEX(Results!$G15:$BN15,Storylines!J$46))","v":""},{"$f":"IF(K$46=\"\",\"\",INDEX(Results!$G15:$BN15,Storylines!K$46))","v":""},{"$f":"IF(L$46=\"\",\"\",INDEX(Results!$G15:$BN15,Storylines!L$46))","v":""}]
[0,"DH plant CAPEX initial",{"$f":"IF(C$46=\"\",\"\",INDEX(Results!$G16:$BN16,Storylines!C$46))","v":12.761904761904761},{"$f":"IF(D$46=\"\",\"\",INDEX(Results!$G16:$BN16,Storylines!D$46))","v":117.16666666666667},{"$f":"IF(E$46=\"\",\"\",INDEX(Results!$G16:$BN16,Storylines!E$46))","v":57.984523809523807},{"$f":"IF(F$46=\"\",\"\",INDEX(Results!$G16:$BN16,Storylines!F$46))","v":59.547619047619044},{"$f":"IF(G$46=\"\",\"\",INDEX(Results!$G16:$BN16,Storylines!G$46))","v":161.42857142857144},{"$f":"IF(H$46=\"\",\"\",INDEX(Results!$G16:$BN16,Storylines!H$46))","v":""},{"$f":"IF(I$46=\"\",\"\",INDEX(Results!$G16:$BN16,Storylines!I$46))","v":""},{"$f":"IF(J$46=\"\",\"\",INDEX(Results!$G16:$BN16,Storylines!J$46))","v":""},{"$f":"IF(K$46=\"\",\"\",INDEX(Results!$G16:$BN16,Storylines!K$46))","v":""},{"$f":"IF(L$46=\"\",\"\",INDEX(Results!$G16:$BN16,Storylines!L$46))","v":""}]
[1,"DH network CAPEX",{"$f":"IF(C$46=\"\",\"\",INDEX(Results!$G17:$BN17,Storylines!C$46))","v":37.19551742362161},{"$f":"IF(D$46=\"\",\"\",INDEX(Results!$G17:$BN17,Storylines!D$46))","v":37.19551742362161},{"$f":"IF(E$46=\"\",\"\",INDEX(Results!$G17:$BN17,Storylines!E$46))","v":37.19551742362161},{"$f":"IF(F$46=\"\",\"\",INDEX(Results!$G17:$BN17,Storylines!F$46))","v":37.19551742362161},{"$f":"IF(G$46=\"\",\"\",INDEX(Results!$G17:$BN17,Storylines!G$46))","v":37.19551742362161},{"$f":"IF(H$46=\"\",\"\",INDEX(Results!$G17:$BN17,Storylines!H$46))","v":""},{"$f":"IF(I$46=\"\",\"\",INDEX(Results!$G17:$BN17,Storylines!I$46))","v":""},{"$f":"IF(J$46=\"\",\"\",INDEX(Results!$G17:$BN17,Storylines!J$46))","v":""},{"$f":"IF(K$46=\"\",\"\",INDEX(Results!$G17:$BN17,Storylines!K$46))","v":""},{"$f":"IF(L$46=\"\",\"\",INDEX(Results!$G17:$BN17,Storylines!L$46))","v":""}]
[2,"DH production CAPEX",{"$f":"IF(C$46=\"\",\"\",INDEX(Results!$G18:$BN18,Storylines!C$46))","v":10.692718685709822},{"$f":"IF(D$46=\"\",\"\",INDEX(Results!$G18:$BN18,Storylines!D$46))","v":43.117170331739715},{"$f":"IF(E$46=\"\",\"\",INDEX(Results!$G18:$BN18,Storylines!E$46))","v":21.338224094168318},{"$f":"IF(F$46=\"\",\"\",INDEX(Results!$G18:$BN18,Storylines!F$46))","v":109.58633638389291},{"$f":"IF(G$46=\"\",\"\",INDEX(Results!$G18:$BN18,Storylines!G$46))","v":215.66096771863417},{"$f":"IF(H$46=\"\",\"\",INDEX(Results!$G18:$BN18,Storylines!H$46))","v":""},{"$f":"IF(I$46=\"\",\"\",INDEX(Results!$G18:$BN18,Storylines!I$46))","v":""},{"$f":"IF(J$46=\"\",\"\",INDEX(Results!$G18:$BN18,Storylines!J$46))","v":""},{"$f":"IF(K$46=\"\",\"\",INDEX(Results!$G18:$BN18,Storylines!K$46))","v":""},{"$f":"IF(L$46=\"\",\"\",INDEX(Results!$G18:$BN18,Storylines!L$46))","v":""}]
[3,"DH Fixed OPEX",{"$f":"IF(C$46=\"\",\"\",INDEX(Results!$G19:$BN19,Storylines!C$46))","v":10.542552024551116},{"$f":"IF(D$46=\"\",\"\",INDEX(Results!$G19:$BN19,Storylines!D$46))","v":80.595738587136907},{"$f":"IF(E$46=\"\",\"\",INDEX(Results!$G19:$BN19,Storylines!E$46))","v":41.326061874702049},{"$f":"IF(F$46=\"\",\"\",INDEX(Results!$G19:$BN19,Storylines!F$46))","v":28.675387200371418},{"$f":"IF(G$46=\"\",\"\",INDEX(Results!$G19:$BN19,Storylines!G$46))","v":77.941091517396828},{"$f":"IF(H$46=\"\",\"\",INDEX(Results!$G19:$BN19,Storylines!H$46))","v":""},{"$f":"IF(I$46=\"\",\"\",INDEX(Results!$G19:$BN19,Storylines!I$46))","v":""},{"$f":"IF(J$46=\"\",\"\",INDEX(Results!$G19:$BN19,Storylines!J$46))","v":""},{"$f":"IF(K$46=\"\",\"\",INDEX(Results!$G19:$BN19,Storylines!K$46))","v":""},{"$f":"IF(L$46=\"\",\"\",INDEX(Results!$G19:$BN19,Storylines!L$46))","v":""}]
[4,"DH Variable OPEX",{"$f":"IF(C$46=\"\",\"\",INDEX(Results!$G20:$BN20,Storylines!C$46))","v":34.073731194429818},{"$f":"IF(D$46=\"\",\"\",INDEX(Results!$G20:$BN20,Storylines!D$46))","v":29.836975116145148},{"$f":"IF(E$46=\"\",\"\",INDEX(Results!$G20:$BN20,Storylines!E$46))","v":31.583073280643774},{"$f":"IF(F$46=\"\",\"\",INDEX(Results!$G20:$BN20,Storylines!F$46))","v":137.34708254820109},{"$f":"IF(G$46=\"\",\"\",INDEX(Results!$G20:$BN20,Storylines!G$46))","v":95.277675382611392},{"$f":"IF(H$46=\"\",\"\",INDEX(Results!$G20:$BN20,Storylines!H$46))","v":""},{"$f":"IF(I$46=\"\",\"\",INDEX(Results!$G20:$BN20,Storylines!I$46))","v":""},{"$f":"IF(J$46=\"\",\"\",INDEX(Results!$G20:$BN20,Storylines!J$46))","v":""},{"$f":"IF(K$46=\"\",\"\",INDEX(Results!$G20:$BN20,Storylines!K$46))","v":""},{"$f":"IF(L$46=\"\",\"\",INDEX(Results!$G20:$BN20,Storylines!L$46))","v":""}]
[5,"DH energy cost",{"$f":"IF(C$46=\"\",\"\",INDEX(Results!$G21:$BN21,Storylines!C$46))","v":35.353249252849793},{"$f":"IF(D$46=\"\",\"\",INDEX(Results!$G21:$BN21,Storylines!D$46))","v":329.25057546636287},{"$f":"IF(E$46=\"\",\"\",INDEX(Results!$G21:$BN21,Storylines!E$46))","v":325.90233458677307},{"$f":"IF(F$46=\"\",\"\",INDEX(Results!$G21:$BN21,Storylines!F$46))","v":732.27839184370896},{"$f":"IF(G$46=\"\",\"\",INDEX(Results!$G21:$BN21,Storylines!G$46))","v":153.36139519958218},{"$f":"IF(H$46=\"\",\"\",INDEX(Results!$G21:$BN21,Storylines!H$46))","v":""},{"$f":"IF(I$46=\"\",\"\",INDEX(Results!$G21:$BN21,Storylines!I$46))","v":""},{"$f":"IF(J$46=\"\",\"\",INDEX(Results!$G21:$BN21,Storylines!J$46))","v":""},{"$f":"IF(K$46=\"\",\"\",INDEX(Results!$G21:$BN21,Storylines!K$46))","v":""},{"$f":"IF(L$46=\"\",\"\",INDEX(Results!$G21:$BN21,Storylines!L$46))","v":""}]
[6,"DH electricity income",{"$f":"IF(C$46=\"\",\"\",INDEX(Results!$G22:$BN22,Storylines!C$46))","v":0},{"$f":"IF(D$46=\"\",\"\",INDEX(Results!$G22:$BN22,Storylines!D$46))","v":0},{"$f":"IF(E$46=\"\",\"\",INDEX(Results!$G22:$BN22,Storylines!E$46))","v":0},{"$f":"IF(F$46=\"\",\"\",INDEX(Results!$G22:$BN22,Storylines!F$46))","v":-350.15913627691856},{"$f":"IF(G$46=\"\",\"\",INDEX(Results!$G22:$BN22,Storylines!G$46))","v":-292.8603685225138},{"$f":"IF(H$46=\"\",\"\",INDEX(Results!$G22:$BN22,Storylines!H$46))","v":""},{"$f":"IF(I$46=\"\",\"\",INDEX(Results!$G22:$BN22,Storylines!I$46))","v":""},{"$f":"IF(J$46=\"\",\"\",INDEX(Results!$G22:$BN22,Storylines!J$46))","v":""},{"$f":"IF(K$46=\"\",\"\",INDEX(Results!$G22:$BN22,Storylines!K$46))","v":""},{"$f":"IF(L$46=\"\",\"\",INDEX(Results!$G22:$BN22,Storylines!L$46))","v":""}]
[7,"DH Externalities",{"$f":"IF(C$46=\"\",\"\",INDEX(Results!$G23:$BN23,Storylines!C$46))","v":105.85912482823011},{"$f":"IF(D$46=\"\",\"\",INDEX(Results!$G23:$BN23,Storylines!D$46))","v":0},{"$f":"IF(E$46=\"\",\"\",INDEX(Results!$G23:$BN23,Storylines!E$46))","v":105.85912482823012},{"$f":"IF(F$46=\"\",\"\",INDEX(Results!$G23:$BN23,Storylines!F$46))","v":173.94051675667509},{"$f":"IF(G$46=\"\",\"\",INDEX(Results!$G23:$BN23,Storylines!G$46))","v":1698.3625445436105},{"$f":"IF(H$46=\"\",\"\",INDEX(Results!$G23:$BN23,Storylines!H$46))","v":""},{"$f":"IF(I$46=\"\",\"\",INDEX(Results!$G23:$BN23,Storylines!I$46))","v":""},{"$f":"IF(J$46=\"\",\"\",INDEX(Results!$G23:$BN23,Storylines!J$46))","v":""},{"$f":"IF(K$46=\"\",\"\",INDEX(Results!$G23:$BN23,Storylines!K$46))","v":""},{"$f":"IF(L$46=\"\",\"\",INDEX(Results!$G23:$BN23,Storylines!L$46))","v":""}]
[null,"DH GHG",{"$f":"IF(C$46=\"\",\"\",INDEX(Results!$G24:$BN24,Storylines!C$46))","v":324893.99104229413},{"$f":"IF(D$46=\"\",\"\",INDEX(Results!$G24:$BN24,Storylines!D$46))","v":0},{"$f":"IF(E$46=\"\",\"\",INDEX(Results!$G24:$BN24,Storylines!E$46))","v":324893.99104229419},{"$f":"IF(F$46=\"\",\"\",INDEX(Results!$G24:$BN24,Storylines!F$46))","v":281663.28582443681},{"$f":"IF(G$46=\"\",\"\",INDEX(Results!$G24:$BN24,Storylines!G$46))","v":4772072.4642940667},{"$f":"IF(H$46=\"\",\"\",INDEX(Results!$G24:$BN24,Storylines!H$46))","v":""},{"$f":"IF(I$46=\"\",\"\",INDEX(Results!$G24:$BN24,Storylines!I$46))","v":""},{"$f":"IF(J$46=\"\",\"\",INDEX(Results!$G24:$BN24,Storylines!J$46))","v":""},{"$f":"IF(K$46=\"\",\"\",INDEX(Results!$G24:$BN24,Storylines!K$46))","v":""},{"$f":"IF(L$46=\"\",\"\",INDEX(Results!$G24:$BN24,Storylines!L$46))","v":""}]
[1,"Non-DH CAPEX",{"$f":"IF(C$46=\"\",\"\",INDEX(Results!$G25:$BN25,Storylines!C$46))","v":70.764552401041882},{"$f":"IF(D$46=\"\",\"\",INDEX(Results!$G25:$BN25,Storylines!D$46))","v":70.764552401041882},{"$f":"IF(E$46=\"\",\"\",INDEX(Results!$G25:$BN25,Storylines!E$46))","v":70.764552401041882},{"$f":"IF(F$46=\"\",\"\",INDEX(Results!$G25:$BN25,Storylines!F$46))","v":70.764552401041882},{"$f":"IF(G$46=\"\",\"\",INDEX(Results!$G25:$BN25,Storylines!G$46))","v":70.764552401041882},{"$f":"IF(H$46=\"\",\"\",INDEX(Results!$G25:$BN25,Storylines!H$46))","v":""},{"$f":"IF(I$46=\"\",\"\",INDEX(Results!$G25:$BN25,Storylines!I$46))","v":""},{"$f":"IF(J$46=\"\",\"\",INDEX(Results!$G25:$BN25,Storylines!J$46))","v":""},{"$f":"IF(K$46=\"\",\"\",INDEX(Results!$G25:$BN25,Storylines!K$46))","v":""},{"$f":"IF(L$46=\"\",\"\",INDEX(Results!$G25:$BN25,Storylines!L$46))","v":""}]
[2,"Non-DH Fixed OPEX",{"$f":"IF(C$46=\"\",\"\",INDEX(Results!$G26:$BN26,Storylines!C$46))","v":47.764894760143434},{"$f":"IF(D$46=\"\",\"\",INDEX(Results!$G26:$BN26,Storylines!D$46))","v":47.764894760143434},{"$f":"IF(E$46=\"\",\"\",INDEX(Results!$G26:$BN26,Storylines!E$46))","v":47.764894760143434},{"$f":"IF(F$46=\"\",\"\",INDEX(Results!$G26:$BN26,Storylines!F$46))","v":47.764894760143434},{"$f":"IF(G$46=\"\",\"\",INDEX(Results!$G26:$BN26,Storylines!G$46))","v":47.764894760143434},{"$f":"IF(H$46=\"\",\"\",INDEX(Results!$G26:$BN26,Storylines!H$46))","v":""},{"$f":"IF(I$46=\"\",\"\",INDEX(Results!$G26:$BN26,Storylines!I$46))","v":""},{"$f":"IF(J$46=\"\",\"\",INDEX(Results!$G26:$BN26,Storylines!J$46))","v":""},{"$f":"IF(K$46=\"\",\"\",INDEX(Results!$G26:$BN26,Storylines!K$46))","v":""},{"$f":"IF(L$46=\"\",\"\",INDEX(Results!$G26:$BN26,Storylines!L$46))","v":""}]
[3,"Non-DH Variable OPEX",{"$f":"IF(C$46=\"\",\"\",INDEX(Results!$G27:$BN27,Storylines!C$46))","v":0},{"$f":"IF(D$46=\"\",\"\",INDEX(Results!$G27:$BN27,Storylines!D$46))","v":0},{"$f":"IF(E$46=\"\",\"\",INDEX(Results!$G27:$BN27,Storylines!E$46))","v":0},{"$f":"IF(F$46=\"\",\"\",INDEX(Results!$G27:$BN27,Storylines!F$46))","v":0},{"$f":"IF(G$46=\"\",\"\",INDEX(Results!$G27:$BN27,Storylines!G$46))","v":0},{"$f":"IF(H$46=\"\",\"\",INDEX(Results!$G27:$BN27,Storylines!H$46))","v":""},{"$f":"IF(I$46=\"\",\"\",INDEX(Results!$G27:$BN27,Storylines!I$46))","v":""},{"$f":"IF(J$46=\"\",\"\",INDEX(Results!$G27:$BN27,Storylines!J$46))","v":""},{"$f":"IF(K$46=\"\",\"\",INDEX(Results!$G27:$BN27,Storylines!K$46))","v":""},{"$f":"IF(L$46=\"\",\"\",INDEX(Results!$G27:$BN27,Storylines!L$46))","v":""}]
[4,"Non-DH energy cost",{"$f":"IF(C$46=\"\",\"\",INDEX(Results!$G28:$BN28,Storylines!C$46))","v":207.84454656140301},{"$f":"IF(D$46=\"\",\"\",INDEX(Results!$G28:$BN28,Storylines!D$46))","v":207.84454656140301},{"$f":"IF(E$46=\"\",\"\",INDEX(Results!$G28:$BN28,Storylines!E$46))","v":207.84454656140301},{"$f":"IF(F$46=\"\",\"\",INDEX(Results!$G28:$BN28,Storylines!F$46))","v":228.62900121754342},{"$f":"IF(G$46=\"\",\"\",INDEX(Results!$G28:$BN28,Storylines!G$46))","v":228.62900121754342},{"$f":"IF(H$46=\"\",\"\",INDEX(Results!$G28:$BN28,Storylines!H$46))","v":""},{"$f":"IF(I$46=\"\",\"\",INDEX(Results!$G28:$BN28,Storylines!I$46))","v":""},{"$f":"IF(J$46=\"\",\"\",INDEX(Results!$G28:$BN28,Storylines!J$46))","v":""},{"$f":"IF(K$46=\"\",\"\",INDEX(Results!$G28:$BN28,Storylines!K$46))","v":""},{"$f":"IF(L$46=\"\",\"\",INDEX(Results!$G28:$BN28,Storylines!L$46))","v":""}]
[5,"Non-DH distr. cost",{"$f":"IF(C$46=\"\",\"\",INDEX(Results!$G29:$BN29,Storylines!C$46))","v":85.525856054516197},{"$f":"IF(D$46=\"\",\"\",INDEX(Results!$G29:$BN29,Storylines!D$46))","v":85.525856054516197},{"$f":"IF(E$46=\"\",\"\",INDEX(Results!$G29:$BN29,Storylines!E$46))","v":85.525856054516197},{"$f":"IF(F$46=\"\",\"\",INDEX(Results!$G29:$BN29,Storylines!F$46))","v":85.525856054516197},{"$f":"IF(G$46=\"\",\"\",INDEX(Results!$G29:$BN29,Storylines!G$46))","v":85.525856054516197},{"$f":"IF(H$46=\"\",\"\",INDEX(Results!$G29:$BN29,Storylines!H$46))","v":""},{"$f":"IF(I$46=\"\",\"\",INDEX(Results!$G29:$BN29,Storylines!I$46))","v":""},{"$f":"IF(J$46=\"\",\"\",INDEX(Results!$G29:$BN29,Storylines!J$46))","v":""},{"$f":"IF(K$46=\"\",\"\",INDEX(Results!$G29:$BN29,Storylines!K$46))","v":""},{"$f":"IF(L$46=\"\",\"\",INDEX(Results!$G29:$BN29,Storylines!L$46))","v":""}]
[6,"Non-DH Externalities",{"$f":"IF(C$46=\"\",\"\",INDEX(Results!$G30:$BN30,Storylines!C$46))","v":635.87721348999514},{"$f":"IF(D$46=\"\",\"\",INDEX(Results!$G30:$BN30,Storylines!D$46))","v":635.87721348999514},{"$f":"IF(E$46=\"\",\"\",INDEX(Results!$G30:$BN30,Storylines!E$46))","v":635.87721348999514},{"$f":"IF(F$46=\"\",\"\",INDEX(Results!$G30:$BN30,Storylines!F$46))","v":635.87721348999514},{"$f":"IF(G$46=\"\",\"\",INDEX(Results!$G30:$BN30,Storylines!G$46))","v":635.87721348999514},{"$f":"IF(H$46=\"\",\"\",INDEX(Results!$G30:$BN30,Storylines!H$46))","v":""},{"$f":"IF(I$46=\"\",\"\",INDEX(Results!$G30:$BN30,Storylines!I$46))","v":""},{"$f":"IF(J$46=\"\",\"\",INDEX(Results!$G30:$BN30,Storylines!J$46))","v":""},{"$f":"IF(K$46=\"\",\"\",INDEX(Results!$G30:$BN30,Storylines!K$46))","v":""},{"$f":"IF(L$46=\"\",\"\",INDEX(Results!$G30:$BN30,Storylines!L$46))","v":""}]
[null,"Non-DH GHG",{"$f":"IF(C$46=\"\",\"\",INDEX(Results!$G31:$BN31,Storylines!C$46))","v":1910077.451884195},{"$f":"IF(D$46=\"\",\"\",INDEX(Results!$G31:$BN31,Storylines!D$46))","v":1910077.451884195},{"$f":"IF(E$46=\"\",\"\",INDEX(Results!$G31:$BN31,Storylines!E$46))","v":1910077.451884195},{"$f":"IF(F$46=\"\",\"\",INDEX(Results!$G31:$BN31,Storylines!F$46))","v":1910077.451884195},{"$f":"IF(G$46=\"\",\"\",INDEX(Results!$G31:$BN31,Storylines!G$46))","v":1910077.451884195},{"$f":"IF(H$46=\"\",\"\",INDEX(Results!$G31:$BN31,Storylines!H$46))","v":""},{"$f":"IF(I$46=\"\",\"\",INDEX(Results!$G31:$BN31,Storylines!I$46))","v":""},{"$f":"IF(J$46=\"\",\"\",INDEX(Results!$G31:$BN31,Storylines!J$46))","v":""},{"$f":"IF(K$46=\"\",\"\",INDEX(Results!$G31:$BN31,Storylines!K$46))","v":""},{"$f":"IF(L$46=\"\",\"\",INDEX(Results!$G31:$BN31,Storylines!L$46))","v":""}]
[null,"DH advantage NPV",{"$f":"IF(C$46=\"\",\"\",INDEX(Results!$G32:$BN32,Storylines!C$46))","v":814.06016985770748},{"$f":"IF(D$46=\"\",\"\",INDEX(Results!$G32:$BN32,Storylines!D$46))","v":527.78108634209343},{"$f":"IF(E$46=\"\",\"\",INDEX(Results!$G32:$BN32,Storylines!E$46))","v":484.5727271789608},{"$f":"IF(F$46=\"\",\"\",INDEX(Results!$G32:$BN32,Storylines!F$46))","v":199.69742204368731},{"$f":"IF(G$46=\"\",\"\",INDEX(Results!$G32:$BN32,Storylines!G$46))","v":0},{"$f":"IF(H$46=\"\",\"\",INDEX(Results!$G32:$BN32,Storylines!H$46))","v":""},{"$f":"IF(I$46=\"\",\"\",INDEX(Results!$G32:$BN32,Storylines!I$46))","v":""},{"$f":"IF(J$46=\"\",\"\",INDEX(Results!$G32:$BN32,Storylines!J$46))","v":""},{"$f":"IF(K$46=\"\",\"\",INDEX(Results!$G32:$BN32,Storylines!K$46))","v":""},{"$f":"IF(L$46=\"\",\"\",INDEX(Results!$G32:$BN32,Storylines!L$46))","v":""}]
[null,"Non-DH advantage",{"$f":"IF(C$46=\"\",\"\",INDEX(Results!$G33:$BN33,Storylines!C$46))","v":0},{"$f":"IF(D$46=\"\",\"\",INDEX(Results!$G33:$BN33,Storylines!D$46))","v":0},{"$f":"IF(E$46=\"\",\"\",INDEX(Results!$G33:$BN33,Storylines!E$46))","v":0},{"$f":"IF(F$46=\"\",\"\",INDEX(Results!$G33:$BN33,Storylines!F$46))","v":0},{"$f":"IF(G$46=\"\",\"\",INDEX(Results!$G33:$BN33,Storylines!G$46))","v":916.37730533970307},{"$f":"IF(H$46=\"\",\"\",INDEX(Results!$G33:$BN33,Storylines!H$46))","v":""},{"$f":"IF(I$46=\"\",\"\",INDEX(Results!$G33:$BN33,Storylines!I$46))","v":""},{"$f":"IF(J$46=\"\",\"\",INDEX(Results!$G33:$BN33,Storylines!J$46))","v":""},{"$f":"IF(K$46=\"\",\"\",INDEX(Results!$G33:$BN33,Storylines!K$46))","v":""},{"$f":"IF(L$46=\"\",\"\",INDEX(Results!$G33:$BN33,Storylines!L$46))","v":""}]
[null,"DH consumer payment",{"$f":"IF(C$46=\"\",\"\",INDEX(Results!$G34:$BN34,Storylines!C$46))","v":365.01623449765663},{"$f":"IF(D$46=\"\",\"\",INDEX(Results!$G34:$BN34,Storylines!D$46))","v":365.01623449765663},{"$f":"IF(E$46=\"\",\"\",INDEX(Results!$G34:$BN34,Storylines!E$46))","v":365.01623449765663},{"$f":"IF(F$46=\"\",\"\",INDEX(Results!$G34:$BN34,Storylines!F$46))","v":383.53033181128779},{"$f":"IF(G$46=\"\",\"\",INDEX(Results!$G34:$BN34,Storylines!G$46))","v":383.53033181128779},{"$f":"IF(H$46=\"\",\"\",INDEX(Results!$G34:$BN34,Storylines!H$46))","v":""},{"$f":"IF(I$46=\"\",\"\",INDEX(Results!$G34:$BN34,Storylines!I$46))","v":""},{"$f":"IF(J$46=\"\",\"\",INDEX(Results!$G34:$BN34,Storylines!J$46))","v":""},{"$f":"IF(K$46=\"\",\"\",INDEX(Results!$G34:$BN34,Storylines!K$46))","v":""},{"$f":"IF(L$46=\"\",\"\",INDEX(Results!$G34:$BN34,Storylines!L$46))","v":""}]
[null,"Non-DH costs",{"$f":"IF(C$46=\"\",\"\",INDEX(Results!$G35:$BN35,Storylines!C$46))","v":411.89984977710458},{"$f":"IF(D$46=\"\",\"\",INDEX(Results!$G35:$BN35,Storylines!D$46))","v":411.89984977710458},{"$f":"IF(E$46=\"\",\"\",INDEX(Results!$G35:$BN35,Storylines!E$46))","v":411.89984977710458},{"$f":"IF(F$46=\"\",\"\",INDEX(Results!$G35:$BN35,Storylines!F$46))","v":432.68430443324485},{"$f":"IF(G$46=\"\",\"\",INDEX(Results!$G35:$BN35,Storylines!G$46))","v":432.68430443324485},{"$f":"IF(H$46=\"\",\"\",INDEX(Results!$G35:$BN35,Storylines!H$46))","v":""},{"$f":"IF(I$46=\"\",\"\",INDEX(Results!$G35:$BN35,Storylines!I$46))","v":""},{"$f":"IF(J$46=\"\",\"\",INDEX(Results!$G35:$BN35,Storylines!J$46))","v":""},{"$f":"IF(K$46=\"\",\"\",INDEX(Results!$G35:$BN35,Storylines!K$46))","v":""},{"$f":"IF(L$46=\"\",\"\",INDEX(Results!$G35:$BN35,Storylines!L$46))","v":""}]
[null,"Consumer DH advantage",{"$f":"IF(C$46=\"\",\"\",INDEX(Results!$G36:$BN36,Storylines!C$46))","v":46.88361527944793},{"$f":"IF(D$46=\"\",\"\",INDEX(Results!$G36:$BN36,Storylines!D$46))","v":46.88361527944793},{"$f":"IF(E$46=\"\",\"\",INDEX(Results!$G36:$BN36,Storylines!E$46))","v":46.88361527944793},{"$f":"IF(F$46=\"\",\"\",INDEX(Results!$G36:$BN36,Storylines!F$46))","v":49.153972621957124},{"$f":"IF(G$46=\"\",\"\",INDEX(Results!$G36:$BN36,Storylines!G$46))","v":49.153972621957124},{"$f":"IF(H$46=\"\",\"\",INDEX(Results!$G36:$BN36,Storylines!H$46))","v":""},{"$f":"IF(I$46=\"\",\"\",INDEX(Results!$G36:$BN36,Storylines!I$46))","v":""},{"$f":"IF(J$46=\"\",\"\",INDEX(Results!$G36:$BN36,Storylines!J$46))","v":""},{"$f":"IF(K$46=\"\",\"\",INDEX(Results!$G36:$BN36,Storylines!K$46))","v":""},{"$f":"IF(L$46=\"\",\"\",INDEX(Results!$G36:$BN36,Storylines!L$46))","v":""}]
[1,"DH network CAPEX - entire period",{"$f":"IF(C$46=\"\",\"\",INDEX(Results!$G37:$BN37,Storylines!C$46))","v":37.19551742362161},{"$f":"IF(D$46=\"\",\"\",INDEX(Results!$G37:$BN37,Storylines!D$46))","v":37.19551742362161},{"$f":"IF(E$46=\"\",\"\",INDEX(Results!$G37:$BN37,Storylines!E$46))","v":37.19551742362161},{"$f":"IF(F$46=\"\",\"\",INDEX(Results!$G37:$BN37,Storylines!F$46))","v":37.19551742362161},{"$f":"IF(G$46=\"\",\"\",INDEX(Results!$G37:$BN37,Storylines!G$46))","v":37.19551742362161},{"$f":"IF(H$46=\"\",\"\",INDEX(Results!$G37:$BN37,Storylines!H$46))","v":""},{"$f":"IF(I$46=\"\",\"\",INDEX(Results!$G37:$BN37,Storylines!I$46))","v":""},{"$f":"IF(J$46=\"\",\"\",INDEX(Results!$G37:$BN37,Storylines!J$46))","v":""},{"$f":"IF(K$46=\"\",\"\",INDEX(Results!$G37:$BN37,Storylines!K$46))","v":""},{"$f":"IF(L$46=\"\",\"\",INDEX(Results!$G37:$BN37,Storylines!L$46))","v":""}]
[2,"DH production CAPEX - entire period",{"$f":"IF(C$46=\"\",\"\",INDEX(Results!$G38:$BN38,Storylines!C$46))","v":23.871462447830186},{"$f":"IF(D$46=\"\",\"\",INDEX(Results!$G38:$BN38,Storylines!D$46))","v":56.295914093860077},{"$f":"IF(E$46=\"\",\"\",INDEX(Results!$G38:$BN38,Storylines!E$46))","v":34.516967856288687},{"$f":"IF(F$46=\"\",\"\",INDEX(Results!$G38:$BN38,Storylines!F$46))","v":122.76508014601326},{"$f":"IF(G$46=\"\",\"\",INDEX(Results!$G38:$BN38,Storylines!G$46))","v":228.83971148075452},{"$f":"IF(H$46=\"\",\"\",INDEX(Results!$G38:$BN38,Storylines!H$46))","v":""},{"$f":"IF(I$46=\"\",\"\",INDEX(Results!$G38:$BN38,Storylines!I$46))","v":""},{"$f":"IF(J$46=\"\",\"\",INDEX(Results!$G38:$BN38,Storylines!J$46))","v":""},{"$f":"IF(K$46=\"\",\"\",INDEX(Results!$G38:$BN38,Storylines!K$46))","v":""},{"$f":"IF(L$46=\"\",\"\",INDEX(Results!$G38:$BN38,Storylines!L$46))","v":""}]
[4,"DH OPEX - entire period",{"$f":"IF(C$46=\"\",\"\",INDEX(Results!$G39:$BN39,Storylines!C$46))","v":53.511715854534614},{"$f":"IF(D$46=\"\",\"\",INDEX(Results!$G39:$BN39,Storylines!D$46))","v":119.32814633883574},{"$f":"IF(E$46=\"\",\"\",INDEX(Results!$G39:$BN39,Storylines!E$46))","v":81.804567790899512},{"$f":"IF(F$46=\"\",\"\",INDEX(Results!$G39:$BN39,Storylines!F$46))","v":174.91790238412619},{"$f":"IF(G$46=\"\",\"\",INDEX(Results!$G39:$BN39,Storylines!G$46))","v":182.11419953556188},{"$f":"IF(H$46=\"\",\"\",INDEX(Results!$G39:$BN39,Storylines!H$46))","v":""},{"$f":"IF(I$46=\"\",\"\",INDEX(Results!$G39:$BN39,Storylines!I$46))","v":""},{"$f":"IF(J$46=\"\",\"\",INDEX(Results!$G39:$BN39,Storylines!J$46))","v":""},{"$f":"IF(K$46=\"\",\"\",INDEX(Results!$G39:$BN39,Storylines!K$46))","v":""},{"$f":"IF(L$46=\"\",\"\",INDEX(Results!$G39:$BN39,Storylines!L$46))","v":""}]
[5,"DH energy cost - entire period",{"$f":"IF(C$46=\"\",\"\",INDEX(Results!$G40:$BN40,Storylines!C$46))","v":111.69995128112325},{"$f":"IF(D$46=\"\",\"\",INDEX(Results!$G40:$BN40,Storylines!D$46))","v":405.59727749463627},{"$f":"IF(E$46=\"\",\"\",INDEX(Results!$G40:$BN40,Storylines!E$46))","v":402.24903661504635},{"$f":"IF(F$46=\"\",\"\",INDEX(Results!$G40:$BN40,Storylines!F$46))","v":814.66698449275191},{"$f":"IF(G$46=\"\",\"\",INDEX(Results!$G40:$BN40,Storylines!G$46))","v":235.74998784862504},{"$f":"IF(H$46=\"\",\"\",INDEX(Results!$G40:$BN40,Storylines!H$46))","v":""},{"$f":"IF(I$46=\"\",\"\",INDEX(Results!$G40:$BN40,Storylines!I$46))","v":""},{"$f":"IF(J$46=\"\",\"\",INDEX(Results!$G40:$BN40,Storylines!J$46))","v":""},{"$f":"IF(K$46=\"\",\"\",INDEX(Results!$G40:$BN40,Storylines!K$46))","v":""},{"$f":"IF(L$46=\"\",\"\",INDEX(Results!$G40:$BN40,Storylines!L$46))","v":""}]
[6,"DH electricity income - entire period",{"$f":"IF(C$46=\"\",\"\",INDEX(Results!$G41:$BN41,Storylines!C$46))","v":0},{"$f":"IF(D$46=\"\",\"\",INDEX(Results!$G41:$BN41,Storylines!D$46))","v":0},{"$f":"IF(E$46=\"\",\"\",INDEX(Results!$G41:$BN41,Storylines!E$46))","v":0},{"$f":"IF(F$46=\"\",\"\",INDEX(Results!$G41:$BN41,Storylines!F$46))","v":-350.15913627691856},{"$f":"IF(G$46=\"\",\"\",INDEX(Results!$G41:$BN41,Storylines!G$46))","v":-292.8603685225138},{"$f":"IF(H$46=\"\",\"\",INDEX(Results!$G41:$BN41,Storylines!H$46))","v":""},{"$f":"IF(I$46=\"\",\"\",INDEX(Results!$G41:$BN41,Storylines!I$46))","v":""},{"$f":"IF(J$46=\"\",\"\",INDEX(Results!$G41:$BN41,Storylines!J$46))","v":""},{"$f":"IF(K$46=\"\",\"\",INDEX(Results!$G41:$BN41,Storylines!K$46))","v":""},{"$f":"IF(L$46=\"\",\"\",INDEX(Results!$G41:$BN41,Storylines!L$46))","v":""}]
[7,"DH Externalities - entire period",{"$f":"IF(C$46=\"\",\"\",INDEX(Results!$G42:$BN42,Storylines!C$46))","v":224.28088510820285},{"$f":"IF(D$46=\"\",\"\",INDEX(Results!$G42:$BN42,Storylines!D$46))","v":118.42176027997273},{"$f":"IF(E$46=\"\",\"\",INDEX(Results!$G42:$BN42,Storylines!E$46))","v":224.28088510820285},{"$f":"IF(F$46=\"\",\"\",INDEX(Results!$G42:$BN42,Storylines!F$46))","v":292.36227703664792},{"$f":"IF(G$46=\"\",\"\",INDEX(Results!$G42:$BN42,Storylines!G$46))","v":1816.7843048235832},{"$f":"IF(H$46=\"\",\"\",INDEX(Results!$G42:$BN42,Storylines!H$46))","v":""},{"$f":"IF(I$46=\"\",\"\",INDEX(Results!$G42:$BN42,Storylines!I$46))","v":""},{"$f":"IF(J$46=\"\",\"\",INDEX(Results!$G42:$BN42,Storylines!J$46))","v":""},{"$f":"IF(K$46=\"\",\"\",INDEX(Results!$G42:$BN42,Storylines!K$46))","v":""},{"$f":"IF(L$46=\"\",\"\",INDEX(Results!$G42:$BN42,Storylines!L$46))","v":""}]
[1,"Non-DH CAPEX - entire period",{"$f":"IF(C$46=\"\",\"\",INDEX(Results!$G43:$BN43,Storylines!C$46))","v":83.943296163162231},{"$f":"IF(D$46=\"\",\"\",INDEX(Results!$G43:$BN43,Storylines!D$46))","v":83.943296163162231},{"$f":"IF(E$46=\"\",\"\",INDEX(Results!$G43:$BN43,Storylines!E$46))","v":83.943296163162231},{"$f":"IF(F$46=\"\",\"\",INDEX(Results!$G43:$BN43,Storylines!F$46))","v":83.943296163162231},{"$f":"IF(G$46=\"\",\"\",INDEX(Results!$G43:$BN43,Storylines!G$46))","v":83.943296163162231},{"$f":"IF(H$46=\"\",\"\",INDEX(Results!$G43:$BN43,Storylines!H$46))","v":""},{"$f":"IF(I$46=\"\",\"\",INDEX(Results!$G43:$BN43,Storylines!I$46))","v":""},{"$f":"IF(J$46=\"\",\"\",INDEX(Results!$G43:$BN43,Storylines!J$46))","v":""},{"$f":"IF(K$46=\"\",\"\",INDEX(Results!$G43:$BN43,Storylines!K$46))","v":""},{"$f":"IF(L$46=\"\",\"\",INDEX(Results!$G43:$BN43,Storylines!L$46))","v":""}]
["2+3","Non-DH OPEX - entire period",{"$f":"IF(C$46=\"\",\"\",INDEX(Results!$G44:$BN44,Storylines!C$46))","v":56.660327395697117},{"$f":"IF(D$46=\"\",\"\",INDEX(Results!$G44:$BN44,Storylines!D$46))","v":56.660327395697117},{"$f":"IF(E$46=\"\",\"\",INDEX(Results!$G44:$BN44,Storylines!E$46))","v":56.660327395697117},{"$f":"IF(F$46=\"\",\"\",INDEX(Results!$G44:$BN44,Storylines!F$46))","v":56.660327395697117},{"$f":"IF(G$46=\"\",\"\",INDEX(Results!$G44:$BN44,Storylines!G$46))","v":56.660327395697117},{"$f":"IF(H$46=\"\",\"\",INDEX(Results!$G44:$BN44,Storylines!H$46))","v":""},{"$f":"IF(I$46=\"\",\"\",INDEX(Results!$G44:$BN44,Storylines!I$46))","v":""},{"$f":"IF(J$46=\"\",\"\",INDEX(Results!$G44:$BN44,Storylines!J$46))","v":""},{"$f":"IF(K$46=\"\",\"\",INDEX(Results!$G44:$BN44,Storylines!K$46))","v":""},{"$f":"IF(L$46=\"\",\"\",INDEX(Results!$G44:$BN44,Storylines!L$46))","v":""}]
["4+5","Non-DH energy cost - entire period",{"$f":"IF(C$46=\"\",\"\",INDEX(Results!$G45:$BN45,Storylines!C$46))","v":369.71710464419266},{"$f":"IF(D$46=\"\",\"\",INDEX(Results!$G45:$BN45,Storylines!D$46))","v":369.71710464419266},{"$f":"IF(E$46=\"\",\"\",INDEX(Results!$G45:$BN45,Storylines!E$46))","v":369.71710464419266},{"$f":"IF(F$46=\"\",\"\",INDEX(Results!$G45:$BN45,Storylines!F$46))","v":396.54344992110248},{"$f":"IF(G$46=\"\",\"\",INDEX(Results!$G45:$BN45,Storylines!G$46))","v":396.54344992110248},{"$f":"IF(H$46=\"\",\"\",INDEX(Results!$G45:$BN45,Storylines!H$46))","v":""},{"$f":"IF(I$46=\"\",\"\",INDEX(Results!$G45:$BN45,Storylines!I$46))","v":""},{"$f":"IF(J$46=\"\",\"\",INDEX(Results!$G45:$BN45,Storylines!J$46))","v":""},{"$f":"IF(K$46=\"\",\"\",INDEX(Results!$G45:$BN45,Storylines!K$46))","v":""},{"$f":"IF(L$46=\"\",\"\",INDEX(Results!$G45:$BN45,Storylines!L$46))","v":""}]
[6,"Non-DH externalities - entire period",{"$f":"IF(C$46=\"\",\"\",INDEX(Results!$G46:$BN46,Storylines!C$46))","v":754.29897376996792},{"$f":"IF(D$46=\"\",\"\",INDEX(Results!$G46:$BN46,Storylines!D$46))","v":754.29897376996792},{"$f":"IF(E$46=\"\",\"\",INDEX(Results!$G46:$BN46,Storylines!E$46))","v":754.29897376996792},{"$f":"IF(F$46=\"\",\"\",INDEX(Results!$G46:$BN46,Storylines!F$46))","v":754.29897376996792},{"$f":"IF(G$46=\"\",\"\",INDEX(Results!$G46:$BN46,Storylines!G$46))","v":754.29897376996792},{"$f":"IF(H$46=\"\",\"\",INDEX(Results!$G46:$BN46,Storylines!H$46))","v":""},{"$f":"IF(I$46=\"\",\"\",INDEX(Results!$G46:$BN46,Storylines!I$46))","v":""},{"$f":"IF(J$46=\"\",\"\",INDEX(Results!$G46:$BN46,Storylines!J$46))","v":""},{"$f":"IF(K$46=\"\",\"\",INDEX(Results!$G46:$BN46,Storylines!K$46))","v":""},{"$f":"IF(L$46=\"\",\"\",INDEX(Results!$G46:$BN46,Storylines!L$46))","v":""}]
[null,"DH advantage - entire period",{"$f":"IF(C$46=\"\",\"\",INDEX(Results!$G47:$BN47,Storylines!C$46))","v":814.06016985770725},{"$f":"IF(D$46=\"\",\"\",INDEX(Results!$G47:$BN47,Storylines!D$46))","v":527.78108634209332},{"$f":"IF(E$46=\"\",\"\",INDEX(Results!$G47:$BN47,Storylines!E$46))","v":484.5727271789608},{"$f":"IF(F$46=\"\",\"\",INDEX(Results!$G47:$BN47,Storylines!F$46))","v":199.69742204368754},{"$f":"IF(G$46=\"\",\"\",INDEX(Results!$G47:$BN47,Storylines!G$46))","v":0},{"$f":"IF(H$46=\"\",\"\",INDEX(Results!$G47:$BN47,Storylines!H$46))","v":""},{"$f":"IF(I$46=\"\",\"\",INDEX(Results!$G47:$BN47,Storylines!I$46))","v":""},{"$f":"IF(J$46=\"\",\"\",INDEX(Results!$G47:$BN47,Storylines!J$46))","v":""},{"$f":"IF(K$46=\"\",\"\",INDEX(Results!$G47:$BN47,Storylines!K$46))","v":""},{"$f":"IF(L$46=\"\",\"\",INDEX(Results!$G47:$BN47,Storylines!L$46))","v":""}]
[null,"Non-DH advantage - entire period",{"$f":"IF(C$46=\"\",\"\",INDEX(Results!$G48:$BN48,Storylines!C$46))","v":0},{"$f":"IF(D$46=\"\",\"\",INDEX(Results!$G48:$BN48,Storylines!D$46))","v":0},{"$f":"IF(E$46=\"\",\"\",INDEX(Results!$G48:$BN48,Storylines!E$46))","v":0},{"$f":"IF(F$46=\"\",\"\",INDEX(Results!$G48:$BN48,Storylines!F$46))","v":0},{"$f":"IF(G$46=\"\",\"\",INDEX(Results!$G48:$BN48,Storylines!G$46))","v":916.37730533970284},{"$f":"IF(H$46=\"\",\"\",INDEX(Results!$G48:$BN48,Storylines!H$46))","v":""},{"$f":"IF(I$46=\"\",\"\",INDEX(Results!$G48:$BN48,Storylines!I$46))","v":""},{"$f":"IF(J$46=\"\",\"\",INDEX(Results!$G48:$BN48,Storylines!J$46))","v":""},{"$f":"IF(K$46=\"\",\"\",INDEX(Results!$G48:$BN48,Storylines!K$46))","v":""},{"$f":"IF(L$46=\"\",\"\",INDEX(Results!$G48:$BN48,Storylines!L$46))","v":""}]
[null,"User fee",{"$f":"IF(C$46=\"\",\"\",INDEX(Results!$G49:$BN49,Storylines!C$46))","v":45.203906763700083},{"$f":"IF(D$46=\"\",\"\",INDEX(Results!$G49:$BN49,Storylines!D$46))","v":45.203906763700083},{"$f":"IF(E$46=\"\",\"\",INDEX(Results!$G49:$BN49,Storylines!E$46))","v":45.203906763700083},{"$f":"IF(F$46=\"\",\"\",INDEX(Results!$G49:$BN49,Storylines!F$46))","v":47.484894607999948},{"$f":"IF(G$46=\"\",\"\",INDEX(Results!$G49:$BN49,Storylines!G$46))","v":47.484894607999948},{"$f":"IF(H$46=\"\",\"\",INDEX(Results!$G49:$BN49,Storylines!H$46))","v":""},{"$f":"IF(I$46=\"\",\"\",INDEX(Results!$G49:$BN49,Storylines!I$46))","v":""},{"$f":"IF(J$46=\"\",\"\",INDEX(Results!$G49:$BN49,Storylines!J$46))","v":""},{"$f":"IF(K$46=\"\",\"\",INDEX(Results!$G49:$BN49,Storylines!K$46))","v":""},{"$f":"IF(L$46=\"\",\"\",INDEX(Results!$G49:$BN49,Storylines!L$46))","v":""}]
[null,"Profit - NPV",{"$f":"IF(C$46=\"\",\"\",INDEX(Results!$G50:$BN50,Storylines!C$46))","v":284.04208119594239},{"$f":"IF(D$46=\"\",\"\",INDEX(Results!$G50:$BN50,Storylines!D$46))","v":-108.09612714790148},{"$f":"IF(E$46=\"\",\"\",INDEX(Results!$G50:$BN50,Storylines!E$46))","v":-45.44536148280423},{"$f":"IF(F$46=\"\",\"\",INDEX(Results!$G50:$BN50,Storylines!F$46))","v":-262.23927468963279},{"$f":"IF(G$46=\"\",\"\",INDEX(Results!$G50:$BN50,Storylines!G$46))","v":146.10802571391235},{"$f":"IF(H$46=\"\",\"\",INDEX(Results!$G50:$BN50,Storylines!H$46))","v":""},{"$f":"IF(I$46=\"\",\"\",INDEX(Results!$G50:$BN50,Storylines!I$46))","v":""},{"$f":"IF(J$46=\"\",\"\",INDEX(Results!$G50:$BN50,Storylines!J$46))","v":""},{"$f":"IF(K$46=\"\",\"\",INDEX(Results!$G50:$BN50,Storylines!K$46))","v":""},{"$f":"IF(L$46=\"\",\"\",INDEX(Results!$G50:$BN50,Storylines!L$46))","v":""}]
[null,"Breakeven time",{"$f":"IF(C$46=\"\",\"\",INDEX(Results!$G51:$BN51,Storylines!C$46))","v":7},{"$f":"IF(D$46=\"\",\"\",INDEX(Results!$G51:$BN51,Storylines!D$46))","v":{"$error":"#REF!"}},{"$f":"IF(E$46=\"\",\"\",INDEX(Results!$G51:$BN51,Storylines!E$46))","v":{"$error":"#REF!"}},{"$f":"IF(F$46=\"\",\"\",INDEX(Results!$G51:$BN51,Storylines!F$46))","v":{"$error":"#REF!"}},{"$f":"IF(G$46=\"\",\"\",INDEX(Results!$G51:$BN51,Storylines!G$46))","v":18},{"$f":"IF(H$46=\"\",\"\",INDEX(Results!$G51:$BN51,Storylines!H$46))","v":""},{"$f":"IF(I$46=\"\",\"\",INDEX(Results!$G51:$BN51,Storylines!I$46))","v":""},{"$f":"IF(J$46=\"\",\"\",INDEX(Results!$G51:$BN51,Storylines!J$46))","v":""},{"$f":"IF(K$46=\"\",\"\",INDEX(Results!$G51:$BN51,Storylines!K$46))","v":""},{"$f":"IF(L$46=\"\",\"\",INDEX(Results!$G51:$BN51,Storylines!L$46))","v":""}]
[null,{"$f":"Results!B52","v":2025},{"$f":"IF(C$46=\"\",\"\",INDEX(Results!$G52:$BN52,Storylines!C$46))","v":-14.360953053030851},{"$f":"IF(D$46=\"\",\"\",INDEX(Results!$G52:$BN52,Storylines!D$46))","v":-7.2180959101737079},{"$f":"IF(E$46=\"\",\"\",INDEX(Results!$G52:$BN52,Storylines!E$46))","v":-7.2180959101737079},{"$f":"IF(F$46=\"\",\"\",INDEX(Results!$G52:$BN52,Storylines!F$46))","v":-34.182381624459417},{"$f":"IF(G$46=\"\",\"\",INDEX(Results!$G52:$BN52,Storylines!G$46))","v":-51.860953053030855},{"$f":"IF(H$46=\"\",\"\",INDEX(Results!$G52:$BN52,Storylines!H$46))","v":""},{"$f":"IF(I$46=\"\",\"\",INDEX(Results!$G52:$BN52,Storylines!I$46))","v":""},{"$f":"IF(J$46=\"\",\"\",INDEX(Results!$G52:$BN52,Storylines!J$46))","v":""},{"$f":"IF(K$46=\"\",\"\",INDEX(Results!$G52:$BN52,Storylines!K$46))","v":""},{"$f":"IF(L$46=\"\",\"\",INDEX(Results!$G52:$BN52,Storylines!L$46))","v":""}]
[null,{"$f":"Results!B53","v":2026},{"$f":"IF(C$46=\"\",\"\",INDEX(Results!$G53:$BN53,Storylines!C$46))","v":-7.2180959101737079},{"$f":"IF(D$46=\"\",\"\",INDEX(Results!$G53:$BN53,Storylines!D$46))","v":-7.2180959101737079},{"$f":"IF(E$46=\"\",\"\",INDEX(Results!$G53:$BN53,Storylines!E$46))","v":-7.2180959101737079},{"$f":"IF(F$46=\"\",\"\",INDEX(Results!$G53:$BN53,Storylines!F$46))","v":-34.182381624459417},{"$f":"IF(G$46=\"\",\"\",INDEX(Results!$G53:$BN53,Storylines!G$46))","v":-46.146667338745139},{"$f":"IF(H$46=\"\",\"\",INDEX(Results!$G53:$BN53,Storylines!H$46))","v":""},{"$f":"IF(I$46=\"\",\"\",INDEX(Results!$G53:$BN53,Storylines!I$46))","v":""},{"$f":"IF(J$46=\"\",\"\",INDEX(Results!$G53:$BN53,Storylines!J$46))","v":""},{"$f":"IF(K$46=\"\",\"\",INDEX(Results!$G53:$BN53,Storylines!K$46))","v":""},{"$f":"IF(L$46=\"\",\"\",INDEX(Results!$G53:$BN53,Storylines!L$46))","v":""}]
[null,{"$f":"Results!B54","v":2027},{"$f":"IF(C$46=\"\",\"\",INDEX(Results!$G54:$BN54,Storylines!C$46))","v":-3.1756277842459384},{"$f":"IF(D$46=\"\",\"\",INDEX(Results!$G54:$BN54,Storylines!D$46))","v":-9.2871358431096436},{"$f":"IF(E$46=\"\",\"\",INDEX(Results!$G54:$BN54,Storylines!E$46))","v":-7.6905213095827936},{"$f":"IF(F$46=\"\",\"\",INDEX(Results!$G54:$BN54,Storylines!F$46))","v":-7.8116719422963286},{"$f":"IF(G$46=\"\",\"\",INDEX(Results!$G54:$BN54,Storylines!G$46))","v":-42.396383424481904},{"$f":"IF(H$46=\"\",\"\",INDEX(Results!$G54:$BN54,Storylines!H$46))","v":""},{"$f":"IF(I$46=\"\",\"\",INDEX(Results!$G54:$BN54,Storylines!I$46))","v":""},{"$f":"IF(J$46=\"\",\"\",INDEX(Results!$G54:$BN54,Storylines!J$46))","v":""},{"$f":"IF(K$46=\"\",\"\",INDEX(Results!$G54:$BN54,Storylines!K$46))","v":""},{"$f":"IF(L$46=\"\",\"\",INDEX(Results!$G54:$BN54,Storylines!L$46))","v":""}]
[null,{"$f":"Results!B55","v":2028},{"$f":"IF(C$46=\"\",\"\",INDEX(Results!$G55:$BN55,Storylines!C$46))","v":1.6392466298579933E-2},{"$f":"IF(D$46=\"\",\"\",INDEX(Results!$G55:$BN55,Storylines!D$46))","v":-8.7849118166598927},{"$f":"IF(E$46=\"\",\"\",INDEX(Results!$G55:$BN55,Storylines!E$46))","v":-7.1451744400565387},{"$f":"IF(F$46=\"\",\"\",INDEX(Results!$G55:$BN55,Storylines!F$46))","v":-7.8459767511749474},{"$f":"IF(G$46=\"\",\"\",INDEX(Results!$G55:$BN55,Storylines!G$46))","v":-37.607336855734715},{"$f":"IF(H$46=\"\",\"\",INDEX(Results!$G55:$BN55,Storylines!H$46))","v":""},{"$f":"IF(I$46=\"\",\"\",INDEX(Results!$G55:$BN55,Storylines!I$46))","v":""},{"$f":"IF(J$46=\"\",\"\",INDEX(Results!$G55:$BN55,Storylines!J$46))","v":""},{"$f":"IF(K$46=\"\",\"\",INDEX(Results!$G55:$BN55,Storylines!K$46))","v":""},{"$f":"IF(L$46=\"\",\"\",INDEX(Results!$G55:$BN55,Storylines!L$46))","v":""}]
[null,{"$f":"Results!B56","v":2029},{"$f":"IF(C$46=\"\",\"\",INDEX(Results!$G56:$BN56,Storylines!C$46))","v":2.2329173821404664},{"$f":"IF(D$46=\"\",\"\",INDEX(Results!$G56:$BN56,Storylines!D$46))","v":-8.6787387567620122},{"$f":"IF(E$46=\"\",\"\",INDEX(Results!$G56:$BN56,Storylines!E$46))","v":-7.016810180790789},{"$f":"IF(F$46=\"\",\"\",INDEX(Results!$G56:$BN56,Storylines!F$46))","v":-8.5493007733130852},{"$f":"IF(G$46=\"\",\"\",INDEX(Results!$G56:$BN56,Storylines!G$46))","v":4.498259421616762},{"$f":"IF(H$46=\"\",\"\",INDEX(Results!$G56:$BN56,Storylines!H$46))","v":""},{"$f":"IF(I$46=\"\",\"\",INDEX(Results!$G56:$BN56,Storylines!I$46))","v":""},{"$f":"IF(J$46=\"\",\"\",INDEX(Results!$G56:$BN56,Storylines!J$46))","v":""},{"$f":"IF(K$46=\"\",\"\",INDEX(Results!$G56:$BN56,Storylines!K$46))","v":""},{"$f":"IF(L$46=\"\",\"\",INDEX(Results!$G56:$BN56,Storylines!L$46))","v":""}]
[null,{"$f":"Results!B57","v":2030},{"$f":"IF(C$46=\"\",\"\",INDEX(Results!$G57:$BN57,Storylines!C$46))","v":3.6461118142487301},{"$f":"IF(D$46=\"\",\"\",INDEX(Results!$G57:$BN57,Storylines!D$46))","v":-8.8763509665164957},{"$f":"IF(E$46=\"\",\"\",INDEX(Results!$G57:$BN57,Storylines!E$46))","v":-7.2175717178297187},{"$f":"IF(F$46=\"\",\"\",INDEX(Results!$G57:$BN57,Storylines!F$46))","v":-9.937384691896634},{"$f":"IF(G$46=\"\",\"\",INDEX(Results!$G57:$BN57,Storylines!G$46))","v":6.3389587156681806},{"$f":"IF(H$46=\"\",\"\",INDEX(Results!$G57:$BN57,Storylines!H$46))","v":""},{"$f":"IF(I$46=\"\",\"\",INDEX(Results!$G57:$BN57,Storylines!I$46))","v":""},{"$f":"IF(J$46=\"\",\"\",INDEX(Results!$G57:$BN57,Storylines!J$46))","v":""},{"$f":"IF(K$46=\"\",\"\",INDEX(Results!$G57:$BN57,Storylines!K$46))","v":""},{"$f":"IF(L$46=\"\",\"\",INDEX(Results!$G57:$BN57,Storylines!L$46))","v":""}]
[null,{"$f":"Results!B58","v":2031},{"$f":"IF(C$46=\"\",\"\",INDEX(Results!$G58:$BN58,Storylines!C$46))","v":11.583258582423454},{"$f":"IF(D$46=\"\",\"\",INDEX(Results!$G58:$BN58,Storylines!D$46))","v":-3.1171930467450277},{"$f":"IF(E$46=\"\",\"\",INDEX(Results!$G58:$BN58,Storylines!E$46))","v":-1.4490265998628349},{"$f":"IF(F$46=\"\",\"\",INDEX(Results!$G58:$BN58,Storylines!F$46))","v":-5.3770761001662475},{"$f":"IF(G$46=\"\",\"\",INDEX(Results!$G58:$BN58,Storylines!G$46))","v":15.227041241543093},{"$f":"IF(H$46=\"\",\"\",INDEX(Results!$G58:$BN58,Storylines!H$46))","v":""},{"$f":"IF(I$46=\"\",\"\",INDEX(Results!$G58:$BN58,Storylines!I$46))","v":""},{"$f":"IF(J$46=\"\",\"\",INDEX(Results!$G58:$BN58,Storylines!J$46))","v":""},{"$f":"IF(K$46=\"\",\"\",INDEX(Results!$G58:$BN58,Storylines!K$46))","v":""},{"$f":"IF(L$46=\"\",\"\",INDEX(Results!$G58:$BN58,Storylines!L$46))","v":""}]
[null,{"$f":"Results!B59","v":2032},{"$f":"IF(C$46=\"\",\"\",INDEX(Results!$G59:$BN59,Storylines!C$46))","v":11.494765420358268},{"$f":"IF(D$46=\"\",\"\",INDEX(Results!$G59:$BN59,Storylines!D$46))","v":-5.2852469301566458},{"$f":"IF(E$46=\"\",\"\",INDEX(Results!$G59:$BN59,Storylines!E$46))","v":-3.6143418076555101},{"$f":"IF(F$46=\"\",\"\",INDEX(Results!$G59:$BN59,Storylines!F$46))","v":-8.8958492704469787},{"$f":"IF(G$46=\"\",\"\",INDEX(Results!$G59:$BN59,Storylines!G$46))","v":15.9442897657734},{"$f":"IF(H$46=\"\",\"\",INDEX(Results!$G59:$BN59,Storylines!H$46))","v":""},{"$f":"IF(I$46=\"\",\"\",INDEX(Results!$G59:$BN59,Storylines!I$46))","v":""},{"$f":"IF(J$46=\"\",\"\",INDEX(Results!$G59:$BN59,Storylines!J$46))","v":""},{"$f":"IF(K$46=\"\",\"\",INDEX(Results!$G59:$BN59,Storylines!K$46))","v":""},{"$f":"IF(L$46=\"\",\"\",INDEX(Results!$G59:$BN59,Storylines!L$46))","v":""}]
[null,{"$f":"Results!B60","v":2033},{"$f":"IF(C$46=\"\",\"\",INDEX(Results!$G60:$BN60,Storylines!C$46))","v":11.511495316119703},{"$f":"IF(D$46=\"\",\"\",INDEX(Results!$G60:$BN60,Storylines!D$46))","v":-4.9664284206157934},{"$f":"IF(E$46=\"\",\"\",INDEX(Results!$G60:$BN60,Storylines!E$46))","v":-3.3162686638119379},{"$f":"IF(F$46=\"\",\"\",INDEX(Results!$G60:$BN60,Storylines!F$46))","v":-8.8883844423943579},{"$f":"IF(G$46=\"\",\"\",INDEX(Results!$G60:$BN60,Storylines!G$46))","v":15.677682000855967},{"$f":"IF(H$46=\"\",\"\",INDEX(Results!$G60:$BN60,Storylines!H$46))","v":""},{"$f":"IF(I$46=\"\",\"\",INDEX(Results!$G60:$BN60,Storylines!I$46))","v":""},{"$f":"IF(J$46=\"\",\"\",INDEX(Results!$G60:$BN60,Storylines!J$46))","v":""},{"$f":"IF(K$46=\"\",\"\",INDEX(Results!$G60:$BN60,Storylines!K$46))","v":""},{"$f":"IF(L$46=\"\",\"\",INDEX(Results!$G60:$BN60,Storylines!L$46))","v":""}]
[null,{"$f":"Results!B61","v":2034},{"$f":"IF(C$46=\"\",\"\",INDEX(Results!$G61:$BN61,Storylines!C$46))","v":11.527497825108902},{"$f":"IF(D$46=\"\",\"\",INDEX(Results!$G61:$BN61,Storylines!D$46))","v":-4.6540148300124269},{"$f":"IF(E$46=\"\",\"\",INDEX(Results!$G61:$BN61,Storylines!E$46))","v":-3.0245749647097906},{"$f":"IF(F$46=\"\",\"\",INDEX(Results!$G61:$BN61,Storylines!F$46))","v":-8.8891744574690605},{"$f":"IF(G$46=\"\",\"\",INDEX(Results!$G61:$BN61,Storylines!G$46))","v":15.416033275568697},{"$f":"IF(H$46=\"\",\"\",INDEX(Results!$G61:$BN61,Storylines!H$46))","v":""},{"$f":"IF(I$46=\"\",\"\",INDEX(Results!$G61:$BN61,Storylines!I$46))","v":""},{"$f":"IF(J$46=\"\",\"\",INDEX(Results!$G61:$BN61,Storylines!J$46))","v":""},{"$f":"IF(K$46=\"\",\"\",INDEX(Results!$G61:$BN61,Storylines!K$46))","v":""},{"$f":"IF(L$46=\"\",\"\",INDEX(Results!$G61:$BN61,Storylines!L$46))","v":""}]
[null,{"$f":"Results!B62","v":2035},{"$f":"IF(C$46=\"\",\"\",INDEX(Results!$G62:$BN62,Storylines!C$46))","v":11.544227720870337},{"$f":"IF(D$46=\"\",\"\",INDEX(Results!$G62:$BN62,Storylines!D$46))","v":-4.34787748643644},{"$f":"IF(E$46=\"\",\"\",INDEX(Results!$G62:$BN62,Storylines!E$46))","v":-2.7376923895291316},{"$f":"IF(F$46=\"\",\"\",INDEX(Results!$G62:$BN62,Storylines!F$46))","v":-8.86822316514845},{"$f":"IF(G$46=\"\",\"\",INDEX(Results!$G62:$BN62,Storylines!G$46))","v":15.160705098948128},{"$f":"IF(H$46=\"\",\"\",INDEX(Results!$G62:$BN62,Storylines!H$46))","v":""},{"$f":"IF(I$46=\"\",\"\",INDEX(Results!$G62:$BN62,Storylines!I$46))","v":""},{"$f":"IF(J$46=\"\",\"\",INDEX(Results!$G62:$BN62,Storylines!J$46))","v":""},{"$f":"IF(K$46=\"\",\"\",INDEX(Results!$G62:$BN62,Storylines!K$46))","v":""},{"$f":"IF(L$46=\"\",\"\",INDEX(Results!$G62:$BN62,Storylines!L$46))","v":""}]
[null,{"$f":"Results!B63","v":2036},{"$f":"IF(C$46=\"\",\"\",INDEX(Results!$G63:$BN63,Storylines!C$46))","v":11.562412390176245},{"$f":"IF(D$46=\"\",\"\",INDEX(Results!$G63:$BN63,Storylines!D$46))","v":-4.0478903029379421},{"$f":"IF(E$46=\"\",\"\",INDEX(Results!$G63:$BN63,Storylines!E$46))","v":-2.4547822853354315},{"$f":"IF(F$46=\"\",\"\",INDEX(Results!$G63:$BN63,Storylines!F$46))","v":-8.8105981625697645},{"$f":"IF(G$46=\"\",\"\",INDEX(Results!$G63:$BN63,Storylines!G$46))","v":14.912323299506431},{"$f":"IF(H$46=\"\",\"\",INDEX(Results!$G63:$BN63,Storylines!H$46))","v":""},{"$f":"IF(I$46=\"\",\"\",INDEX(Results!$G63:$BN63,Storylines!I$46))","v":""},{"$f":"IF(J$46=\"\",\"\",INDEX(Results!$G63:$BN63,Storylines!J$46))","v":""},{"$f":"IF(K$46=\"\",\"\",INDEX(Results!$G63:$BN63,Storylines!K$46))","v":""},{"$f":"IF(L$46=\"\",\"\",INDEX(Results!$G63:$BN63,Storylines!L$46))","v":""}]
[null,{"$f":"Results!B64","v":2037},{"$f":"IF(C$46=\"\",\"\",INDEX(Results!$G64:$BN64,Storylines!C$46))","v":11.579869672709915},{"$f":"IF(D$46=\"\",\"\",INDEX(Results!$G64:$BN64,Storylines!D$46))","v":-3.7539297255965263},{"$f":"IF(E$46=\"\",\"\",INDEX(Results!$G64:$BN64,Storylines!E$46))","v":-2.1779177815697128},{"$f":"IF(F$46=\"\",\"\",INDEX(Results!$G64:$BN64,Storylines!F$46))","v":-8.7616303400808846},{"$f":"IF(G$46=\"\",\"\",INDEX(Results!$G64:$BN64,Storylines!G$46))","v":14.668564039689928},{"$f":"IF(H$46=\"\",\"\",INDEX(Results!$G64:$BN64,Storylines!H$46))","v":""},{"$f":"IF(I$46=\"\",\"\",INDEX(Results!$G64:$BN64,Storylines!I$46))","v":""},{"$f":"IF(J$46=\"\",\"\",INDEX(Results!$G64:$BN64,Storylines!J$46))","v":""},{"$f":"IF(K$46=\"\",\"\",INDEX(Results!$G64:$BN64,Storylines!K$46))","v":""},{"$f":"IF(L$46=\"\",\"\",INDEX(Results!$G64:$BN64,Storylines!L$46))","v":""}]
[null,{"$f":"Results!B65","v":2038},{"$f":"IF(C$46=\"\",\"\",INDEX(Results!$G65:$BN65,Storylines!C$46))","v":11.598054342015823},{"$f":"IF(D$46=\"\",\"\",INDEX(Results!$G65:$BN65,Storylines!D$46))","v":-3.4658746826338902},{"$f":"IF(E$46=\"\",\"\",INDEX(Results!$G65:$BN65,Storylines!E$46))","v":-1.9055372641925654},{"$f":"IF(F$46=\"\",\"\",INDEX(Results!$G65:$BN65,Storylines!F$46))","v":-8.691315464392467},{"$f":"IF(G$46=\"\",\"\",INDEX(Results!$G65:$BN65,Storylines!G$46))","v":14.430795588667282},{"$f":"IF(H$46=\"\",\"\",INDEX(Results!$G65:$BN65,Storylines!H$46))","v":""},{"$f":"IF(I$46=\"\",\"\",INDEX(Results!$G65:$BN65,Storylines!I$46))","v":""},{"$f":"IF(J$46=\"\",\"\",INDEX(Results!$G65:$BN65,Storylines!J$46))","v":""},{"$f":"IF(K$46=\"\",\"\",INDEX(Results!$G65:$BN65,Storylines!K$46))","v":""},{"$f":"IF(L$46=\"\",\"\",INDEX(Results!$G65:$BN65,Storylines!L$46))","v":""}]
[null,{"$f":"Results!B66","v":2039},{"$f":"IF(C$46=\"\",\"\",INDEX(Results!$G66:$BN66,Storylines!C$46))","v":11.615511624549494},{"$f":"IF(D$46=\"\",\"\",INDEX(Results!$G66:$BN66,Storylines!D$46))","v":-3.1836065345487423},{"$f":"IF(E$46=\"\",\"\",INDEX(Results!$G66:$BN66,Storylines!E$46))","v":-1.6389908126304871},{"$f":"IF(F$46=\"\",\"\",INDEX(Results!$G66:$BN66,Storylines!F$46))","v":-8.6299127025764335},{"$f":"IF(G$46=\"\",\"\",INDEX(Results!$G66:$BN66,Storylines!G$46))","v":14.197436459924395},{"$f":"IF(H$46=\"\",\"\",INDEX(Results!$G66:$BN66,Storylines!H$46))","v":""},{"$f":"IF(I$46=\"\",\"\",INDEX(Results!$G66:$BN66,Storylines!I$46))","v":""},{"$f":"IF(J$46=\"\",\"\",INDEX(Results!$G66:$BN66,Storylines!J$46))","v":""},{"$f":"IF(K$46=\"\",\"\",INDEX(Results!$G66:$BN66,Storylines!K$46))","v":""},{"$f":"IF(L$46=\"\",\"\",INDEX(Results!$G66:$BN66,Storylines!L$46))","v":""}]
[null,{"$f":"Results!B67","v":2040},{"$f":"IF(C$46=\"\",\"\",INDEX(Results!$G67:$BN67,Storylines!C$46))","v":11.633696293855403},{"$f":"IF(D$46=\"\",\"\",INDEX(Results!$G67:$BN67,Storylines!D$46))","v":-2.9070090252534211},{"$f":"IF(E$46=\"\",\"\",INDEX(Results!$G67:$BN67,Storylines!E$46))","v":-1.3767210624782837},{"$f":"IF(F$46=\"\",\"\",INDEX(Results!$G67:$BN67,Storylines!F$46))","v":-8.5474126998396365},{"$f":"IF(G$46=\"\",\"\",INDEX(Results!$G67:$BN67,Storylines!G$46))","v":13.969859206069486},{"$f":"IF(H$46=\"\",\"\",INDEX(Results!$G67:$BN67,Storylines!H$46))","v":""},{"$f":"IF(I$46=\"\",\"\",INDEX(Results!$G67:$BN67,Storylines!I$46))","v":""},{"$f":"IF(J$46=\"\",\"\",INDEX(Results!$G67:$BN67,Storylines!J$46))","v":""},{"$f":"IF(K$46=\"\",\"\",INDEX(Results!$G67:$BN67,Storylines!K$46))","v":""},{"$f":"IF(L$46=\"\",\"\",INDEX(Results!$G67:$BN67,Storylines!L$46))","v":""}]
[null,{"$f":"Results!B68","v":2041},{"$f":"IF(C$46=\"\",\"\",INDEX(Results!$G68:$BN68,Storylines!C$46))","v":11.6496988028446},{"$f":"IF(D$46=\"\",\"\",INDEX(Results!$G68:$BN68,Storylines!D$46))","v":-2.9070090252534211},{"$f":"IF(E$46=\"\",\"\",INDEX(Results!$G68:$BN68,Storylines!E$46))","v":-1.3607185534890842},{"$f":"IF(F$46=\"\",\"\",INDEX(Results!$G68:$BN68,Storylines!F$46))","v":-8.2159497708097042},{"$f":"IF(G$46=\"\",\"\",INDEX(Results!$G68:$BN68,Storylines!G$46))","v":13.986094761306102},{"$f":"IF(H$46=\"\",\"\",INDEX(Results!$G68:$BN68,Storylines!H$46))","v":""},{"$f":"IF(I$46=\"\",\"\",INDEX(Results!$G68:$BN68,Storylines!I$46))","v":""},{"$f":"IF(J$46=\"\",\"\",INDEX(Results!$G68:$BN68,Storylines!J$46))","v":""},{"$f":"IF(K$46=\"\",\"\",INDEX(Results!$G68:$BN68,Storylines!K$46))","v":""},{"$f":"IF(L$46=\"\",\"\",INDEX(Results!$G68:$BN68,Storylines!L$46))","v":""}]
[null,{"$f":"Results!B69","v":2042},{"$f":"IF(C$46=\"\",\"\",INDEX(Results!$G69:$BN69,Storylines!C$46))","v":11.666428698606037},{"$f":"IF(D$46=\"\",\"\",INDEX(Results!$G69:$BN69,Storylines!D$46))","v":-2.9070090252534211},{"$f":"IF(E$46=\"\",\"\",INDEX(Results!$G69:$BN69,Storylines!E$46))","v":-1.3439886577276479},{"$f":"IF(F$46=\"\",\"\",INDEX(Results!$G69:$BN69,Storylines!F$46))","v":-61.797991773577095},{"$f":"IF(G$46=\"\",\"\",INDEX(Results!$G69:$BN69,Storylines!G$46))","v":14.003068296326198},{"$f":"IF(H$46=\"\",\"\",INDEX(Results!$G69:$BN69,Storylines!H$46))","v":""},{"$f":"IF(I$46=\"\",\"\",INDEX(Results!$G69:$BN69,Storylines!I$46))","v":""},{"$f":"IF(J$46=\"\",\"\",INDEX(Results!$G69:$BN69,Storylines!J$46))","v":""},{"$f":"IF(K$46=\"\",\"\",INDEX(Results!$G69:$BN69,Storylines!K$46))","v":""},{"$f":"IF(L$46=\"\",\"\",INDEX(Results!$G69:$BN69,Storylines!L$46))","v":""}]
[null,{"$f":"Results!B70","v":2043},{"$f":"IF(C$46=\"\",\"\",INDEX(Results!$G70:$BN70,Storylines!C$46))","v":11.683158594367471},{"$f":"IF(D$46=\"\",\"\",INDEX(Results!$G70:$BN70,Storylines!D$46))","v":-2.9070090252534211},{"$f":"IF(E$46=\"\",\"\",INDEX(Results!$G70:$BN70,Storylines!E$46))","v":-1.3272587619662151},{"$f":"IF(F$46=\"\",\"\",INDEX(Results!$G70:$BN70,Storylines!F$46))","v":-7.5228909192016609},{"$f":"IF(G$46=\"\",\"\",INDEX(Results!$G70:$BN70,Storylines!G$46))","v":14.020041831346294},{"$f":"IF(H$46=\"\",\"\",INDEX(Results!$G70:$BN70,Storylines!H$46))","v":""},{"$f":"IF(I$46=\"\",\"\",INDEX(Results!$G70:$BN70,Storylines!I$46))","v":""},{"$f":"IF(J$46=\"\",\"\",INDEX(Results!$G70:$BN70,Storylines!J$46))","v":""},{"$f":"IF(K$46=\"\",\"\",INDEX(Results!$G70:$BN70,Storylines!K$46))","v":""},{"$f":"IF(L$46=\"\",\"\",INDEX(Results!$G70:$BN70,Storylines!L$46))","v":""}]
[null,{"$f":"Results!B71","v":2044},{"$f":"IF(C$46=\"\",\"\",INDEX(Results!$G71:$BN71,Storylines!C$46))","v":11.699888490128906},{"$f":"IF(D$46=\"\",\"\",INDEX(Results!$G71:$BN71,Storylines!D$46))","v":-2.9070090252534211},{"$f":"IF(E$46=\"\",\"\",INDEX(Results!$G71:$BN71,Storylines!E$46))","v":-1.3105288662047787},{"$f":"IF(F$46=\"\",\"\",INDEX(Results!$G71:$BN71,Storylines!F$46))","v":-7.1763614933976321},{"$f":"IF(G$46=\"\",\"\",INDEX(Results!$G71:$BN71,Storylines!G$46))","v":14.037015366366392},{"$f":"IF(H$46=\"\",\"\",INDEX(Results!$G71:$BN71,Storylines!H$46))","v":""},{"$f":"IF(I$46=\"\",\"\",INDEX(Results!$G71:$BN71,Storylines!I$46))","v":""},{"$f":"IF(J$46=\"\",\"\",INDEX(Results!$G71:$BN71,Storylines!J$46))","v":""},{"$f":"IF(K$46=\"\",\"\",INDEX(Results!$G71:$BN71,Storylines!K$46))","v":""},{"$f":"IF(L$46=\"\",\"\",INDEX(Results!$G71:$BN71,Storylines!L$46))","v":""}]
[null,{"$f":"Results!B72","v":2045},{"$f":"IF(C$46=\"\",\"\",INDEX(Results!$G72:$BN72,Storylines!C$46))","v":11.715890999118105},{"$f":"IF(D$46=\"\",\"\",INDEX(Results!$G72:$BN72,Storylines!D$46))","v":-2.9070090252534211},{"$f":"IF(E$46=\"\",\"\",INDEX(Results!$G72:$BN72,Storylines!E$46))","v":-1.2945263572155792},{"$f":"IF(F$46=\"\",\"\",INDEX(Results!$G72:$BN72,Storylines!F$46))","v":-6.8448985643676927},{"$f":"IF(G$46=\"\",\"\",INDEX(Results!$G72:$BN72,Storylines!G$46))","v":14.053250921603006},{"$f":"IF(H$46=\"\",\"\",INDEX(Results!$G72:$BN72,Storylines!H$46))","v":""},{"$f":"IF(I$46=\"\",\"\",INDEX(Results!$G72:$BN72,Storylines!I$46))","v":""},{"$f":"IF(J$46=\"\",\"\",INDEX(Results!$G72:$BN72,Storylines!J$46))","v":""},{"$f":"IF(K$46=\"\",\"\",INDEX(Results!$G72:$BN72,Storylines!K$46))","v":""},{"$f":"IF(L$46=\"\",\"\",INDEX(Results!$G72:$BN72,Storylines!L$46))","v":""}]
[null,{"$f":"\"Source: \" &Results!F8","v":"Source: Table R2"}]
[]
[null,"Table SL4","Divisors"]
[null,"Chosen:",{"$f":"INDEX(Support!$E$35:$E$38,Graphics!$F$5)","v":"NPV total"},{"$f":"INDEX(Support!$F$35:$F$38,Graphics!$F$5)","v":"Mill. EUR"}]
[null,"Scenario",{"$f":"Storylines!C45","v":"Excess heat"},{"$f":"Storylines!D45","v":"Heat pump air only"},{"$f":"Storylines!E45","v":"Heat pump + gas boiler"},{"$f":"Storylines!F45","v":"CHP Gas"},{"$f":"Storylines!G45","v":"Coal heat "},{"$f":"Storylines!H45","v":""},{"$f":"Storylines!I45","v":""},{"$f":"Storylines!J45","v":""},{"$f":"Storylines!K45","v":""},{"$f":"Storylines!L45","v":""},"Money unit","Emission unit"]
[null,"Selected",{"$f":"INDEX(C116:C119,Graphics!$F$5,)","v":1},{"$f":"INDEX(D116:D119,Graphics!$F$5,)","v":1},{"$f":"INDEX(E116:E119,Graphics!$F$5,)","v":1},{"$f":"INDEX(F116:F119,Graphics!$F$5,)","v":1},{"$f":"INDEX(G116:G119,Graphics!$F$5,)","v":1},{"$f":"INDEX(H116:H119,Graphics!$F$5,)","v":1},{"$f":"INDEX(I116:I119,Graphics!$F$5,)","v":1},{"$f":"INDEX(J116:J119,Graphics!$F$5,)","v":1},{"$f":"INDEX(K116:K119,Graphics!$F$5,)","v":1},{"$f":"INDEX(L116:L119,Graphics!$F$5,)","v":1},{"$f":"INDEX($M$116:$M$119,Graphics!$F$5)","v":"Mill. EUR, gross potential"},{"$f":"INDEX(N116:N119,Graphics!$F$5,)","v":"1000 ton CO₂ gross potential"}]
[null,"NPV total",1,1,1,1,1,1,1,1,1,1,"Mill. EUR, gross potential","1000 ton CO₂ gross potential"]
[null,"Annuitised total",{"$f":"-IFERROR(PMT(C47,21,1),0)","v":6.0576395859257927E-2},{"$f":"-IFERROR(PMT(D47,21,1),0)","v":6.0576395859257927E-2},6.0576395859257927E-2,6.0576395859257927E-2,6.0576395859257927E-2,0,0,0,0,0,"Mill. EUR/year, gross potential","1000 ton CO₂/year gross potential"]
[null,"Annuitised per household",{"$f":"IFERROR(Support_million/(21*C48*C50),0)","v":2.4024671728720342},{"$f":"IFERROR(Support_million/(21*D48*D50),0)","v":2.4024671728720342},2.4024671728720342,2.4024671728720342,2.4024671728720342,0,0,0,0,0,"EUR/household/year","kg CO₂/household/year"]
[null,"Per Energy",{"$f":"IFERROR(Support_thousand/Storylines!C51,0)","v":0.10974489742630816},{"$f":"IFERROR(Support_thousand/Storylines!D51,0)","v":0.10974489742630816},{"$f":"IFERROR(Support_thousand/Storylines!E51,0)","v":0.10974489742630816},{"$f":"IFERROR(Support_thousand/Storylines!F51,0)","v":0.10974489742630816},{"$f":"IFERROR(Support_thousand/Storylines!G51,0)","v":0.10974489742630816},{"$f":"IFERROR(Support_thousand/Storylines!H51,0)","v":0},{"$f":"IFERROR(Support_thousand/Storylines!I51,0)","v":0},{"$f":"IFERROR(Support_thousand/Storylines!J51,0)","v":0},{"$f":"IFERROR(Support_thousand/Storylines!K51,0)","v":0},{"$f":"IFERROR(Support_thousand/Storylines!L51,0)","v":0},"EUR/MWh","kg CO₂/MWh heat demand"]
[]
[null,"DH LCOE, EUR/MWh",{"$f":"IFERROR(Support_thousand*SUM(C54:C59)/C51,0)","v":14.031737698096288},57.066905149727724,50.191303298131928,76.264316909963142,31.450284312866234,0,0,0,0,0]
[null,"Non-DH LCOE, EUR/MWh",{"$f":"IFERROR(Support_thousand*SUM(C62:C66)/C51,0)","v":45.203906763700083},45.203906763700083,45.203906763700083,47.484894607999962,47.484894607999962,0,0,0,0,0]
[null,{"$f":"\"Source: \" &B43","v":"Source: Table SL3"}]
[]
[]
[null,"Table SL.A1","Combination of individual mix names an scenario No. "]
[null,"Scenario No.","Individual Mix Name","Combined Name"]
[null,{"$f":"IF(C$46=\"\",\"\",C25)","v":"1st scenario"},{"$f":"IF(C$46=\"\",\"\",INDEX(Scenarios!$H$19:$H$78,Storylines!C$46))","v":"Gas 100%"},{"$f":"IF(B128=\"\",\"\",B128& \" - \" &C128)","v":"1st scenario - Gas 100%"}]
[null,{"$f":"IF(D$46=\"\",\"\",D25)","v":"2nd scenario"},{"$f":"IF(D$46=\"\",\"\",INDEX(Scenarios!$H$19:$H$78,Storylines!D$46))","v":"Gas 100%"},{"$f":"IF(B129=\"\",\"\",B129& \" - \" &C129)","v":"2nd scenario - Gas 100%"}]
[null,{"$f":"IF(E$46=\"\",\"\",E25)","v":"3rd scenario"},{"$f":"IF(E$46=\"\",\"\",INDEX(Scenarios!$H$19:$H$78,Storylines!E$46))","v":"Gas 100%"},"3rd scenario - Gas 100%"]
[null,{"$f":"IF(F$46=\"\",\"\",F25)","v":"4th scenario"},{"$f":"IF(F$46=\"\",\"\",INDEX(Scenarios!$H$19:$H$78,Storylines!F$46))","v":"Gas 100%"},"4th scenario - Gas 100%"]
[null,{"$f":"IF(G$46=\"\",\"\",G25)","v":"5th scenario"},{"$f":"IF(G$46=\"\",\"\",INDEX(Scenarios!$H$19:$H$78,Storylines!G$46))","v":"Gas 100%"},"5th scenario - Gas 100%"]
[null,{"$f":"IF(H$46=\"\",\"\",H25)","v":""},{"$f":"IF(H$46=\"\",\"\",INDEX(Scenarios!$H$19:$H$78,Storylines!H$46))","v":""},""]
[null,{"$f":"IF(I$46=\"\",\"\",I25)","v":""},{"$f":"IF(I$46=\"\",\"\",INDEX(Scenarios!$H$19:$H$78,Storylines!I$46))","v":""},""]
[null,{"$f":"IF(J$46=\"\",\"\",J25)","v":""},{"$f":"IF(J$46=\"\",\"\",INDEX(Scenarios!$H$19:$H$78,Storylines!J$46))","v":""},""]
[null,{"$f":"IF(K$46=\"\",\"\",K25)","v":""},{"$f":"IF(K$46=\"\",\"\",INDEX(Scenarios!$H$19:$H$78,Storylines!K$46))","v":""},""]
[null,{"$f":"IF(L$46=\"\",\"\",L25)","v":""},{"$f":"IF(L$46=\"\",\"\",INDEX(Scenarios!$H$19:$H$78,Storylines!L$46))","v":""},""]

{"sheet":"Graphics","index":8,"n_rows":344,"n_cols":21,"rows_kept":344,"cut":false,"hidden":false,"merged":[[233,20,235,25],[236,20,240,25],[33,8,35,12],[65,8,67,12],[92,8,94,12],[124,8,126,12],[154,8,156,12],[269,8,273,12],[343,8,345,12],[179,8,181,12],[308,8,310,12],[215,8,217,12],[218,8,222,12]]}
["Graphics"]
["This sheet contains the main results and a graphic representation of the chosen settings."]
[]
[null,"Choice of storyline",null,null,"Choice of chart/table divisor",null,null,"Externalities"]
[null,4,1,null,null,1,null,1]
[]
[]
[]
[null,"Figure G1.1"]
[]
[]
[]
[]
[null,null,null,null,null,null,null,null,"Table G1.1",{"$f":"\"LCOE cost breakdown for the entire period - \"&Storylines!C113&\" (\"&Storylines!$D$43&\")\"","v":"LCOE cost breakdown for the entire period - NPV total (Basis storyline)"}]
[null,null,null,null,null,null,null,null,{"$f":"Storylines!$M$115","v":"Mill. EUR, gross potential"},{"$f":"Storylines!C$114","v":"Excess heat"},{"$f":"Storylines!D$114","v":"Heat pump air only"},{"$f":"Storylines!E$114","v":"Heat pump + gas boiler"},{"$f":"Storylines!F$114","v":"CHP Gas"},{"$f":"Storylines!G$114","v":"Coal heat "},{"$f":"Storylines!H$114","v":""},{"$f":"Storylines!I$114","v":""},{"$f":"Storylines!J$114","v":""},{"$f":"Storylines!K$114","v":""},{"$f":"Storylines!L$114","v":""}]
[null,null,null,null,null,null,null,null,"DH network CAPEX",{"$f":"IFERROR(Storylines!C$115*Storylines!C74,\"\")","v":37.19551742362161},{"$f":"IFERROR(Storylines!D$115*Storylines!D74,\"\")","v":37.19551742362161},{"$f":"IFERROR(Storylines!E$115*Storylines!E74,\"\")","v":37.19551742362161},{"$f":"IFERROR(Storylines!F$115*Storylines!F74,\"\")","v":37.19551742362161},{"$f":"IFERROR(Storylines!G$115*Storylines!G74,\"\")","v":37.19551742362161},{"$f":"IFERROR(Storylines!H$115*Storylines!H74,\"\")","v":""},{"$f":"IFERROR(Storylines!I$115*Storylines!I74,\"\")","v":""},{"$f":"IFERROR(Storylines!J$115*Storylines!J74,\"\")","v":""},{"$f":"IFERROR(Storylines!K$115*Storylines!K74,\"\")","v":""},{"$f":"IFERROR(Storylines!L$115*Storylines!L74,\"\")","v":""}]
[null,null,null,null,null,null,null,null,"DH plant CAPEX",{"$f":"IFERROR(Storylines!C$115*Storylines!C75,\"\")","v":23.871462447830186},{"$f":"IFERROR(Storylines!D$115*Storylines!D75,\"\")","v":56.295914093860077},{"$f":"IFERROR(Storylines!E$115*Storylines!E75,\"\")","v":34.516967856288687},{"$f":"IFERROR(Storylines!F$115*Storylines!F75,\"\")","v":122.76508014601326},{"$f":"IFERROR(Storylines!G$115*Storylines!G75,\"\")","v":228.83971148075452},{"$f":"IFERROR(Storylines!H$115*Storylines!H75,\"\")","v":""},{"$f":"IFERROR(Storylines!I$115*Storylines!I75,\"\")","v":""},{"$f":"IFERROR(Storylines!J$115*Storylines!J75,\"\")","v":""},{"$f":"IFERROR(Storylines!K$115*Storylines!K75,\"\")","v":""},{"$f":"IFERROR(Storylines!L$115*Storylines!L75,\"\")","v":""}]
[null,null,null,null,null,null,null,null,"DH operation cost",{"$f":"IFERROR(Storylines!C$115*(SUM(Storylines!C76:C79)-IF($H$5=2,Storylines!C79,0)),\"\")","v":389.4925522438607},{"$f":"IFERROR(Storylines!D$115*(SUM(Storylines!D76:D79)-IF($H$5=2,Storylines!D79,0)),\"\")","v":643.34718411344477},{"$f":"IFERROR(Storylines!E$115*(SUM(Storylines!E76:E79)-IF($H$5=2,Storylines!E79,0)),\"\")","v":708.33448951414869},{"$f":"IFERROR(Storylines!F$115*(SUM(Storylines!F76:F79)-IF($H$5=2,Storylines!F79,0)),\"\")","v":931.78802763660735},{"$f":"IFERROR(Storylines!G$115*(SUM(Storylines!G76:G79)-IF($H$5=2,Storylines!G79,0)),\"\")","v":1941.7881236852563},{"$f":"IFERROR(Storylines!H$115*(SUM(Storylines!H76:H79)-IF($H$5=2,Storylines!H79,0)),\"\")","v":0},{"$f":"IFERROR(Storylines!I$115*(SUM(Storylines!I76:I79)-IF($H$5=2,Storylines!I79,0)),\"\")","v":0},{"$f":"IFERROR(Storylines!J$115*(SUM(Storylines!J76:J79)-IF($H$5=2,Storylines!J79,0)),\"\")","v":0},{"$f":"IFERROR(Storylines!K$115*(SUM(Storylines!K76:K79)-IF($H$5=2,Storylines!K79,0)),\"\")","v":0},{"$f":"IFERROR(Storylines!L$115*(SUM(Storylines!L76:L79)-IF($H$5=2,Storylines!L79,0)),\"\")","v":0}]
[null,null,null,null,null,null,null,null,"DH advantage",{"$f":"MAX(J29,0)","v":814.06016985770725},{"$f":"MAX(K29,0)","v":527.78108634209332},484.5727271789608,199.69742204368754,0,0,0,0,0,0]
[null,null,null,null,null,null,null,null,"Baseline CAPEX",{"$f":"IFERROR(Storylines!C$115*Storylines!C80,\"\")","v":83.943296163162231},{"$f":"IFERROR(Storylines!D$115*Storylines!D80,\"\")","v":83.943296163162231},{"$f":"IFERROR(Storylines!E$115*Storylines!E80,\"\")","v":83.943296163162231},{"$f":"IFERROR(Storylines!F$115*Storylines!F80,\"\")","v":83.943296163162231},{"$f":"IFERROR(Storylines!G$115*Storylines!G80,\"\")","v":83.943296163162231},{"$f":"IFERROR(Storylines!H$115*Storylines!H80,\"\")","v":""},{"$f":"IFERROR(Storylines!I$115*Storylines!I80,\"\")","v":""},{"$f":"IFERROR(Storylines!J$115*Storylines!J80,\"\")","v":""},{"$f":"IFERROR(Storylines!K$115*Storylines!K80,\"\")","v":""},{"$f":"IFERROR(Storylines!L$115*Storylines!L80,\"\")","v":""}]
[null,null,null,null,null,null,null,null,"Baseline OPEX",{"$f":"IFERROR(Storylines!C$115*(Storylines!C81+IF($H$5=1,Storylines!C83,0)),\"\")","v":810.95930116566501},{"$f":"IFERROR(Storylines!D$115*(Storylines!D81+IF($H$5=1,Storylines!D83,0)),\"\")","v":810.95930116566501},{"$f":"IFERROR(Storylines!E$115*(Storylines!E81+IF($H$5=1,Storylines!E83,0)),\"\")","v":810.95930116566501},{"$f":"IFERROR(Storylines!F$115*(Storylines!F81+IF($H$5=1,Storylines!F83,0)),\"\")","v":810.95930116566501},{"$f":"IFERROR(Storylines!G$115*(Storylines!G81+IF($H$5=1,Storylines!G83,0)),\"\")","v":810.95930116566501},{"$f":"IFERROR(Storylines!H$115*(Storylines!H81+IF($H$5=1,Storylines!H83,0)),\"\")","v":""},{"$f":"IFERROR(Storylines!I$115*(Storylines!I81+IF($H$5=1,Storylines!I83,0)),\"\")","v":""},{"$f":"IFERROR(Storylines!J$115*(Storylines!J81+IF($H$5=1,Storylines!J83,0)),\"\")","v":""},{"$f":"IFERROR(Storylines!K$115*(Storylines!K81+IF($H$5=1,Storylines!K83,0)),\"\")","v":""},{"$f":"IFERROR(Storylines!L$115*(Storylines!L81+IF($H$5=1,Storylines!L83,0)),\"\")","v":""}]
[null,null,null,null,null,null,null,null,"Baseline energy cost",{"$f":"IFERROR(Storylines!C$115*Storylines!C82,\"\")","v":369.71710464419266},{"$f":"IFERROR(Storylines!D$115*Storylines!D82,\"\")","v":369.71710464419266},{"$f":"IFERROR(Storylines!E$115*Storylines!E82,\"\")","v":369.71710464419266},{"$f":"IFERROR(Storylines!F$115*Storylines!F82,\"\")","v":396.54344992110248},{"$f":"IFERROR(Storylines!G$115*Storylines!G82,\"\")","v":396.54344992110248},{"$f":"IFERROR(Storylines!H$115*Storylines!H82,\"\")","v":""},{"$f":"IFERROR(Storylines!I$115*Storylines!I82,\"\")","v":""},{"$f":"IFERROR(Storylines!J$115*Storylines!J82,\"\")","v":""},{"$f":"IFERROR(Storylines!K$115*Storylines!K82,\"\")","v":""},{"$f":"IFERROR(Storylines!L$115*Storylines!L82,\"\")","v":""}]
[null,null,null,null,null,null,null,null,"Baseline advantage",{"$f":"MAX(0,-J29)","v":0},{"$f":"MAX(0,-K29)","v":0},0,0,916.37730533970284,0,0,0,0,0]
[null,null,null,null,null,null,null,null,"Source: ",{"$f":"I26& \" & \" &Storylines!B43","v":"Table G.A1.1 & Table SL3"}]
[]
[null,null,null,null,null,null,null,null,"Table G.A1.1","Memo:"]
[null,null,null,null,null,null,null,null,"DH Externalities",{"$f":"IFERROR(Storylines!C$115*IF($H$5=1,Storylines!C79,0),\"\")","v":224.28088510820285},{"$f":"IFERROR(Storylines!D$115*IF($H$5=1,Storylines!D79,0),\"\")","v":118.42176027997273},{"$f":"IFERROR(Storylines!E$115*IF($H$5=1,Storylines!E79,0),\"\")","v":224.28088510820285},{"$f":"IFERROR(Storylines!F$115*IF($H$5=1,Storylines!F79,0),\"\")","v":292.36227703664792},{"$f":"IFERROR(Storylines!G$115*IF($H$5=1,Storylines!G79,0),\"\")","v":1816.7843048235832},{"$f":"IFERROR(Storylines!H$115*IF($H$5=1,Storylines!H79,0),\"\")","v":""},{"$f":"IFERROR(Storylines!I$115*IF($H$5=1,Storylines!I79,0),\"\")","v":""},{"$f":"IFERROR(Storylines!J$115*IF($H$5=1,Storylines!J79,0),\"\")","v":""},{"$f":"IFERROR(Storylines!K$115*IF($H$5=1,Storylines!K79,0),\"\")","v":""},{"$f":"IFERROR(Storylines!L$115*IF($H$5=1,Storylines!L79,0),\"\")","v":""}]
[null,null,null,null,null,null,null,null,"Baseline externalities",{"$f":"IFERROR(Storylines!C$115*IF($H$5=1,Storylines!C83,0),\"\")","v":754.29897376996792},{"$f":"IFERROR(Storylines!D$115*IF($H$5=1,Storylines!D83,0),\"\")","v":754.29897376996792},{"$f":"IFERROR(Storylines!E$115*IF($H$5=1,Storylines!E83,0),\"\")","v":754.29897376996792},{"$f":"IFERROR(Storylines!F$115*IF($H$5=1,Storylines!F83,0),\"\")","v":754.29897376996792},{"$f":"IFERROR(Storylines!G$115*IF($H$5=1,Storylines!G83,0),\"\")","v":754.29897376996792},{"$f":"IFERROR(Storylines!H$115*IF($H$5=1,Storylines!H83,0),\"\")","v":""},{"$f":"IFERROR(Storylines!I$115*IF($H$5=1,Storylines!I83,0),\"\")","v":""},{"$f":"IFERROR(Storylines!J$115*IF($H$5=1,Storylines!J83,0),\"\")","v":""},{"$f":"IFERROR(Storylines!K$115*IF($H$5=1,Storylines!K83,0),\"\")","v":""},{"$f":"IFERROR(Storylines!L$115*IF($H$5=1,Storylines!L83,0),\"\")","v":""}]
[null,null,null,null,null,null,null,null,"DH advantage",{"$f":"SUM(J20:J22)-SUM(J16:J18)","v":814.06016985770725},{"$f":"SUM(K20:K22)-SUM(K16:K18)","v":527.78108634209332},484.5727271789608,199.69742204368754,-916.37730533970284,0,0,0,0,0]
[null,null,null,null,null,null,null,null,"Source: ",{"$f":"Storylines!B43","v":"Table SL3"}]
[]
[]
[null,null,null,null,null,null,null,null,{"$f":"\"Description of figure \"&B9","v":"Description of figure Figure G1.1"}]
[null,null,null,null,null,null,null,null,"The figure shows the LCOE cost breakdown for a Baseline scenario - including only non-DH costs and reinvestments - and a DH-scenario, where there are non-DH costs until the DH mix is fully phased in."]
[]
[]
[]
[]
[]
[]
[null,"Figure G1.2"]
[]
[]
[]
[]
[null,null,null,null,null,null,null,null,"Table G1.2",{"$f":"\"LCOE cost breakdown - \"&Storylines!C113&\" (\"&Storylines!$D$43&\")\"","v":"LCOE cost breakdown - NPV total (Basis storyline)"}]
[null,null,null,null,null,null,null,null,{"$f":"Storylines!$M$115","v":"Mill. EUR, gross potential"},{"$f":"Storylines!C$114","v":"Excess heat"},{"$f":"Storylines!D$114","v":"Heat pump air only"},{"$f":"Storylines!E$114","v":"Heat pump + gas boiler"},{"$f":"Storylines!F$114","v":"CHP Gas"},{"$f":"Storylines!G$114","v":"Coal heat "},{"$f":"Storylines!H$114","v":""},{"$f":"Storylines!I$114","v":""},{"$f":"Storylines!J$114","v":""},{"$f":"Storylines!K$114","v":""},{"$f":"Storylines!L$114","v":""}]
[null,null,null,null,null,null,null,null,"DH network CAPEX",{"$f":"IFERROR(Storylines!C$115*Storylines!C54,\"\")","v":37.19551742362161},{"$f":"IFERROR(Storylines!D$115*Storylines!D54,\"\")","v":37.19551742362161},{"$f":"IFERROR(Storylines!E$115*Storylines!E54,\"\")","v":37.19551742362161},{"$f":"IFERROR(Storylines!F$115*Storylines!F54,\"\")","v":37.19551742362161},{"$f":"IFERROR(Storylines!G$115*Storylines!G54,\"\")","v":37.19551742362161},{"$f":"IFERROR(Storylines!H$115*Storylines!H54,\"\")","v":""},{"$f":"IFERROR(Storylines!I$115*Storylines!I54,\"\")","v":""},{"$f":"IFERROR(Storylines!J$115*Storylines!J54,\"\")","v":""},{"$f":"IFERROR(Storylines!K$115*Storylines!K54,\"\")","v":""},{"$f":"IFERROR(Storylines!L$115*Storylines!L54,\"\")","v":""}]
[null,null,null,null,null,null,null,null,"DH plant CAPEX",{"$f":"IFERROR(Storylines!C$115*Storylines!C55,\"\")","v":10.692718685709822},{"$f":"IFERROR(Storylines!D$115*Storylines!D55,\"\")","v":43.117170331739715},{"$f":"IFERROR(Storylines!E$115*Storylines!E55,\"\")","v":21.338224094168318},{"$f":"IFERROR(Storylines!F$115*Storylines!F55,\"\")","v":109.58633638389291},{"$f":"IFERROR(Storylines!G$115*Storylines!G55,\"\")","v":215.66096771863417},{"$f":"IFERROR(Storylines!H$115*Storylines!H55,\"\")","v":""},{"$f":"IFERROR(Storylines!I$115*Storylines!I55,\"\")","v":""},{"$f":"IFERROR(Storylines!J$115*Storylines!J55,\"\")","v":""},{"$f":"IFERROR(Storylines!K$115*Storylines!K55,\"\")","v":""},{"$f":"IFERROR(Storylines!L$115*Storylines!L55,\"\")","v":""}]
[null,null,null,null,null,null,null,null,"DH operation cost",{"$f":"IFERROR(Storylines!C$115*(SUM(Storylines!C56:C60)-IF($H$5=2,Storylines!C60,0)),\"\")","v":185.82865730006083},{"$f":"IFERROR(Storylines!D$115*(SUM(Storylines!D56:D60)-IF($H$5=2,Storylines!D60,0)),\"\")","v":439.68328916964492},{"$f":"IFERROR(Storylines!E$115*(SUM(Storylines!E56:E60)-IF($H$5=2,Storylines!E60,0)),\"\")","v":504.67059457034901},{"$f":"IFERROR(Storylines!F$115*(SUM(Storylines!F56:F60)-IF($H$5=2,Storylines!F60,0)),\"\")","v":722.08224207203807},{"$f":"IFERROR(Storylines!G$115*(SUM(Storylines!G56:G60)-IF($H$5=2,Storylines!G60,0)),\"\")","v":1732.0823381206872},{"$f":"IFERROR(Storylines!H$115*(SUM(Storylines!H56:H60)-IF($H$5=2,Storylines!H60,0)),\"\")","v":0},{"$f":"IFERROR(Storylines!I$115*(SUM(Storylines!I56:I60)-IF($H$5=2,Storylines!I60,0)),\"\")","v":0},{"$f":"IFERROR(Storylines!J$115*(SUM(Storylines!J56:J60)-IF($H$5=2,Storylines!J60,0)),\"\")","v":0},{"$f":"IFERROR(Storylines!K$115*(SUM(Storylines!K56:K60)-IF($H$5=2,Storylines!K60,0)),\"\")","v":0},{"$f":"IFERROR(Storylines!L$115*(SUM(Storylines!L56:L60)-IF($H$5=2,Storylines!L60,0)),\"\")","v":0}]
[null,null,null,null,null,null,null,null,"DH advantage",{"$f":"MAX(J61,0)","v":814.06016985770748},{"$f":"MAX(K61,0)","v":527.78108634209343},{"$f":"MAX(L61,0)","v":484.5727271789608},{"$f":"MAX(M61,0)","v":199.69742204368742},{"$f":"MAX(N61,0)","v":0},0,0,0,0,0]
[null,null,null,null,null,null,null,null,"Baseline CAPEX",{"$f":"IFERROR(Storylines!C$115*Storylines!C62,\"\")","v":70.764552401041882},{"$f":"IFERROR(Storylines!D$115*Storylines!D62,\"\")","v":70.764552401041882},{"$f":"IFERROR(Storylines!E$115*Storylines!E62,\"\")","v":70.764552401041882},{"$f":"IFERROR(Storylines!F$115*Storylines!F62,\"\")","v":70.764552401041882},{"$f":"IFERROR(Storylines!G$115*Storylines!G62,\"\")","v":70.764552401041882},{"$f":"IFERROR(Storylines!H$115*Storylines!H62,\"\")","v":""},{"$f":"IFERROR(Storylines!I$115*Storylines!I62,\"\")","v":""},{"$f":"IFERROR(Storylines!J$115*Storylines!J62,\"\")","v":""},{"$f":"IFERROR(Storylines!K$115*Storylines!K62,\"\")","v":""},{"$f":"IFERROR(Storylines!L$115*Storylines!L62,\"\")","v":""}]
[null,null,null,null,null,null,null,null,"Baseline OPEX",{"$f":"IFERROR(Storylines!C$115*(SUM(Storylines!C63:C64)+IF($H$5=1,Storylines!C67,0)),\"\")","v":683.64210825013856},{"$f":"IFERROR(Storylines!D$115*(SUM(Storylines!D63:D64)+IF($H$5=1,Storylines!D67,0)),\"\")","v":683.64210825013856},{"$f":"IFERROR(Storylines!E$115*(SUM(Storylines!E63:E64)+IF($H$5=1,Storylines!E67,0)),\"\")","v":683.64210825013856},{"$f":"IFERROR(Storylines!F$115*(SUM(Storylines!F63:F64)+IF($H$5=1,Storylines!F67,0)),\"\")","v":683.64210825013856},{"$f":"IFERROR(Storylines!G$115*(SUM(Storylines!G63:G64)+IF($H$5=1,Storylines!G67,0)),\"\")","v":683.64210825013856},{"$f":"IFERROR(Storylines!H$115*(SUM(Storylines!H63:H64)+IF($H$5=1,Storylines!H67,0)),\"\")","v":""},{"$f":"IFERROR(Storylines!I$115*(SUM(Storylines!I63:I64)+IF($H$5=1,Storylines!I67,0)),\"\")","v":""},{"$f":"IFERROR(Storylines!J$115*(SUM(Storylines!J63:J64)+IF($H$5=1,Storylines!J67,0)),\"\")","v":""},{"$f":"IFERROR(Storylines!K$115*(SUM(Storylines!K63:K64)+IF($H$5=1,Storylines!K67,0)),\"\")","v":""},{"$f":"IFERROR(Storylines!L$115*(SUM(Storylines!L63:L64)+IF($H$5=1,Storylines!L67,0)),\"\")","v":""}]
[null,null,null,null,null,null,null,null,"Baseline energy cost",{"$f":"IFERROR(Storylines!C$115*SUM(Storylines!C65:C66),\"\")","v":293.3704026159192},{"$f":"IFERROR(Storylines!D$115*SUM(Storylines!D65:D66),\"\")","v":293.3704026159192},{"$f":"IFERROR(Storylines!E$115*SUM(Storylines!E65:E66),\"\")","v":293.3704026159192},{"$f":"IFERROR(Storylines!F$115*SUM(Storylines!F65:F66),\"\")","v":314.15485727205964},{"$f":"IFERROR(Storylines!G$115*SUM(Storylines!G65:G66),\"\")","v":314.15485727205964},{"$f":"IFERROR(Storylines!H$115*SUM(Storylines!H65:H66),\"\")","v":0},{"$f":"IFERROR(Storylines!I$115*SUM(Storylines!I65:I66),\"\")","v":0},{"$f":"IFERROR(Storylines!J$115*SUM(Storylines!J65:J66),\"\")","v":0},{"$f":"IFERROR(Storylines!K$115*SUM(Storylines!K65:K66),\"\")","v":0},{"$f":"IFERROR(Storylines!L$115*SUM(Storylines!L65:L66),\"\")","v":0}]
[null,null,null,null,null,null,null,null,"Baseline advantage",{"$f":"MAX(0,-J61)","v":0},{"$f":"MAX(0,-K61)","v":0},0,0,916.37730533970307,0,0,0,0,0]
[null,null,null,null,null,null,null,null,"Source: ",{"$f":"I58& \" & \" &Storylines!B43","v":"Table G.A1.2 & Table SL3"}]
[]
[null,null,null,null,null,null,null,null,"Table G.A1.2","Memo:"]
[null,null,null,null,null,null,null,null,"DH Externalities",{"$f":"IFERROR(Storylines!C$115*IF($H$5=1,Storylines!C60,0),\"\")","v":105.85912482823011},{"$f":"IFERROR(Storylines!D$115*IF($H$5=1,Storylines!D60,0),\"\")","v":0},{"$f":"IFERROR(Storylines!E$115*IF($H$5=1,Storylines!E60,0),\"\")","v":105.85912482823012},{"$f":"IFERROR(Storylines!F$115*IF($H$5=1,Storylines!F60,0),\"\")","v":173.94051675667509},{"$f":"IFERROR(Storylines!G$115*IF($H$5=1,Storylines!G60,0),\"\")","v":1698.3625445436105},{"$f":"IFERROR(Storylines!H$115*IF($H$5=1,Storylines!H60,0),\"\")","v":""},{"$f":"IFERROR(Storylines!I$115*IF($H$5=1,Storylines!I60,0),\"\")","v":""},{"$f":"IFERROR(Storylines!J$115*IF($H$5=1,Storylines!J60,0),\"\")","v":""},{"$f":"IFERROR(Storylines!K$115*IF($H$5=1,Storylines!K60,0),\"\")","v":""},{"$f":"IFERROR(Storylines!L$115*IF($H$5=1,Storylines!L60,0),\"\")","v":""}]
[null,null,null,null,null,null,null,null,"Non-DH externalities",{"$f":"IFERROR(Storylines!C$115*IF($H$5=1,Storylines!C67,0),\"\")","v":635.87721348999514},{"$f":"IFERROR(Storylines!D$115*IF($H$5=1,Storylines!D67,0),\"\")","v":635.87721348999514},{"$f":"IFERROR(Storylines!E$115*IF($H$5=1,Storylines!E67,0),\"\")","v":635.87721348999514},{"$f":"IFERROR(Storylines!F$115*IF($H$5=1,Storylines!F67,0),\"\")","v":635.87721348999514},{"$f":"IFERROR(Storylines!G$115*IF($H$5=1,Storylines!G67,0),\"\")","v":635.87721348999514},{"$f":"IFERROR(Storylines!H$115*IF($H$5=1,Storylines!H67,0),\"\")","v":""},{"$f":"IFERROR(Storylines!I$115*IF($H$5=1,Storylines!I67,0),\"\")","v":""},{"$f":"IFERROR(Storylines!J$115*IF($H$5=1,Storylines!J67,0),\"\")","v":""},{"$f":"IFERROR(Storylines!K$115*IF($H$5=1,Storylines!K67,0),\"\")","v":""},{"$f":"IFERROR(Storylines!L$115*IF($H$5=1,Storylines!L67,0),\"\")","v":""}]
[null,null,null,null,null,null,null,null,"DH advantage",{"$f":"SUM(J52:J54)-SUM(J48:J50)","v":814.06016985770748},{"$f":"SUM(K52:K54)-SUM(K48:K50)","v":527.78108634209343},484.5727271789608,199.69742204368742,-916.37730533970307,0,0,0,0,0]
[null,null,null,null,null,null,null,null,"Source: ",{"$f":"Storylines!B43","v":"Table SL3"}]
[]
[]
[null,null,null,null,null,null,null,null,{"$f":"\"Description of figure \"&B41","v":"Description of figure Figure G1.2"}]
[null,null,null,null,null,null,null,null,"The figure shows the LCOE cost breakdown for the DH mix and the avoided non-DH costs for the same period."]
[]
[]
[]
[]
[]
[null,"Figure G2"]
[]
[]
[]
[]
[null,null,null,null,null,null,null,null,"Table G2",{"$f":"\"DH LCOE DH cost breakdown - \"&Storylines!$C$113&\" (\"&Storylines!$D$43&\")\"","v":"DH LCOE DH cost breakdown - NPV total (Basis storyline)"}]
[null,null,null,null,null,null,null,null,{"$f":"Storylines!$M$115","v":"Mill. EUR, gross potential"},{"$f":"Storylines!C$114","v":"Excess heat"},{"$f":"Storylines!D$114","v":"Heat pump air only"},{"$f":"Storylines!E$114","v":"Heat pump + gas boiler"},{"$f":"Storylines!F$114","v":"CHP Gas"},{"$f":"Storylines!G$114","v":"Coal heat "},{"$f":"Storylines!H$114","v":""},{"$f":"Storylines!I$114","v":""},{"$f":"Storylines!J$114","v":""},{"$f":"Storylines!K$114","v":""},{"$f":"Storylines!L$114","v":""}]
[null,null,null,null,null,null,null,null,{"$f":"Storylines!B54","v":"DH network CAPEX"},{"$f":"IF($J$88=1,IFERROR(Storylines!C$115*Storylines!C74,\"\"),IFERROR(Storylines!C$115*Storylines!C54,\"\"))","v":37.19551742362161},{"$f":"IF($J$88=1,IFERROR(Storylines!D$115*Storylines!D74,\"\"),IFERROR(Storylines!D$115*Storylines!D54,\"\"))","v":37.19551742362161},{"$f":"IF($J$88=1,IFERROR(Storylines!E$115*Storylines!E74,\"\"),IFERROR(Storylines!E$115*Storylines!E54,\"\"))","v":37.19551742362161},{"$f":"IF($J$88=1,IFERROR(Storylines!F$115*Storylines!F74,\"\"),IFERROR(Storylines!F$115*Storylines!F54,\"\"))","v":37.19551742362161},{"$f":"IF($J$88=1,IFERROR(Storylines!G$115*Storylines!G74,\"\"),IFERROR(Storylines!G$115*Storylines!G54,\"\"))","v":37.19551742362161},{"$f":"IF($J$88=1,IFERROR(Storylines!H$115*Storylines!H74,\"\"),IFERROR(Storylines!H$115*Storylines!H54,\"\"))","v":""},{"$f":"IF($J$88=1,IFERROR(Storylines!I$115*Storylines!I74,\"\"),IFERROR(Storylines!I$115*Storylines!I54,\"\"))","v":""},{"$f":"IF($J$88=1,IFERROR(Storylines!J$115*Storylines!J74,\"\"),IFERROR(Storylines!J$115*Storylines!J54,\"\"))","v":""},{"$f":"IF($J$88=1,IFERROR(Storylines!K$115*Storylines!K74,\"\"),IFERROR(Storylines!K$115*Storylines!K54,\"\"))","v":""},{"$f":"IF($J$88=1,IFERROR(Storylines!L$115*Storylines!L74,\"\"),IFERROR(Storylines!L$115*Storylines!L54,\"\"))","v":""}]
[null,null,null,null,null,null,null,null,{"$f":"Storylines!B55","v":"DH production CAPEX"},{"$f":"IF($J$88=1,IFERROR(Storylines!C$115*Storylines!C75,\"\"),IFERROR(Storylines!C$115*Storylines!C55,\"\"))","v":23.871462447830186},{"$f":"IF($J$88=1,IFERROR(Storylines!D$115*Storylines!D75,\"\"),IFERROR(Storylines!D$115*Storylines!D55,\"\"))","v":56.295914093860077},{"$f":"IF($J$88=1,IFERROR(Storylines!E$115*Storylines!E75,\"\"),IFERROR(Storylines!E$115*Storylines!E55,\"\"))","v":34.516967856288687},{"$f":"IF($J$88=1,IFERROR(Storylines!F$115*Storylines!F75,\"\"),IFERROR(Storylines!F$115*Storylines!F55,\"\"))","v":122.76508014601326},{"$f":"IF($J$88=1,IFERROR(Storylines!G$115*Storylines!G75,\"\"),IFERROR(Storylines!G$115*Storylines!G55,\"\"))","v":228.83971148075452},{"$f":"IF($J$88=1,IFERROR(Storylines!H$115*Storylines!H75,\"\"),IFERROR(Storylines!H$115*Storylines!H55,\"\"))","v":""},{"$f":"IF($J$88=1,IFERROR(Storylines!I$115*Storylines!I75,\"\"),IFERROR(Storylines!I$115*Storylines!I55,\"\"))","v":""},{"$f":"IF($J$88=1,IFERROR(Storylines!J$115*Storylines!J75,\"\"),IFERROR(Storylines!J$115*Storylines!J55,\"\"))","v":""},{"$f":"IF($J$88=1,IFERROR(Storylines!K$115*Storylines!K75,\"\"),IFERROR(Storylines!K$115*Storylines!K55,\"\"))","v":""},{"$f":"IF($J$88=1,IFERROR(Storylines!L$115*Storylines!L75,\"\"),IFERROR(Storylines!L$115*Storylines!L55,\"\"))","v":""}]
[null,null,null,null,null,null,null,null,{"$f":"Storylines!B56","v":"DH Fixed OPEX"},{"$f":"IF($J$88=1,IFERROR(Storylines!C$115*Storylines!C76*Storylines!C56/(Storylines!C56+Storylines!C57),\"\"),IFERROR(Storylines!C$115*Storylines!C56,\"\"))","v":12.64448778824821},{"$f":"IF($J$88=1,IFERROR(Storylines!D$115*Storylines!D76*Storylines!D56/(Storylines!D56+Storylines!D57),\"\"),IFERROR(Storylines!D$115*Storylines!D56,\"\"))","v":87.087781925317259},{"$f":"IF($J$88=1,IFERROR(Storylines!E$115*Storylines!E76*Storylines!E56/(Storylines!E56+Storylines!E57),\"\"),IFERROR(Storylines!E$115*Storylines!E56,\"\"))","v":46.368135117182163},{"$f":"IF($J$88=1,IFERROR(Storylines!F$115*Storylines!F76*Storylines!F56/(Storylines!F56+Storylines!F57),\"\"),IFERROR(Storylines!F$115*Storylines!F56,\"\"))","v":30.211805587145328},{"$f":"IF($J$88=1,IFERROR(Storylines!G$115*Storylines!G76*Storylines!G56/(Storylines!G56+Storylines!G57),\"\"),IFERROR(Storylines!G$115*Storylines!G56,\"\"))","v":81.943658569122519},{"$f":"IF($J$88=1,IFERROR(Storylines!H$115*Storylines!H76*Storylines!H56/(Storylines!H56+Storylines!H57),\"\"),IFERROR(Storylines!H$115*Storylines!H56,\"\"))","v":""},{"$f":"IF($J$88=1,IFERROR(Storylines!I$115*Storylines!I76*Storylines!I56/(Storylines!I56+Storylines!I57),\"\"),IFERROR(Storylines!I$115*Storylines!I56,\"\"))","v":""},{"$f":"IF($J$88=1,IFERROR(Storylines!J$115*Storylines!J76*Storylines!J56/(Storylines!J56+Storylines!J57),\"\"),IFERROR(Storylines!J$115*Storylines!J56,\"\"))","v":""},{"$f":"IF($J$88=1,IFERROR(Storylines!K$115*Storylines!K76*Storylines!K56/(Storylines!K56+Storylines!K57),\"\"),IFERROR(Storylines!K$115*Storylines!K56,\"\"))","v":""},{"$f":"IF($J$88=1,IFERROR(Storylines!L$115*Storylines!L76*Storylines!L56/(Storylines!L56+Storylines!L57),\"\"),IFERROR(Storylines!L$115*Storylines!L56,\"\"))","v":""}]
[null,null,null,null,null,null,null,null,{"$f":"Storylines!B57","v":"DH Variable OPEX"},{"$f":"IF($J$88=1,IFERROR(Storylines!C$115*Storylines!C76*Storylines!C57/(Storylines!C56+Storylines!C57),\"\"),IFERROR(Storylines!C$115*Storylines!C57,\"\"))","v":40.867228066286408},{"$f":"IF($J$88=1,IFERROR(Storylines!D$115*Storylines!D76*Storylines!D57/(Storylines!D56+Storylines!D57),\"\"),IFERROR(Storylines!D$115*Storylines!D57,\"\"))","v":32.240364413518471},{"$f":"IF($J$88=1,IFERROR(Storylines!E$115*Storylines!E76*Storylines!E57/(Storylines!E56+Storylines!E57),\"\"),IFERROR(Storylines!E$115*Storylines!E57,\"\"))","v":35.436432673717349},{"$f":"IF($J$88=1,IFERROR(Storylines!F$115*Storylines!F76*Storylines!F57/(Storylines!F56+Storylines!F57),\"\"),IFERROR(Storylines!F$115*Storylines!F57,\"\"))","v":144.70609679698086},{"$f":"IF($J$88=1,IFERROR(Storylines!G$115*Storylines!G76*Storylines!G57/(Storylines!G56+Storylines!G57),\"\"),IFERROR(Storylines!G$115*Storylines!G57,\"\"))","v":100.17054096643935},{"$f":"IF($J$88=1,IFERROR(Storylines!H$115*Storylines!H76*Storylines!H57/(Storylines!H56+Storylines!H57),\"\"),IFERROR(Storylines!H$115*Storylines!H57,\"\"))","v":""},{"$f":"IF($J$88=1,IFERROR(Storylines!I$115*Storylines!I76*Storylines!I57/(Storylines!I56+Storylines!I57),\"\"),IFERROR(Storylines!I$115*Storylines!I57,\"\"))","v":""},{"$f":"IF($J$88=1,IFERROR(Storylines!J$115*Storylines!J76*Storylines!J57/(Storylines!J56+Storylines!J57),\"\"),IFERROR(Storylines!J$115*Storylines!J57,\"\"))","v":""},{"$f":"IF($J$88=1,IFERROR(Storylines!K$115*Storylines!K76*Storylines!K57/(Storylines!K56+Storylines!K57),\"\"),IFERROR(Storylines!K$115*Storylines!K57,\"\"))","v":""},{"$f":"IF($J$88=1,IFERROR(Storylines!L$115*Storylines!L76*Storylines!L57/(Storylines!L56+Storylines!L57),\"\"),IFERROR(Storylines!L$115*Storylines!L57,\"\"))","v":""}]
[null,null,null,null,null,null,null,null,{"$f":"Storylines!B58","v":"DH energy cost"},{"$f":"IF($J$88=1,IFERROR(Storylines!C$115*Storylines!C77,\"\"),IFERROR(Storylines!C$115*Storylines!C58,\"\"))","v":111.69995128112325},{"$f":"IF($J$88=1,IFERROR(Storylines!D$115*Storylines!D77,\"\"),IFERROR(Storylines!D$115*Storylines!D58,\"\"))","v":405.59727749463627},{"$f":"IF($J$88=1,IFERROR(Storylines!E$115*Storylines!E77,\"\"),IFERROR(Storylines!E$115*Storylines!E58,\"\"))","v":402.24903661504635},{"$f":"IF($J$88=1,IFERROR(Storylines!F$115*Storylines!F77,\"\"),IFERROR(Storylines!F$115*Storylines!F58,\"\"))","v":814.66698449275191},{"$f":"IF($J$88=1,IFERROR(Storylines!G$115*Storylines!G77,\"\"),IFERROR(Storylines!G$115*Storylines!G58,\"\"))","v":235.74998784862504},{"$f":"IF($J$88=1,IFERROR(Storylines!H$115*Storylines!H77,\"\"),IFERROR(Storylines!H$115*Storylines!H58,\"\"))","v":""},{"$f":"IF($J$88=1,IFERROR(Storylines!I$115*Storylines!I77,\"\"),IFERROR(Storylines!I$115*Storylines!I58,\"\"))","v":""},{"$f":"IF($J$88=1,IFERROR(Storylines!J$115*Storylines!J77,\"\"),IFERROR(Storylines!J$115*Storylines!J58,\"\"))","v":""},{"$f":"IF($J$88=1,IFERROR(Storylines!K$115*Storylines!K77,\"\"),IFERROR(Storylines!K$115*Storylines!K58,\"\"))","v":""},{"$f":"IF($J$88=1,IFERROR(Storylines!L$115*Storylines!L77,\"\"),IFERROR(Storylines!L$115*Storylines!L58,\"\"))","v":""}]
[null,null,null,null,null,null,null,null,{"$f":"Storylines!B59","v":"DH electricity income"},{"$f":"IF($J$88=1,IFERROR(Storylines!C$115*Storylines!C78,\"\"),IFERROR(Storylines!C$115*Storylines!C59,\"\"))","v":0},{"$f":"IF($J$88=1,IFERROR(Storylines!D$115*Storylines!D78,\"\"),IFERROR(Storylines!D$115*Storylines!D59,\"\"))","v":0},{"$f":"IF($J$88=1,IFERROR(Storylines!E$115*Storylines!E78,\"\"),IFERROR(Storylines!E$115*Storylines!E59,\"\"))","v":0},{"$f":"IF($J$88=1,IFERROR(Storylines!F$115*Storylines!F78,\"\"),IFERROR(Storylines!F$115*Storylines!F59,\"\"))","v":-350.15913627691856},{"$f":"IF($J$88=1,IFERROR(Storylines!G$115*Storylines!G78,\"\"),IFERROR(Storylines!G$115*Storylines!G59,\"\"))","v":-292.8603685225138},{"$f":"IF($J$88=1,IFERROR(Storylines!H$115*Storylines!H78,\"\"),IFERROR(Storylines!H$115*Storylines!H59,\"\"))","v":""},{"$f":"IF($J$88=1,IFERROR(Storylines!I$115*Storylines!I78,\"\"),IFERROR(Storylines!I$115*Storylines!I59,\"\"))","v":""},{"$f":"IF($J$88=1,IFERROR(Storylines!J$115*Storylines!J78,\"\"),IFERROR(Storylines!J$115*Storylines!J59,\"\"))","v":""},{"$f":"IF($J$88=1,IFERROR(Storylines!K$115*Storylines!K78,\"\"),IFERROR(Storylines!K$115*Storylines!K59,\"\"))","v":""},{"$f":"IF($J$88=1,IFERROR(Storylines!L$115*Storylines!L78,\"\"),IFERROR(Storylines!L$115*Storylines!L59,\"\"))","v":""}]
[null,null,null,null,null,null,null,null,{"$f":"Storylines!B60","v":"DH Externalities"},{"$f":"IF($J$88=1,IFERROR(IF($H$5=1,Storylines!C$115*Storylines!C79,0),\"\"),IFERROR(IF($H$5=1,Storylines!C$115*Storylines!C60,0),\"\"))","v":224.28088510820285},{"$f":"IF($J$88=1,IFERROR(IF($H$5=1,Storylines!D$115*Storylines!D79,0),\"\"),IFERROR(IF($H$5=1,Storylines!D$115*Storylines!D60,0),\"\"))","v":118.42176027997273},{"$f":"IF($J$88=1,IFERROR(IF($H$5=1,Storylines!E$115*Storylines!E79,0),\"\"),IFERROR(IF($H$5=1,Storylines!E$115*Storylines!E60,0),\"\"))","v":224.28088510820285},{"$f":"IF($J$88=1,IFERROR(IF($H$5=1,Storylines!F$115*Storylines!F79,0),\"\"),IFERROR(IF($H$5=1,Storylines!F$115*Storylines!F60,0),\"\"))","v":292.36227703664792},{"$f":"IF($J$88=1,IFERROR(IF($H$5=1,Storylines!G$115*Storylines!G79,0),\"\"),IFERROR(IF($H$5=1,Storylines!G$115*Storylines!G60,0),\"\"))","v":1816.7843048235832},{"$f":"IF($J$88=1,IFERROR(IF($H$5=1,Storylines!H$115*Storylines!H79,0),\"\"),IFERROR(IF($H$5=1,Storylines!H$115*Storylines!H60,0),\"\"))","v":""},{"$f":"IF($J$88=1,IFERROR(IF($H$5=1,Storylines!I$115*Storylines!I79,0),\"\"),IFERROR(IF($H$5=1,Storylines!I$115*Storylines!I60,0),\"\"))","v":""},{"$f":"IF($J$88=1,IFERROR(IF($H$5=1,Storylines!J$115*Storylines!J79,0),\"\"),IFERROR(IF($H$5=1,Storylines!J$115*Storylines!J60,0),\"\"))","v":""},{"$f":"IF($J$88=1,IFERROR(IF($H$5=1,Storylines!K$115*Storylines!K79,0),\"\"),IFERROR(IF($H$5=1,Storylines!K$115*Storylines!K60,0),\"\"))","v":""},{"$f":"IF($J$88=1,IFERROR(IF($H$5=1,Storylines!L$115*Storylines!L79,0),\"\"),IFERROR(IF($H$5=1,Storylines!L$115*Storylines!L60,0),\"\"))","v":""}]
[null,null,null,null,null,null,null,null,"DH LCOE",{"$f":"SUM(J79:J85)","v":450.55953211531255},{"$f":"SUM(K79:K85)","v":736.83861563092648},780.046974794059,1091.7486252062422,2207.8233525896326,0,0,0,0,0]
[null,null,null,null,null,null,null,null,"Source: ",{"$f":"Storylines!B43","v":"Table SL3"}]
[null,null,null,null,null,null,null,null,null,1]
[]
[null,null,null,null,null,null,null,null,"Sum control:",{"$f":"IF($J$88=2,SUM(J48:J50)=J86,SUM(J16:J18)=J86)","v":false},{"$f":"IF($J$88=2,SUM(K48:K50)=K86,SUM(K16:K18)=K86)","v":true},true,true,true,true,true,true,true,true]
[]
[null,null,null,null,null,null,null,null,{"$f":"\"Description of figure \"&B72","v":"Description of figure Figure G2"}]
[null,null,null,null,null,null,null,null,"The figure shows the LCOE cost breakdown for the DH mix only."]
[]
[]
[]
[null,null,"Table G1.1"]
[null,null,"Table G1.2"]
[]
[]
[]
[]
[null,"Figure G3.1"]
[]
[]
[]
[]
[null,null,null,null,null,null,null,null,"Table G3.1",{"$f":"\"Greenhousegas emissions - \"&Storylines!C113&\", \"&J116","v":"Greenhousegas emissions - NPV total, High case"}]
[null,null,null,null,null,null,null,null,{"$f":"Storylines!N115","v":"1000 ton CO₂ gross potential"},{"$f":"Storylines!C$114","v":"Excess heat"},{"$f":"Storylines!D$114","v":"Heat pump air only"},{"$f":"Storylines!E$114","v":"Heat pump + gas boiler"},{"$f":"Storylines!F$114","v":"CHP Gas"},{"$f":"Storylines!G$114","v":"Coal heat "},{"$f":"Storylines!H$114","v":""},{"$f":"Storylines!I$114","v":""},{"$f":"Storylines!J$114","v":""},{"$f":"Storylines!K$114","v":""},{"$f":"Storylines!L$114","v":""}]
[null,null,null,null,null,null,null,null,"DH GHG",{"$f":"IFERROR($J$117*Storylines!C$115*Storylines!C61/1000,\"\")","v":324.89399104229415},{"$f":"IFERROR($J$117*Storylines!D$115*Storylines!D61/1000,\"\")","v":0},{"$f":"IFERROR($J$117*Storylines!E$115*Storylines!E61/1000,\"\")","v":324.8939910422942},{"$f":"IFERROR($J$117*Storylines!F$115*Storylines!F61/1000,\"\")","v":281.6632858244368},{"$f":"IFERROR($J$117*Storylines!G$115*Storylines!G61/1000,\"\")","v":4772.0724642940668},{"$f":"IFERROR($J$117*Storylines!H$115*Storylines!H61/1000,\"\")","v":""},{"$f":"IFERROR($J$117*Storylines!I$115*Storylines!I61/1000,\"\")","v":""},{"$f":"IFERROR($J$117*Storylines!J$115*Storylines!J61/1000,\"\")","v":""},{"$f":"IFERROR($J$117*Storylines!K$115*Storylines!K61/1000,\"\")","v":""},{"$f":"IFERROR($J$117*Storylines!L$115*Storylines!L61/1000,\"\")","v":""}]
[null,null,null,null,null,null,null,null,"Non-DH GHG",{"$f":"IFERROR($J$117*Storylines!C$115*Storylines!C68/1000,\"\")","v":1910.0774518841949},{"$f":"IFERROR($J$117*Storylines!D$115*Storylines!D68/1000,\"\")","v":1910.0774518841949},{"$f":"IFERROR($J$117*Storylines!E$115*Storylines!E68/1000,\"\")","v":1910.0774518841949},{"$f":"IFERROR($J$117*Storylines!F$115*Storylines!F68/1000,\"\")","v":1910.0774518841949},{"$f":"IFERROR($J$117*Storylines!G$115*Storylines!G68/1000,\"\")","v":1910.0774518841949},{"$f":"IFERROR($J$117*Storylines!H$115*Storylines!H68/1000,\"\")","v":""},{"$f":"IFERROR($J$117*Storylines!I$115*Storylines!I68/1000,\"\")","v":""},{"$f":"IFERROR($J$117*Storylines!J$115*Storylines!J68/1000,\"\")","v":""},{"$f":"IFERROR($J$117*Storylines!K$115*Storylines!K68/1000,\"\")","v":""},{"$f":"IFERROR($J$117*Storylines!L$115*Storylines!L68/1000,\"\")","v":""}]
[null,null,null,null,null,null,null,null,"DH advantage",{"$f":"IFERROR(-(J110-J111),\"\")","v":1585.1834608419008},1910.0774518841949,1585.1834608419008,1628.4141660597581,{"$f":"IFERROR(-(N110-N111),\"\")","v":-2861.9950124098718},{"$f":"IFERROR(-(O110-O111),\"\")","v":""},"","","",""]
[null,null,null,null,null,null,null,null,"Source: ",{"$f":"Storylines!B43","v":"Table SL3"}]
[]
[]
[null,null,null,null,null,null,null,null,"Choose case:",{"$f":"INDEX($I$118:$I$119,I117)","v":"High case"}]
[null,null,null,null,null,null,null,null,2,{"$f":"INDEX($J$118:$J$119,$I$117)","v":1}]
[null,null,null,null,null,null,null,null,"Low case",0.43424464038643223]
[null,null,null,null,null,null,null,null,"High case",1]
[]
[]
[]
[]
[null,null,null,null,null,null,null,null,{"$f":"\"Description of figure \"&B103","v":"Description of figure Figure G3.1"}]
[null,null,null,null,null,null,null,null,"The figure shows the greenhouse gas emissions for the DH mix and the avoided emissions from the non-DH mix. The white box indicates whether the there is a DH advantage (positive) og disadvantage (negative)."]
[]
[]
[]
[]
[]
[]
[]
[]
[null,"Figure G3.2"]
[]
[]
[]
[]
[null,null,null,null,null,null,null,null,"Table G3.2",{"$f":"\"Greenhousegas emissions of the DH scenarios compared to one Individual Mix\"","v":"Greenhousegas emissions of the DH scenarios compared to one Individual Mix"}]
[null,null,null,null,null,null,null,null,{"$f":"Storylines!N146","v":0},{"$f":"Storylines!C$114","v":"Excess heat"},{"$f":"Storylines!D$114","v":"Heat pump air only"},{"$f":"Storylines!E$114","v":"Heat pump + gas boiler"},{"$f":"Storylines!F$114","v":"CHP Gas"},{"$f":"Storylines!G$114","v":"Coal heat "},{"$f":"Storylines!H$114","v":""},{"$f":"Storylines!I$114","v":""},{"$f":"Storylines!J$114","v":""},{"$f":"Storylines!K$114","v":""},{"$f":"Storylines!L$114","v":""},{"$f":"\"Non-DH - (\" &INDEX(Storylines!C128:C137,I337)& \")\"","v":"Non-DH - (Gas 100%)"}]
[null,null,null,null,null,null,null,null,"GHG",{"$f":"J110","v":324.89399104229415},{"$f":"K110","v":0},324.8939910422942,281.6632858244368,4772.0724642940668,"","","","","",{"$f":"INDEX(Storylines!$C$68:$L$68,$I$337)*INDEX(Storylines!$C$115:$L$115,$I$337)*$J$117/1000","v":1910.0774518841949}]
[null,null,null,null,null,null,null,null,"Non-DH GHG",{"$f":"$T$141","v":1910.0774518841949},{"$f":"$T$141","v":1910.0774518841949},{"$f":"$T$141","v":1910.0774518841949},{"$f":"$T$141","v":1910.0774518841949},{"$f":"$T$141","v":1910.0774518841949},{"$f":"$T$141","v":1910.0774518841949},1910.0774518841949,1910.0774518841949,1910.0774518841949,1910.0774518841949,{"$f":"$T$141","v":1910.0774518841949}]
[null,null,null,null,null,null,null,null,"Source: ",{"$f":"J113","v":"Table SL3"}]
[]
[]
[]
[null,null,null,null,null,null,null,null,"Chosen individual mix"]
[null,null,null,null,null,null,null,null,1]
[]
[]
[]
[]
[]
[null,null,null,null,null,null,null,null,{"$f":"\"Description of figure \"&B134","v":"Description of figure Figure G3.2"}]
[null,null,null,null,null,null,null,null,"The figure shows the greenhouse gas emissions for the DH mixes compared to one of the non-DH mixes."]
[]
[]
[]
[]
[]
[]
[]
[]
[]
[null,"Figure G4"]
[]
[]
[]
[null,null,null,null,null,null,null,null,"Table G4",{"$f":"\"Total CAPEX, MEUR, \"&J116","v":"Total CAPEX, MEUR, High case"}]
[null,null,null,null,null,null,null,null,{"$f":"Storylines!M116","v":"Mill. EUR, gross potential"},{"$f":"Storylines!C$114","v":"Excess heat"},{"$f":"Storylines!D$114","v":"Heat pump air only"},{"$f":"Storylines!E$114","v":"Heat pump + gas boiler"},{"$f":"Storylines!F$114","v":"CHP Gas"},{"$f":"Storylines!G$114","v":"Coal heat "},{"$f":"Storylines!H$114","v":""},{"$f":"Storylines!I$114","v":""},{"$f":"Storylines!J$114","v":""},{"$f":"Storylines!K$114","v":""},{"$f":"Storylines!L$114","v":""}]
[null,null,null,null,null,null,null,null,"Non-DH CAPEX",{"$f":"IFERROR(Storylines!C62*$J$117,\"\")","v":70.764552401041882},{"$f":"IFERROR(Storylines!D62*$J$117,\"\")","v":70.764552401041882},{"$f":"IFERROR(Storylines!E62*$J$117,\"\")","v":70.764552401041882},{"$f":"IFERROR(Storylines!F62*$J$117,\"\")","v":70.764552401041882},{"$f":"IFERROR(Storylines!G62*$J$117,\"\")","v":70.764552401041882},{"$f":"IFERROR(Storylines!H62*$J$117,\"\")","v":""},{"$f":"IFERROR(Storylines!I62*$J$117,\"\")","v":""},{"$f":"IFERROR(Storylines!J62*$J$117,\"\")","v":""},{"$f":"IFERROR(Storylines!K62*$J$117,\"\")","v":""},{"$f":"IFERROR(Storylines!L62*$J$117,\"\")","v":""}]
[null,null,null,null,null,null,null,null,"DH network CAPEX",{"$f":"IFERROR(Storylines!C52*$J$117,\"\")","v":43.308575461042246},{"$f":"IFERROR(Storylines!D52*$J$117,\"\")","v":43.308575461042246},{"$f":"IFERROR(Storylines!E52*$J$117,\"\")","v":43.308575461042246},{"$f":"IFERROR(Storylines!F52*$J$117,\"\")","v":43.308575461042246},{"$f":"IFERROR(Storylines!G52*$J$117,\"\")","v":43.308575461042246},{"$f":"IFERROR(Storylines!H52*$J$117,\"\")","v":""},{"$f":"IFERROR(Storylines!I52*$J$117,\"\")","v":""},{"$f":"IFERROR(Storylines!J52*$J$117,\"\")","v":""},{"$f":"IFERROR(Storylines!K52*$J$117,\"\")","v":""},{"$f":"IFERROR(Storylines!L52*$J$117,\"\")","v":""}]
[null,null,null,null,null,null,null,null,"DH production CAPEX",{"$f":"IFERROR(Storylines!C53*$J$117,\"\")","v":12.761904761904761},{"$f":"IFERROR(Storylines!D53*$J$117,\"\")","v":117.16666666666667},{"$f":"IFERROR(Storylines!E53*$J$117,\"\")","v":57.984523809523807},{"$f":"IFERROR(Storylines!F53*$J$117,\"\")","v":59.547619047619044},{"$f":"IFERROR(Storylines!G53*$J$117,\"\")","v":161.42857142857144},{"$f":"IFERROR(Storylines!H53*$J$117,\"\")","v":""},{"$f":"IFERROR(Storylines!I53*$J$117,\"\")","v":""},{"$f":"IFERROR(Storylines!J53*$J$117,\"\")","v":""},{"$f":"IFERROR(Storylines!K53*$J$117,\"\")","v":""},{"$f":"IFERROR(Storylines!L53*$J$117,\"\")","v":""}]
[null,null,null,null,null,null,null,null,"Source: ",{"$f":"Storylines!B43","v":"Table SL3"}]
[]
[]
[]
[]
[null,null,null,null,null,null,null,null,{"$f":"\"Description of figure \"&B165","v":"Description of figure Figure G4"}]
[null,null,null,null,null,null,null,null,"The figure shows the total CAPEX for the DH and non-DH mixes. For the DH mixes, the CAPEX is divided into network and plant."]
[]
[]
[]
[]
[]
[]
[]
[]
[]
[]
[]
[]
[]
[]
[]
[null,"Figure G5"]
[]
[]
[]
[null,null,null,null,null,null,null,null,"Table G5","Payback times"]
[null,null,null,null,null,null,null,null,null,{"$f":"J$47","v":"Excess heat"},{"$f":"K$47","v":"Heat pump air only"},{"$f":"L$47","v":"Heat pump + gas boiler"},{"$f":"M$47","v":"CHP Gas"},{"$f":"N$47","v":"Coal heat "},"","","","",""]
[null,null,null,null,null,null,null,null,"Simple Payback Time",{"$f":"J208/J209","v":1.0738647197132229},{"$f":"K208/K209","v":4.3564632251855979},{"$f":"L208/L209","v":3.0788707206632209},{"$f":"M208/M209","v":4.9006056769914492},{"$f":"N208/N209","v":13.366543615639195},{"$error":"#DIV/0!"},{"$error":"#DIV/0!"},{"$error":"#DIV/0!"},{"$error":"#DIV/0!"},{"$error":"#DIV/0!"}]
[null,null,null,null,null,null,null,null,"Time for positive cumm. cashflow",{"$f":"IFERROR(Storylines!C88,0)","v":7},{"$f":"IFERROR(Storylines!D88,0)","v":0},{"$f":"IFERROR(Storylines!E88,0)","v":0},{"$f":"IFERROR(Storylines!F88,0)","v":0},{"$f":"IFERROR(Storylines!G88,0)","v":18},{"$f":"IFERROR(Storylines!H88,0)","v":""},{"$f":"IFERROR(Storylines!I88,0)","v":""},{"$f":"IFERROR(Storylines!J88,0)","v":""},{"$f":"IFERROR(Storylines!K88,0)","v":""},{"$f":"IFERROR(Storylines!L88,0)","v":""}]
[null,null,null,null,null,null,null,null,"Source: ",{"$f":"Storylines!B43","v":"Table SL3"}]
[]
[null,null,null,null,null,null,null,null,"Memo:"]
[null,null,null,null,null,null,null,null,null,{"$f":"J$47","v":"Excess heat"},{"$f":"K$47","v":"Heat pump air only"},{"$f":"L$47","v":"Heat pump + gas boiler"},{"$f":"M$47","v":"CHP Gas"},{"$f":"N$47","v":"Coal heat "},"","","","",""]
[null,null,null,null,null,null,null,null,"Total CAPEX",{"$f":"SUM(J172:J173)","v":56.070480222947005},{"$f":"SUM(K172:K173)","v":160.47524212770892},101.29309927056605,102.85619450866129,204.73714688961368,0,0,0,0,0]
[null,null,null,null,null,null,null,null,"DH advantage",{"$f":"IFERROR((Storylines!C69+Storylines!C54+Storylines!C55)*Storylines!C117,0)","v":52.213727850115703},{"$f":"IFERROR((Storylines!D69+Storylines!D54+Storylines!D55)*Storylines!D117,0)","v":36.836129179277584},{"$f":"IFERROR((Storylines!E69+Storylines!E54+Storylines!E55)*Storylines!E117,0)","v":32.89943244149805},{"$f":"IFERROR((Storylines!F69+Storylines!F54+Storylines!F55)*Storylines!F117,0)","v":20.988465770991425},{"$f":"IFERROR((Storylines!G69+Storylines!G54+Storylines!G55)*Storylines!G117,0)","v":15.317134539557857},{"$f":"IFERROR((Storylines!H69+Storylines!H54+Storylines!H55)*Storylines!H117,0)","v":0},{"$f":"IFERROR((Storylines!I69+Storylines!I54+Storylines!I55)*Storylines!I117,0)","v":0},{"$f":"IFERROR((Storylines!J69+Storylines!J54+Storylines!J55)*Storylines!J117,0)","v":0},{"$f":"IFERROR((Storylines!K69+Storylines!K54+Storylines!K55)*Storylines!K117,0)","v":0},{"$f":"IFERROR((Storylines!L69+Storylines!L54+Storylines!L55)*Storylines!L117,0)","v":0}]
[null,null,null,null,null,null,null,null,"Source: ",{"$f":"I169& \" & \" &Storylines!B43","v":"Table G4 & Table SL3"}]
[]
[]
[]
[]
[null,null,null,null,null,null,null,null,{"$f":"\"Description of figure \"&B196","v":"Description of figure Figure G5"}]
[null,null,null,null,null,null,null,null,"The figure shows the simple payback time and time untill the DH company begins to have a positive cummulative cashflow for each of the DH mixes."]
[]
[]
[null,null,null,null,null,null,null,null,"Note: The results shown correspond to a consumer price indexed to the individual consumer price using the parameter '% of non-DH cost.' This consumer price is not connected to the Levelized Cost of Energy (LCOE) derived from the district heating solution. Linking the price to the LCOE would result in a less favorable business case."]
[]
[]
[]
[]
[]
[]
[]
[null,"Figure G6"]
[]
[]
[]
[null,null,null,null,null,null,null,null,"Table G6",{"$f":"\"DH Company cashflow (wo. Externalities) - \"&Storylines!C113&\" (\"&Storylines!D43&\")\"","v":"DH Company cashflow (wo. Externalities) - NPV total (Basis storyline)"}]
[null,null,null,null,null,null,null,null,null,{"$f":"J170","v":"Excess heat"},"Heat pump air only","Heat pump + gas boiler","CHP Gas","Coal heat ","","","","",""]
[null,null,null,null,null,null,null,null,{"$f":"Storylines!B89","v":2025},{"$f":"Storylines!C89","v":-14.360953053030851},{"$f":"Storylines!D89","v":-7.2180959101737079},{"$f":"Storylines!E89","v":-7.2180959101737079},{"$f":"Storylines!F89","v":-34.182381624459417},{"$f":"Storylines!G89","v":-51.860953053030855},{"$f":"Storylines!H89","v":""},{"$f":"Storylines!I89","v":""},{"$f":"Storylines!J89","v":""},{"$f":"Storylines!K89","v":""},{"$f":"Storylines!L89","v":""},null,{"$f":"\"Description of figure \"&B227","v":"Description of figure Figure G6"}]
[null,null,null,null,null,null,null,null,{"$f":"Storylines!B90","v":2026},{"$f":"Storylines!C90+J233","v":-21.57904896320456},{"$f":"Storylines!D90+K233","v":-14.436191820347416},{"$f":"Storylines!E90+L233","v":-14.436191820347416},{"$f":"Storylines!F90+M233","v":-68.364763248918834},{"$f":"Storylines!G90+N233","v":-98.007620391775987},{"$f":"Storylines!H90+O233","v":{"$error":"#VALUE!"}},{"$f":"Storylines!I90+P233","v":{"$error":"#VALUE!"}},{"$f":"Storylines!J90+Q233","v":{"$error":"#VALUE!"}},{"$f":"Storylines!K90+R233","v":{"$error":"#VALUE!"}},{"$f":"Storylines!L90+S233","v":{"$error":"#VALUE!"}},null,"The figure shows the cummulative cashflow for each of the DH mixes."]
[null,null,null,null,null,null,null,null,{"$f":"Storylines!B91","v":2027},{"$f":"Storylines!C91+J234","v":-24.7546767474505},{"$f":"Storylines!D91+K234","v":-23.723327663457059},{"$f":"Storylines!E91+L234","v":-22.126713129930209},{"$f":"Storylines!F91+M234","v":-76.176435191215162},{"$f":"Storylines!G91+N234","v":-140.4040038162579},{"$f":"Storylines!H91+O234","v":{"$error":"#VALUE!"}},{"$f":"Storylines!I91+P234","v":{"$error":"#VALUE!"}},{"$f":"Storylines!J91+Q234","v":{"$error":"#VALUE!"}},{"$f":"Storylines!K91+R234","v":{"$error":"#VALUE!"}},{"$f":"Storylines!L91+S234","v":{"$error":"#VALUE!"}}]
[null,null,null,null,null,null,null,null,{"$f":"Storylines!B92","v":2028},{"$f":"Storylines!C92+J235","v":-24.73828428115192},{"$f":"Storylines!D92+K235","v":-32.508239480116956},{"$f":"Storylines!E92+L235","v":-29.271887569986749},{"$f":"Storylines!F92+M235","v":-84.022411942390107},{"$f":"Storylines!G92+N235","v":-178.01134067199263},{"$f":"Storylines!H92+O235","v":{"$error":"#VALUE!"}},{"$f":"Storylines!I92+P235","v":{"$error":"#VALUE!"}},{"$f":"Storylines!J92+Q235","v":{"$error":"#VALUE!"}},{"$f":"Storylines!K92+R235","v":{"$error":"#VALUE!"}},{"$f":"Storylines!L92+S235","v":{"$error":"#VALUE!"}}]
[null,null,null,null,null,null,null,null,{"$f":"Storylines!B93","v":2029},{"$f":"Storylines!C93+J236","v":-22.505366899011452},{"$f":"Storylines!D93+K236","v":-41.186978236878971},{"$f":"Storylines!E93+L236","v":-36.288697750777537},{"$f":"Storylines!F93+M236","v":-92.5717127157032},{"$f":"Storylines!G93+N236","v":-173.51308125037588},{"$f":"Storylines!H93+O236","v":{"$error":"#VALUE!"}},{"$f":"Storylines!I93+P236","v":{"$error":"#VALUE!"}},{"$f":"Storylines!J93+Q236","v":{"$error":"#VALUE!"}},{"$f":"Storylines!K93+R236","v":{"$error":"#VALUE!"}},{"$f":"Storylines!L93+S236","v":{"$error":"#VALUE!"}},null,"Note: The results shown correspond to a consumer price indexed to the individual consumer price using the parameter '% of non-DH cost.' This consumer price is not connected to the Levelized Cost of Energy (LCOE) derived from the district heating solution. Linking the price to the LCOE would result in a less favorable business case."]
[null,null,null,null,null,null,null,null,{"$f":"Storylines!B94","v":2030},{"$f":"Storylines!C94+J237","v":-18.859255084762722},{"$f":"Storylines!D94+K237","v":-50.063329203395469},{"$f":"Storylines!E94+L237","v":-43.506269468607258},{"$f":"Storylines!F94+M237","v":-102.50909740759984},{"$f":"Storylines!G94+N237","v":-167.17412253470769},{"$f":"Storylines!H94+O237","v":{"$error":"#VALUE!"}},{"$f":"Storylines!I94+P237","v":{"$error":"#VALUE!"}},{"$f":"Storylines!J94+Q237","v":{"$error":"#VALUE!"}},{"$f":"Storylines!K94+R237","v":{"$error":"#VALUE!"}},{"$f":"Storylines!L94+S237","v":{"$error":"#VALUE!"}}]
[null,null,null,null,null,null,null,null,{"$f":"Storylines!B95","v":2031},{"$f":"Storylines!C95+J238","v":-7.2759965023392681},{"$f":"Storylines!D95+K238","v":-53.180522250140498},{"$f":"Storylines!E95+L238","v":-44.955296068470091},{"$f":"Storylines!F95+M238","v":-107.88617350776609},{"$f":"Storylines!G95+N238","v":-151.94708129316459},{"$f":"Storylines!H95+O238","v":{"$error":"#VALUE!"}},{"$f":"Storylines!I95+P238","v":{"$error":"#VALUE!"}},{"$f":"Storylines!J95+Q238","v":{"$error":"#VALUE!"}},{"$f":"Storylines!K95+R238","v":{"$error":"#VALUE!"}},{"$f":"Storylines!L95+S238","v":{"$error":"#VALUE!"}}]
[null,null,null,null,null,null,null,null,{"$f":"Storylines!B96","v":2032},{"$f":"Storylines!C96+J239","v":4.2187689180190002},{"$f":"Storylines!D96+K239","v":-58.465769180297144},{"$f":"Storylines!E96+L239","v":-48.569637876125597},{"$f":"Storylines!F96+M239","v":-116.78202277821306},{"$f":"Storylines!G96+N239","v":-136.0027915273912},{"$f":"Storylines!H96+O239","v":{"$error":"#VALUE!"}},{"$f":"Storylines!I96+P239","v":{"$error":"#VALUE!"}},{"$f":"Storylines!J96+Q239","v":{"$error":"#VALUE!"}},{"$f":"Storylines!K96+R239","v":{"$error":"#VALUE!"}},{"$f":"Storylines!L96+S239","v":{"$error":"#VALUE!"}}]
[null,null,null,null,null,null,null,null,{"$f":"Storylines!B97","v":2033},{"$f":"Storylines!C97+J240","v":15.730264234138703},{"$f":"Storylines!D97+K240","v":-63.432197600912936},{"$f":"Storylines!E97+L240","v":-51.885906539937537},{"$f":"Storylines!F97+M240","v":-125.67040722060742},{"$f":"Storylines!G97+N240","v":-120.32510952653523},{"$f":"Storylines!H97+O240","v":{"$error":"#VALUE!"}},{"$f":"Storylines!I97+P240","v":{"$error":"#VALUE!"}},{"$f":"Storylines!J97+Q240","v":{"$error":"#VALUE!"}},{"$f":"Storylines!K97+R240","v":{"$error":"#VALUE!"}},{"$f":"Storylines!L97+S240","v":{"$error":"#VALUE!"}}]
[null,null,null,null,null,null,null,null,{"$f":"Storylines!B98","v":2034},{"$f":"Storylines!C98+J241","v":27.257762059247604},{"$f":"Storylines!D98+K241","v":-68.086212430925357},{"$f":"Storylines!E98+L241","v":-54.910481504647329},{"$f":"Storylines!F98+M241","v":-134.55958167807648},{"$f":"Storylines!G98+N241","v":-104.90907625096654},{"$f":"Storylines!H98+O241","v":{"$error":"#VALUE!"}},{"$f":"Storylines!I98+P241","v":{"$error":"#VALUE!"}},{"$f":"Storylines!J98+Q241","v":{"$error":"#VALUE!"}},{"$f":"Storylines!K98+R241","v":{"$error":"#VALUE!"}},{"$f":"Storylines!L98+S241","v":{"$error":"#VALUE!"}}]
[null,null,null,null,null,null,null,null,{"$f":"Storylines!B99","v":2035},{"$f":"Storylines!C99+J242","v":38.801989780117943},{"$f":"Storylines!D99+K242","v":-72.434089917361803},{"$f":"Storylines!E99+L242","v":-57.648173894176459},{"$f":"Storylines!F99+M242","v":-143.42780484322492},{"$f":"Storylines!G99+N242","v":-89.748371152018407},{"$f":"Storylines!H99+O242","v":{"$error":"#VALUE!"}},{"$f":"Storylines!I99+P242","v":{"$error":"#VALUE!"}},{"$f":"Storylines!J99+Q242","v":{"$error":"#VALUE!"}},{"$f":"Storylines!K99+R242","v":{"$error":"#VALUE!"}},{"$f":"Storylines!L99+S242","v":{"$error":"#VALUE!"}}]
[null,null,null,null,null,null,null,null,{"$f":"Storylines!B100","v":2036},{"$f":"Storylines!C100+J243","v":50.364402170294184},{"$f":"Storylines!D100+K243","v":-76.481980220299747},{"$f":"Storylines!E100+L243","v":-60.102956179511892},{"$f":"Storylines!F100+M243","v":-152.23840300579468},{"$f":"Storylines!G100+N243","v":-74.836047852511982},{"$f":"Storylines!H100+O243","v":{"$error":"#VALUE!"}},{"$f":"Storylines!I100+P243","v":{"$error":"#VALUE!"}},{"$f":"Storylines!J100+Q243","v":{"$error":"#VALUE!"}},{"$f":"Storylines!K100+R243","v":{"$error":"#VALUE!"}},{"$f":"Storylines!L100+S243","v":{"$error":"#VALUE!"}}]
[null,null,null,null,null,null,null,null,{"$f":"Storylines!B101","v":2037},{"$f":"Storylines!C101+J244","v":61.944271843004103},{"$f":"Storylines!D101+K244","v":-80.235909945896267},{"$f":"Storylines!E101+L244","v":-62.280873961081603},{"$f":"Storylines!F101+M244","v":-161.00003334587558},{"$f":"Storylines!G101+N244","v":-60.167483812822056},{"$f":"Storylines!H101+O244","v":{"$error":"#VALUE!"}},{"$f":"Storylines!I101+P244","v":{"$error":"#VALUE!"}},{"$f":"Storylines!J101+Q244","v":{"$error":"#VALUE!"}},{"$f":"Storylines!K101+R244","v":{"$error":"#VALUE!"}},{"$f":"Storylines!L101+S244","v":{"$error":"#VALUE!"}}]
[null,null,null,null,null,null,null,null,{"$f":"Storylines!B102","v":2038},{"$f":"Storylines!C102+J245","v":73.542326185019931},{"$f":"Storylines!D102+K245","v":-83.701784628530163},{"$f":"Storylines!E102+L245","v":-64.186411225274171},{"$f":"Storylines!F102+M245","v":-169.69134881026804},{"$f":"Storylines!G102+N245","v":-45.736688224154776},{"$f":"Storylines!H102+O245","v":{"$error":"#VALUE!"}},{"$f":"Storylines!I102+P245","v":{"$error":"#VALUE!"}},{"$f":"Storylines!J102+Q245","v":{"$error":"#VALUE!"}},{"$f":"Storylines!K102+R245","v":{"$error":"#VALUE!"}},{"$f":"Storylines!L102+S245","v":{"$error":"#VALUE!"}}]
[null,null,null,null,null,null,null,null,{"$f":"Storylines!B103","v":2039},{"$f":"Storylines!C103+J246","v":85.157837809569429},{"$f":"Storylines!D103+K246","v":-86.885391163078907},{"$f":"Storylines!E103+L246","v":-65.825402037904652},{"$f":"Storylines!F103+M246","v":-178.32126151284447},{"$f":"Storylines!G103+N246","v":-31.539251764230379},{"$f":"Storylines!H103+O246","v":{"$error":"#VALUE!"}},{"$f":"Storylines!I103+P246","v":{"$error":"#VALUE!"}},{"$f":"Storylines!J103+Q246","v":{"$error":"#VALUE!"}},{"$f":"Storylines!K103+R246","v":{"$error":"#VALUE!"}},{"$f":"Storylines!L103+S246","v":{"$error":"#VALUE!"}}]
[null,null,null,null,null,null,null,null,{"$f":"Storylines!B104","v":2040},{"$f":"Storylines!C104+J247","v":96.791534103424837},{"$f":"Storylines!D104+K247","v":-89.792400188332323},{"$f":"Storylines!E104+L247","v":-67.202123100382934},{"$f":"Storylines!F104+M247","v":-186.86867421268411},{"$f":"Storylines!G104+N247","v":-17.569392558160892},{"$f":"Storylines!H104+O247","v":{"$error":"#VALUE!"}},{"$f":"Storylines!I104+P247","v":{"$error":"#VALUE!"}},{"$f":"Storylines!J104+Q247","v":{"$error":"#VALUE!"}},{"$f":"Storylines!K104+R247","v":{"$error":"#VALUE!"}},{"$f":"Storylines!L104+S247","v":{"$error":"#VALUE!"}}]
[null,null,null,null,null,null,null,null,{"$f":"Storylines!B105","v":2041},{"$f":"Storylines!C105+J248","v":108.44123290626943},{"$f":"Storylines!D105+K248","v":-92.699409213585739},{"$f":"Storylines!E105+L248","v":-68.562841653872013},{"$f":"Storylines!F105+M248","v":-195.08462398349383},{"$f":"Storylines!G105+N248","v":-3.5832977968547901},{"$f":"Storylines!H105+O248","v":{"$error":"#VALUE!"}},{"$f":"Storylines!I105+P248","v":{"$error":"#VALUE!"}},{"$f":"Storylines!J105+Q248","v":{"$error":"#VALUE!"}},{"$f":"Storylines!K105+R248","v":{"$error":"#VALUE!"}},{"$f":"Storylines!L105+S248","v":{"$error":"#VALUE!"}}]
[null,null,null,null,null,null,null,null,{"$f":"Storylines!B106","v":2042},{"$f":"Storylines!C106+J249","v":120.10766160487547},{"$f":"Storylines!D106+K249","v":-95.606418238839154},{"$f":"Storylines!E106+L249","v":-69.906830311599663},{"$f":"Storylines!F106+M249","v":-256.88261575707094},{"$f":"Storylines!G106+N249","v":10.419770499471408},{"$f":"Storylines!H106+O249","v":{"$error":"#VALUE!"}},{"$f":"Storylines!I106+P249","v":{"$error":"#VALUE!"}},{"$f":"Storylines!J106+Q249","v":{"$error":"#VALUE!"}},{"$f":"Storylines!K106+R249","v":{"$error":"#VALUE!"}},{"$f":"Storylines!L106+S249","v":{"$error":"#VALUE!"}}]
[null,null,null,null,null,null,null,null,{"$f":"Storylines!B107","v":2043},{"$f":"Storylines!C107+J250","v":131.79082019924294},{"$f":"Storylines!D107+K250","v":-98.51342726409257},{"$f":"Storylines!E107+L250","v":-71.234089073565883},{"$f":"Storylines!F107+M250","v":-264.40550667627258},{"$f":"Storylines!G107+N250","v":24.439812330817702},{"$f":"Storylines!H107+O250","v":{"$error":"#VALUE!"}},{"$f":"Storylines!I107+P250","v":{"$error":"#VALUE!"}},{"$f":"Storylines!J107+Q250","v":{"$error":"#VALUE!"}},{"$f":"Storylines!K107+R250","v":{"$error":"#VALUE!"}},{"$f":"Storylines!L107+S250","v":{"$error":"#VALUE!"}}]
[null,null,null,null,null,null,null,null,{"$f":"Storylines!B108","v":2044},{"$f":"Storylines!C108+J251","v":143.49070868937184},{"$f":"Storylines!D108+K251","v":-101.42043628934599},{"$f":"Storylines!E108+L251","v":-72.54461793977066},{"$f":"Storylines!F108+M251","v":-271.5818681696702},{"$f":"Storylines!G108+N251","v":38.476827697184092},{"$f":"Storylines!H108+O251","v":{"$error":"#VALUE!"}},{"$f":"Storylines!I108+P251","v":{"$error":"#VALUE!"}},{"$f":"Storylines!J108+Q251","v":{"$error":"#VALUE!"}},{"$f":"Storylines!K108+R251","v":{"$error":"#VALUE!"}},{"$f":"Storylines!L108+S251","v":{"$error":"#VALUE!"}}]
[null,null,null,null,null,null,null,null,{"$f":"Storylines!B109","v":2045},{"$f":"Storylines!C109+J252","v":155.20659968848994},{"$f":"Storylines!D109+K252","v":-104.3274453145994},{"$f":"Storylines!E109+L252","v":-73.839144296986234},{"$f":"Storylines!F109+M252","v":-278.42676673403787},{"$f":"Storylines!G109+N252","v":52.530078618787101},{"$f":"Storylines!H109+O252","v":{"$error":"#VALUE!"}},{"$f":"Storylines!I109+P252","v":{"$error":"#VALUE!"}},{"$f":"Storylines!J109+Q252","v":{"$error":"#VALUE!"}},{"$f":"Storylines!K109+R252","v":{"$error":"#VALUE!"}},{"$f":"Storylines!L109+S252","v":{"$error":"#VALUE!"}}]
[null,null,null,"With externalities",null,null,null,null,"Source: ",{"$f":"Storylines!B43","v":"Table SL3"}]
[null,null,null,"Without externalities"]
[]
[]
[null,"Figure G7"]
[]
[null,null,null,null,null,null,null,null,"Table G7","Economic consequences for consumers"]
[null,null,null,null,null,null,null,null,null,{"$f":"J$47","v":"Excess heat"},{"$f":"K$47","v":"Heat pump air only"},{"$f":"L$47","v":"Heat pump + gas boiler"},{"$f":"M$47","v":"CHP Gas"},{"$f":"N$47","v":"Coal heat "},"","","","",""]
[null,null,null,null,null,null,null,null,"DH production cost",{"$f":"IFERROR(Storylines!C$115*SUM(Storylines!C74:C78),\"\")","v":226.27864700710967},{"$f":"IFERROR(Storylines!D$115*SUM(Storylines!D74:D78),\"\")","v":618.41685535095371},{"$f":"IFERROR(Storylines!E$115*SUM(Storylines!E74:E78),\"\")","v":555.76608968585617},{"$f":"IFERROR(Storylines!F$115*SUM(Storylines!F74:F78),\"\")","v":799.38634816959438},{"$f":"IFERROR(Storylines!G$115*SUM(Storylines!G74:G78),\"\")","v":391.03904776604929},{"$f":"IFERROR(SUM(Storylines!H74:H78),\"\")","v":0},{"$f":"IFERROR(SUM(Storylines!I74:I78),\"\")","v":0},{"$f":"IFERROR(SUM(Storylines!J74:J78),\"\")","v":0},{"$f":"IFERROR(SUM(Storylines!K74:K78),\"\")","v":0},{"$f":"IFERROR(SUM(Storylines!L74:L78),\"\")","v":0}]
[null,null,null,null,null,null,null,null,"DH consumer payment",{"$f":"IFERROR(Storylines!C$115*Storylines!C71,\"\")","v":365.01623449765663},{"$f":"IFERROR(Storylines!D$115*Storylines!D71,\"\")","v":365.01623449765663},{"$f":"IFERROR(Storylines!E$115*Storylines!E71,\"\")","v":365.01623449765663},{"$f":"IFERROR(Storylines!F$115*Storylines!F71,\"\")","v":383.53033181128779},{"$f":"IFERROR(Storylines!G$115*Storylines!G71,\"\")","v":383.53033181128779},{"$f":"IFERROR(Storylines!H$115*Storylines!H71,\"\")","v":""},{"$f":"IFERROR(Storylines!I$115*Storylines!I71,\"\")","v":""},{"$f":"IFERROR(Storylines!J$115*Storylines!J71,\"\")","v":""},{"$f":"IFERROR(Storylines!K$115*Storylines!K71,\"\")","v":""},{"$f":"IFERROR(Storylines!L$115*Storylines!L71,\"\")","v":""}]
[null,null,null,null,null,null,null,null,"Baseline cost (individual heating)",{"$f":"IFERROR(Storylines!C$115*SUM(Storylines!C80:C82),\"\")","v":510.320728203052},{"$f":"IFERROR(Storylines!D$115*SUM(Storylines!D80:D82),\"\")","v":510.320728203052},{"$f":"IFERROR(Storylines!E$115*SUM(Storylines!E80:E82),\"\")","v":510.320728203052},{"$f":"IFERROR(Storylines!F$115*SUM(Storylines!F80:F82),\"\")","v":537.14707347996182},{"$f":"IFERROR(Storylines!G$115*SUM(Storylines!G80:G82),\"\")","v":537.14707347996182},{"$f":"IFERROR(SUM(Storylines!H80:H82),\"\")","v":0},{"$f":"IFERROR(SUM(Storylines!I80:I82),\"\")","v":0},{"$f":"IFERROR(SUM(Storylines!J80:J82),\"\")","v":0},{"$f":"IFERROR(SUM(Storylines!K80:K82),\"\")","v":0},{"$f":"IFERROR(SUM(Storylines!L80:L82),\"\")","v":0}]
[null,null,null,null,null,null,null,null,"Source: ",{"$f":"Storylines!B43","v":"Table SL3"}]
[]
[]
[]
[null,null,null,null,null,null,null,null,{"$f":"\"Description of figure \"&B256","v":"Description of figure "}]
[null,null,null,null,null,null,null,null,"The figure shows the DH total cost, the DH consumer payment and the non-DH costs (baseline scenario). This comparison shows the range of prices that can be considered. The DH consumer payment is indexed on the individual heating price (with the parameter % of DH costs defined in the Scenarios).\nThese costs are excluding externalities."]
[]
[]
[]
[]
[]
[]
[]
[]
[]
[]
[]
[]
[]
[]
[null,"Figure G8.1"]
[]
[]
[]
[]
[null,null,null,null,null,null,null,null,"Table G8.1",{"$f":"\"LCOE of the DH scenarios compared to one Baseline Mix for the entire period (\"&INDEX(Storylines!C128:C137,Graphics!I337)&\") - \"&Storylines!C113&\" (\"&Storylines!$D$43&\")\"","v":"LCOE of the DH scenarios compared to one Baseline Mix for the entire period (Gas 100%) - NPV total (Basis storyline)"}]
[null,null,null,null,null,null,null,null,{"$f":"Storylines!$M$115","v":"Mill. EUR, gross potential"},{"$f":"Storylines!C$114","v":"Excess heat"},{"$f":"Storylines!D$114","v":"Heat pump air only"},{"$f":"Storylines!E$114","v":"Heat pump + gas boiler"},{"$f":"Storylines!F$114","v":"CHP Gas"},{"$f":"Storylines!G$114","v":"Coal heat "},{"$f":"Storylines!H$114","v":""},{"$f":"Storylines!I$114","v":""},{"$f":"Storylines!J$114","v":""},{"$f":"Storylines!K$114","v":""},{"$f":"Storylines!L$114","v":""},{"$f":"\"Non-DH - (\" &INDEX(Storylines!C128:C137,I337)& \")\"","v":"Non-DH - (Gas 100%)"}]
[null,null,null,null,null,null,null,null,"LCOE - CAPEX",{"$f":"SUM(Storylines!C74:C75)*Storylines!C$115","v":61.066979871451792},{"$f":"SUM(Storylines!D74:D75)*Storylines!D$115","v":93.491431517481686},{"$f":"SUM(Storylines!E74:E75)*Storylines!E$115","v":71.712485279910297},{"$f":"SUM(Storylines!F74:F75)*Storylines!F$115","v":159.96059756963487},{"$f":"SUM(Storylines!G74:G75)*Storylines!G$115","v":266.03522890437614},{"$f":"SUM(Storylines!H74:H75)*Storylines!H$115","v":0},{"$f":"SUM(Storylines!I74:I75)*Storylines!I$115","v":0},{"$f":"SUM(Storylines!J74:J75)*Storylines!J$115","v":0},{"$f":"SUM(Storylines!K74:K75)*Storylines!K$115","v":0},{"$f":"SUM(Storylines!L74:L75)*Storylines!L$115","v":0},{"$f":"INDEX(Storylines!C80:L80,$I$302)*INDEX(Storylines!$C$115:$L$115,$I$302)","v":83.943296163162231}]
[null,null,null,null,null,null,null,null,"LCOE - OPEX",{"$f":"(Storylines!C76+($H$5=1)*Storylines!C79)*Storylines!C$115","v":277.79260096273748},{"$f":"(Storylines!D76+($H$5=1)*Storylines!D79)*Storylines!D$115","v":237.74990661880847},{"$f":"(Storylines!E76+($H$5=1)*Storylines!E79)*Storylines!E$115","v":306.08545289910239},{"$f":"(Storylines!F76+($H$5=1)*Storylines!F79)*Storylines!F$115","v":467.28017942077412},{"$f":"(Storylines!G76+($H$5=1)*Storylines!G79)*Storylines!G$115","v":1998.8985043591451},{"$f":"(Storylines!H76+($H$5=1)*Storylines!H79)*Storylines!H$115","v":{"$error":"#VALUE!"}},{"$f":"(Storylines!I76+($H$5=1)*Storylines!I79)*Storylines!I$115","v":{"$error":"#VALUE!"}},{"$f":"(Storylines!J76+($H$5=1)*Storylines!J79)*Storylines!J$115","v":{"$error":"#VALUE!"}},{"$f":"(Storylines!K76+($H$5=1)*Storylines!K79)*Storylines!K$115","v":{"$error":"#VALUE!"}},{"$f":"(Storylines!L76+($H$5=1)*Storylines!L79)*Storylines!L$115","v":{"$error":"#VALUE!"}},{"$f":"(INDEX(Storylines!C81:L81,$I$302)+($H$5=1)*INDEX(Storylines!C83:L83,$I$302))*INDEX(Storylines!$C$115:$L$115,$I$302)","v":810.95930116566501}]
[null,null,null,null,null,null,null,null,"Energy costs",{"$f":"Storylines!C77*Storylines!C$115","v":111.69995128112325},{"$f":"Storylines!D77*Storylines!D$115","v":405.59727749463627},{"$f":"Storylines!E77*Storylines!E$115","v":402.24903661504635},{"$f":"Storylines!F77*Storylines!F$115","v":814.66698449275191},{"$f":"Storylines!G77*Storylines!G$115","v":235.74998784862504},{"$f":"Storylines!H77*Storylines!H$115","v":{"$error":"#VALUE!"}},{"$f":"Storylines!I77*Storylines!I$115","v":{"$error":"#VALUE!"}},{"$f":"Storylines!J77*Storylines!J$115","v":{"$error":"#VALUE!"}},{"$f":"Storylines!K77*Storylines!K$115","v":{"$error":"#VALUE!"}},{"$f":"Storylines!L77*Storylines!L$115","v":{"$error":"#VALUE!"}},{"$f":"INDEX(Storylines!C82:L82,$I$302)*INDEX(Storylines!$C$115:$L$115,$I$302)","v":369.71710464419266}]
[null,null,null,null,null,null,null,null,"DH electricity income",{"$f":"Storylines!C78*Storylines!C$115","v":0},{"$f":"Storylines!D78*Storylines!D$115","v":0},{"$f":"Storylines!E78*Storylines!E$115","v":0},{"$f":"Storylines!F78*Storylines!F$115","v":-350.15913627691856},{"$f":"Storylines!G78*Storylines!G$115","v":-292.8603685225138},{"$f":"Storylines!H78*Storylines!H$115","v":{"$error":"#VALUE!"}},{"$f":"Storylines!I78*Storylines!I$115","v":{"$error":"#VALUE!"}},{"$f":"Storylines!J78*Storylines!J$115","v":{"$error":"#VALUE!"}},{"$f":"Storylines!K78*Storylines!K$115","v":{"$error":"#VALUE!"}},{"$f":"Storylines!L78*Storylines!L$115","v":{"$error":"#VALUE!"}}]
[null,null,null,null,null,null,null,null,"LCOE - non-DH NG",{"$f":"$T$297","v":1264.6197019730198},{"$f":"$T$297","v":1264.6197019730198},{"$f":"$T$297","v":1264.6197019730198},{"$f":"$T$297","v":1264.6197019730198},{"$f":"$T$297","v":1264.6197019730198},{"$f":"$T$297","v":1264.6197019730198},1264.6197019730198,1264.6197019730198,1264.6197019730198,1264.6197019730198,{"$f":"$T$297","v":1264.6197019730198}]
[null,null,null,null,null,null,null,null,"TOTAL LCOE",{"$f":"SUM(J292:J295)","v":450.55953211531255},{"$f":"SUM(K292:K295)","v":736.83861563092637},780.046974794059,1091.7486252062422,2207.8233525896326,{"$error":"#VALUE!"},{"$error":"#VALUE!"},{"$error":"#VALUE!"},{"$error":"#VALUE!"},{"$error":"#VALUE!"},{"$f":"SUM(T292:T295)","v":1264.6197019730198}]
[null,null,null,null,null,null,null,null,"Source: ",{"$f":"Storylines!B43","v":"Table SL3"}]
[null,null,null,null,null,null,null,null,"Sum control:",{"$f":"ROUND(J16+J17+J18,4)=ROUND(J297,4)","v":true},true,true,true,true,{"$error":"#VALUE!"},{"$error":"#VALUE!"},{"$error":"#VALUE!"},{"$error":"#VALUE!"},{"$error":"#VALUE!"},{"$f":"ROUND(J20+J21+J22,4)=ROUND(T297,4)","v":true}]
[null,null,null,null,null,null,null,null,null,null,null,null,null,null,null,null,null,null,null,"if baseline"]
[null,null,null,null,null,null,null,null,"Chosen individual mix"]
[null,null,null,null,null,null,null,null,1]
[]
[]
[]
[]
[]
[null,null,null,null,null,null,null,null,{"$f":"\"Description of figure \"&B285","v":"Description of figure Figure G8.1"}]
[null,null,null,null,null,null,null,null,"The figure shows the LCOE costs for one Baseline Mix - including only non-DH costs and reinvestments - and a DH-scenario, where there are non-DH costs until the DH mix is fully phased in."]
[]
[]
[]
[]
[]
[]
[]
[]
[]
[]
[null,"Figure G8.2"]
[]
[]
[]
[]
[null,null,null,null,null,null,null,null,"Table G8.2",{"$f":"\"LCOE of the DH scenarios compared to one Individual Mix (\"&INDEX(Storylines!C128:C137,Graphics!I337)&\") - \"&Storylines!C113&\" (\"&Storylines!$D$43&\")\"","v":"LCOE of the DH scenarios compared to one Individual Mix (Gas 100%) - NPV total (Basis storyline)"}]
[null,null,null,null,null,null,null,null,{"$f":"Storylines!$M$115","v":"Mill. EUR, gross potential"},{"$f":"Storylines!C$114","v":"Excess heat"},{"$f":"Storylines!D$114","v":"Heat pump air only"},{"$f":"Storylines!E$114","v":"Heat pump + gas boiler"},{"$f":"Storylines!F$114","v":"CHP Gas"},{"$f":"Storylines!G$114","v":"Coal heat "},{"$f":"Storylines!H$114","v":""},{"$f":"Storylines!I$114","v":""},{"$f":"Storylines!J$114","v":""},{"$f":"Storylines!K$114","v":""},{"$f":"Storylines!L$114","v":""},{"$f":"\"Non-DH - (\" &INDEX(Storylines!C128:C137,I337)& \")\"","v":"Non-DH - (Gas 100%)"}]
[null,null,null,null,null,null,null,null,"LCOE - CAPEX",{"$f":"SUM(Storylines!C54:C55)*Storylines!C$115","v":47.88823610933143},{"$f":"SUM(Storylines!D54:D55)*Storylines!D$115","v":80.312687755361324},{"$f":"SUM(Storylines!E54:E55)*Storylines!E$115","v":58.533741517789927},{"$f":"SUM(Storylines!F54:F55)*Storylines!F$115","v":146.78185380751452},{"$f":"SUM(Storylines!G54:G55)*Storylines!G$115","v":252.85648514225579},{"$f":"SUM(Storylines!H54:H55)*Storylines!H$115","v":0},{"$f":"SUM(Storylines!I54:I55)*Storylines!I$115","v":0},{"$f":"SUM(Storylines!J54:J55)*Storylines!J$115","v":0},{"$f":"SUM(Storylines!K54:K55)*Storylines!K$115","v":0},{"$f":"SUM(Storylines!L54:L55)*Storylines!L$115","v":0},{"$f":"INDEX(Storylines!C62:L62,$I$337)*INDEX(Storylines!$C$115:$L$115,$I$337)","v":70.764552401041882}]
[null,null,null,null,null,null,null,null,"LCOE - OPEX",{"$f":"(SUM(Storylines!C56:C57)+($H$5=1)*Storylines!C60)*Storylines!C$115","v":150.47540804721103},{"$f":"(SUM(Storylines!D56:D57)+($H$5=1)*Storylines!D60)*Storylines!D$115","v":110.43271370328205},{"$f":"(SUM(Storylines!E56:E57)+($H$5=1)*Storylines!E60)*Storylines!E$115","v":178.76825998357594},{"$f":"(SUM(Storylines!F56:F57)+($H$5=1)*Storylines!F60)*Storylines!F$115","v":339.96298650524761},{"$f":"(SUM(Storylines!G56:G57)+($H$5=1)*Storylines!G60)*Storylines!G$115","v":1871.5813114436187},{"$f":"(SUM(Storylines!H56:H57)+($H$5=1)*Storylines!H60)*Storylines!H$115","v":{"$error":"#VALUE!"}},{"$f":"(SUM(Storylines!I56:I57)+($H$5=1)*Storylines!I60)*Storylines!I$115","v":{"$error":"#VALUE!"}},{"$f":"(SUM(Storylines!J56:J57)+($H$5=1)*Storylines!J60)*Storylines!J$115","v":{"$error":"#VALUE!"}},{"$f":"(SUM(Storylines!K56:K57)+($H$5=1)*Storylines!K60)*Storylines!K$115","v":{"$error":"#VALUE!"}},{"$f":"(SUM(Storylines!L56:L57)+($H$5=1)*Storylines!L60)*Storylines!L$115","v":{"$error":"#VALUE!"}},{"$f":"(INDEX(Storylines!C63:L63,$I$337)+INDEX(Storylines!C64:L64,$I$337)+($H$5=1)*INDEX(Storylines!C67:L67,$I$337))*INDEX(Storylines!$C$115:$L$115,$I$337)","v":683.64210825013856}]
[null,null,null,null,null,null,null,null,"Energy costs",{"$f":"Storylines!C58*Storylines!C$115","v":35.353249252849793},{"$f":"Storylines!D58*Storylines!D$115","v":329.25057546636287},{"$f":"Storylines!E58*Storylines!E$115","v":325.90233458677307},{"$f":"Storylines!F58*Storylines!F$115","v":732.27839184370896},{"$f":"Storylines!G58*Storylines!G$115","v":153.36139519958218},{"$f":"Storylines!H58*Storylines!H$115","v":{"$error":"#VALUE!"}},{"$f":"Storylines!I58*Storylines!I$115","v":{"$error":"#VALUE!"}},{"$f":"Storylines!J58*Storylines!J$115","v":{"$error":"#VALUE!"}},{"$f":"Storylines!K58*Storylines!K$115","v":{"$error":"#VALUE!"}},{"$f":"Storylines!L58*Storylines!L$115","v":{"$error":"#VALUE!"}},{"$f":"(INDEX(Storylines!C65:L65,$I$337)+INDEX(Storylines!C66:L66,$I$337))*INDEX(Storylines!$C$115:$L$115,$I$337)","v":293.3704026159192}]
[null,null,null,null,null,null,null,null,"DH electricity income",{"$f":"Storylines!C59*Storylines!C$115","v":0},{"$f":"Storylines!D59*Storylines!D$115","v":0},{"$f":"Storylines!E59*Storylines!E$115","v":0},{"$f":"Storylines!F59*Storylines!F$115","v":-350.15913627691856},{"$f":"Storylines!G59*Storylines!G$115","v":-292.8603685225138},{"$f":"Storylines!H59*Storylines!H$115","v":{"$error":"#VALUE!"}},{"$f":"Storylines!I59*Storylines!I$115","v":{"$error":"#VALUE!"}},{"$f":"Storylines!J59*Storylines!J$115","v":{"$error":"#VALUE!"}},{"$f":"Storylines!K59*Storylines!K$115","v":{"$error":"#VALUE!"}},{"$f":"Storylines!L59*Storylines!L$115","v":{"$error":"#VALUE!"}}]
[null,null,null,null,null,null,null,null,"LCOE - non-DH NG",{"$f":"$T$332","v":1047.7770632670997},{"$f":"$T$332","v":1047.7770632670997},{"$f":"$T$332","v":1047.7770632670997},{"$f":"$T$332","v":1047.7770632670997},{"$f":"$T$332","v":1047.7770632670997},{"$f":"$T$332","v":1047.7770632670997},1047.7770632670997,1047.7770632670997,1047.7770632670997,1047.7770632670997,{"$f":"$T$332","v":1047.7770632670997}]
[null,null,null,null,null,null,null,null,"TOTAL LCOE",{"$f":"SUM(J327:J330)","v":233.71689340939227},{"$f":"SUM(K327:K330)","v":519.99597692500629},563.20433608813892,868.86409587955245,{"$f":"SUM(N327:N330)","v":1984.9388232629426},{"$error":"#VALUE!"},{"$error":"#VALUE!"},{"$error":"#VALUE!"},{"$error":"#VALUE!"},{"$error":"#VALUE!"},{"$f":"SUM(T327:T330)","v":1047.7770632670997}]
[null,null,null,null,null,null,null,null,"Source: ",{"$f":"Storylines!B43","v":"Table SL3"}]
[null,null,null,null,null,null,null,null,"Sum control:",{"$f":"ROUND(J48+J49+J50,4)=ROUND(J332,4)","v":true},true,true,true,true,{"$error":"#VALUE!"},{"$error":"#VALUE!"},{"$error":"#VALUE!"},{"$error":"#VALUE!"},{"$error":"#VALUE!"},{"$f":"ROUND(J52+J53+J54,4)=ROUND(T332,4)","v":true}]
[null,null,null,null,null,null,null,null,null,null,null,null,null,null,null,null,null,null,null,"if baseline"]
[null,null,null,null,null,null,null,null,"Chosen individual mix"]
[null,null,null,null,null,null,null,null,1]
[]
[]
[]
[]
[]
[null,null,null,null,null,null,null,null,{"$f":"\"Description of figure \"&B320","v":"Description of figure Figure G8.2"}]
[null,null,null,null,null,null,null,null,"The figure shows the LCOE costs for the DH mixes compared to the avoided costs of one non-DH  mix for the same period."]

{"sheet":"Results","index":9,"n_rows":76,"n_cols":66,"rows_kept":76,"cut":false,"hidden":false,"merged":[]}
["Results"]
["This sheet calculates results for the different scnearios ."]
[]
[]
[]
[]
[]
[null,null,null,null,null,"Table R2","Results for all scenarios"]
[null,"Table R1","Results for currently selected scenario",null,null,null,{"$f":"INDEX(Scenarios!$C$19:$C$79,G10)","v":"Excess heat"},{"$f":"INDEX(Scenarios!$C$19:$C$79,H10)","v":"Heat pump air only"},{"$f":"INDEX(Scenarios!$C$19:$C$79,I10)","v":"Heat pump + gas boiler"},{"$f":"INDEX(Scenarios!$C$19:$C$79,J10)","v":"CHP Gas"},{"$f":"INDEX(Scenarios!$C$19:$C$79,K10)","v":"Coal heat "},{"$f":"INDEX(Scenarios!$C$19:$C$79,L10)","v":0},{"$f":"INDEX(Scenarios!$C$19:$C$79,M10)","v":0},{"$f":"INDEX(Scenarios!$C$19:$C$79,N10)","v":0},{"$f":"INDEX(Scenarios!$C$19:$C$79,O10)","v":0},{"$f":"INDEX(Scenarios!$C$19:$C$79,P10)","v":0},{"$f":"INDEX(Scenarios!$C$19:$C$79,Q10)","v":0},{"$f":"INDEX(Scenarios!$C$19:$C$79,R10)","v":0},{"$f":"INDEX(Scenarios!$C$19:$C$79,S10)","v":0},{"$f":"INDEX(Scenarios!$C$19:$C$79,T10)","v":0},{"$f":"INDEX(Scenarios!$C$19:$C$79,U10)","v":0},{"$f":"INDEX(Scenarios!$C$19:$C$79,V10)","v":0},{"$f":"INDEX(Scenarios!$C$19:$C$79,W10)","v":0},{"$f":"INDEX(Scenarios!$C$19:$C$79,X10)","v":0},{"$f":"INDEX(Scenarios!$C$19:$C$79,Y10)","v":0},{"$f":"INDEX(Scenarios!$C$19:$C$79,Z10)","v":0},{"$f":"INDEX(Scenarios!$C$19:$C$79,AA10)","v":0},{"$f":"INDEX(Scenarios!$C$19:$C$79,AB10)","v":0},{"$f":"INDEX(Scenarios!$C$19:$C$79,AC10)","v":0},{"$f":"INDEX(Scenarios!$C$19:$C$79,AD10)","v":0},{"$f":"INDEX(Scenarios!$C$19:$C$79,AE10)","v":0},{"$f":"INDEX(Scenarios!$C$19:$C$79,AF10)","v":0},{"$f":"INDEX(Scenarios!$C$19:$C$79,AG10)","v":0},{"$f":"INDEX(Scenarios!$C$19:$C$79,AH10)","v":0},{"$f":"INDEX(Scenarios!$C$19:$C$79,AI10)","v":0},{"$f":"INDEX(Scenarios!$C$19:$C$79,AJ10)","v":0},{"$f":"INDEX(Scenarios!$C$19:$C$79,AK10)","v":0},{"$f":"INDEX(Scenarios!$C$19:$C$79,AL10)","v":0},{"$f":"INDEX(Scenarios!$C$19:$C$79,AM10)","v":0},{"$f":"INDEX(Scenarios!$C$19:$C$79,AN10)","v":0},{"$f":"INDEX(Scenarios!$C$19:$C$79,AO10)","v":0},{"$f":"INDEX(Scenarios!$C$19:$C$79,AP10)","v":0},{"$f":"INDEX(Scenarios!$C$19:$C$79,AQ10)","v":0},{"$f":"INDEX(Scenarios!$C$19:$C$79,AR10)","v":0},{"$f":"INDEX(Scenarios!$C$19:$C$79,AS10)","v":0},{"$f":"INDEX(Scenarios!$C$19:$C$79,AT10)","v":0},{"$f":"INDEX(Scenarios!$C$19:$C$79,AU10)","v":0},{"$f":"INDEX(Scenarios!$C$19:$C$79,AV10)","v":0},{"$f":"INDEX(Scenarios!$C$19:$C$79,AW10)","v":0},{"$f":"INDEX(Scenarios!$C$19:$C$79,AX10)","v":0},{"$f":"INDEX(Scenarios!$C$19:$C$79,AY10)","v":0},{"$f":"INDEX(Scenarios!$C$19:$C$79,AZ10)","v":0},{"$f":"INDEX(Scenarios!$C$19:$C$79,BA10)","v":0},{"$f":"INDEX(Scenarios!$C$19:$C$79,BB10)","v":0},{"$f":"INDEX(Scenarios!$C$19:$C$79,BC10)","v":0},{"$f":"INDEX(Scenarios!$C$19:$C$79,BD10)","v":0},{"$f":"INDEX(Scenarios!$C$19:$C$79,BE10)","v":0},{"$f":"INDEX(Scenarios!$C$19:$C$79,BF10)","v":0},{"$f":"INDEX(Scenarios!$C$19:$C$79,BG10)","v":0},{"$f":"INDEX(Scenarios!$C$19:$C$79,BH10)","v":0},{"$f":"INDEX(Scenarios!$C$19:$C$79,BI10)","v":0},{"$f":"INDEX(Scenarios!$C$19:$C$79,BJ10)","v":0},{"$f":"INDEX(Scenarios!$C$19:$C$79,BK10)","v":0},{"$f":"INDEX(Scenarios!$C$19:$C$79,BL10)","v":0},{"$f":"INDEX(Scenarios!$C$19:$C$79,BM10)","v":0},{"$f":"INDEX(Scenarios!$C$19:$C$79,BN10)","v":0}]
[null,"Scenario",{"$f":"Scenarios_CurrentScenario","v":1},null,null,{"$f":"B10","v":"Scenario"},{"$f":"1","v":1},{"$f":"G10+1","v":2},{"$f":"H10+1","v":3},4,5,6,7,8,9,10,11,12,13,14,15,16,17,18,19,20,21,22,23,24,25,26,27,28,29,30,31,32,33,34,35,36,37,38,39,40,41,42,43,44,45,46,47,48,49,50,51,52,53,54,55,56,57,58,59,60]
[null,"Households",{"$f":"Scenarios!O12","v":44400},null,null,{"$f":"B11","v":"Households"},44400,44400,44400,44400,44400,"","","","","","","","","","","","","","","","","","","","","","","","","","","","","","","","","","","","","","","","","","","","","","","","","","","","","","",""]
[null,"Heat demand GWh/year",{"$f":"Scenarios!P12","v":333},null,null,"Heat demand GWh/year",333,333,333,333,333,"","","","","","","","","","","","","","","","","","","","","","","","","","","","","","","","","","","","","","","","","","","","","","","","","","","","","","",""]
[null,"NPV replacement factor",{"$f":"Evaluation!BF13","v":0.44641653572271245},null,null,"NPV replacement factor",0.44641653572271245,0.44641653572271245,0.44641653572271245,0.44641653572271245,0.44641653572271245,{"$error":"#DIV/0!"},{"$error":"#DIV/0!"},{"$error":"#DIV/0!"},{"$error":"#DIV/0!"},{"$error":"#DIV/0!"},{"$error":"#DIV/0!"},{"$error":"#DIV/0!"},{"$error":"#DIV/0!"},{"$error":"#DIV/0!"},{"$error":"#DIV/0!"},{"$error":"#DIV/0!"},{"$error":"#DIV/0!"},{"$error":"#DIV/0!"},{"$error":"#DIV/0!"},{"$error":"#DIV/0!"},{"$error":"#DIV/0!"},{"$error":"#DIV/0!"},{"$error":"#DIV/0!"},{"$error":"#DIV/0!"},{"$error":"#DIV/0!"},{"$error":"#DIV/0!"},{"$error":"#DIV/0!"},{"$error":"#DIV/0!"},{"$error":"#DIV/0!"},{"$error":"#DIV/0!"},{"$error":"#DIV/0!"},{"$error":"#DIV/0!"},{"$error":"#DIV/0!"},{"$error":"#DIV/0!"},{"$error":"#DIV/0!"},{"$error":"#DIV/0!"},{"$error":"#DIV/0!"},{"$error":"#DIV/0!"},{"$error":"#DIV/0!"},{"$error":"#DIV/0!"},{"$error":"#DIV/0!"},{"$error":"#DIV/0!"},{"$error":"#DIV/0!"},{"$error":"#DIV/0!"},{"$error":"#DIV/0!"},{"$error":"#DIV/0!"},{"$error":"#DIV/0!"},{"$error":"#DIV/0!"},{"$error":"#DIV/0!"},{"$error":"#DIV/0!"},{"$error":"#DIV/0!"},{"$error":"#DIV/0!"},{"$error":"#DIV/0!"},{"$error":"#DIV/0!"},{"$error":"#DIV/0!"},{"$error":"#DIV/0!"},{"$error":"#DIV/0!"},{"$error":"#DIV/0!"},{"$error":"#DIV/0!"},{"$error":"#DIV/0!"}]
[null,"Heat demand - GWh NPV",{"$f":"Evaluation!C129","v":9112.0409554483667},null,null,"Heat demand - GWh NPV",9112.0409554483667,9112.0409554483667,9112.0409554483667,9112.0409554483667,9112.0409554483667,0,0,0,0,0,0,0,0,0,0,0,0,0,0,0,0,0,0,0,0,0,0,0,0,0,0,0,0,0,0,0,0,0,0,0,0,0,0,0,0,0,0,0,0,0,0,0,0,0,0,0,0,0,0,0]
[null,"DH network CAPEX initial",{"$f":"Evaluation!BC72","v":43.308575461042246},null,null,"DH network CAPEX initial",43.308575461042246,43.308575461042246,43.308575461042246,43.308575461042246,43.308575461042246,43.308575461042246,43.308575461042246,43.308575461042246,43.308575461042246,43.308575461042246,43.308575461042246,43.308575461042246,43.308575461042246,43.308575461042246,43.308575461042246,43.308575461042246,43.308575461042246,43.308575461042246,43.308575461042246,43.308575461042246,43.308575461042246,43.308575461042246,43.308575461042246,43.308575461042246,43.308575461042246,43.308575461042246,43.308575461042246,43.308575461042246,43.308575461042246,43.308575461042246,43.308575461042246,43.308575461042246,43.308575461042246,43.308575461042246,43.308575461042246,43.308575461042246,43.308575461042246,43.308575461042246,43.308575461042246,43.308575461042246,43.308575461042246,43.308575461042246,43.308575461042246,43.308575461042246,43.308575461042246,43.308575461042246,43.308575461042246,43.308575461042246,43.308575461042246,43.308575461042246,43.308575461042246,43.308575461042246,43.308575461042246,43.308575461042246,43.308575461042246,43.308575461042246,43.308575461042246,43.308575461042246,43.308575461042246,43.308575461042246]
[null,"DH plant CAPEX initial",{"$f":"SUM(Evaluation!$BC$62:$BC$71)","v":12.761904761904761},null,null,"DH plant CAPEX initial",12.761904761904761,117.16666666666667,57.984523809523807,59.547619047619044,161.42857142857144,12.761904761904761,12.761904761904761,12.761904761904761,12.761904761904761,12.761904761904761,12.761904761904761,12.761904761904761,12.761904761904761,12.761904761904761,12.761904761904761,12.761904761904761,12.761904761904761,12.761904761904761,12.761904761904761,12.761904761904761,12.761904761904761,12.761904761904761,12.761904761904761,12.761904761904761,12.761904761904761,12.761904761904761,12.761904761904761,12.761904761904761,12.761904761904761,12.761904761904761,12.761904761904761,12.761904761904761,12.761904761904761,12.761904761904761,12.761904761904761,12.761904761904761,12.761904761904761,12.761904761904761,12.761904761904761,12.761904761904761,12.761904761904761,12.761904761904761,12.761904761904761,12.761904761904761,12.761904761904761,12.761904761904761,12.761904761904761,12.761904761904761,12.761904761904761,12.761904761904761,12.761904761904761,12.761904761904761,12.761904761904761,12.761904761904761,12.761904761904761,12.761904761904761,12.761904761904761,12.761904761904761,12.761904761904761,12.761904761904761]
[null,"DH network CAPEX NPV",{"$f":"Evaluation!C107","v":37.19551742362161},null,null,"DH network CAPEX NPV",37.19551742362161,37.19551742362161,37.19551742362161,37.19551742362161,37.19551742362161,43.308575461042246,43.308575461042246,43.308575461042246,43.308575461042246,43.308575461042246,43.308575461042246,43.308575461042246,43.308575461042246,43.308575461042246,43.308575461042246,43.308575461042246,43.308575461042246,43.308575461042246,43.308575461042246,43.308575461042246,43.308575461042246,43.308575461042246,43.308575461042246,43.308575461042246,43.308575461042246,43.308575461042246,43.308575461042246,43.308575461042246,43.308575461042246,43.308575461042246,43.308575461042246,43.308575461042246,43.308575461042246,43.308575461042246,43.308575461042246,43.308575461042246,43.308575461042246,43.308575461042246,43.308575461042246,43.308575461042246,43.308575461042246,43.308575461042246,43.308575461042246,43.308575461042246,43.308575461042246,43.308575461042246,43.308575461042246,43.308575461042246,43.308575461042246,43.308575461042246,43.308575461042246,43.308575461042246,43.308575461042246,43.308575461042246,43.308575461042246,43.308575461042246,43.308575461042246,43.308575461042246,43.308575461042246,43.308575461042246]
[null,"DH production CAPEX NPV",{"$f":"Evaluation!C110","v":10.692718685709822},null,null,"DH production CAPEX NPV",10.692718685709822,43.117170331739715,21.338224094168318,109.58633638389291,215.66096771863417,7.1428571428571423,7.1428571428571423,7.1428571428571423,7.1428571428571423,7.1428571428571423,7.1428571428571423,7.1428571428571423,7.1428571428571423,7.1428571428571423,7.1428571428571423,7.1428571428571423,7.1428571428571423,7.1428571428571423,7.1428571428571423,7.1428571428571423,7.1428571428571423,7.1428571428571423,7.1428571428571423,7.1428571428571423,7.1428571428571423,7.1428571428571423,7.1428571428571423,7.1428571428571423,7.1428571428571423,7.1428571428571423,7.1428571428571423,7.1428571428571423,7.1428571428571423,7.1428571428571423,7.1428571428571423,7.1428571428571423,7.1428571428571423,7.1428571428571423,7.1428571428571423,7.1428571428571423,7.1428571428571423,7.1428571428571423,7.1428571428571423,7.1428571428571423,7.1428571428571423,7.1428571428571423,7.1428571428571423,7.1428571428571423,7.1428571428571423,7.1428571428571423,7.1428571428571423,7.1428571428571423,7.1428571428571423,7.1428571428571423,7.1428571428571423,7.1428571428571423,7.1428571428571423,7.1428571428571423,7.1428571428571423,7.1428571428571423]
[null,"DH Fixed OPEX",{"$f":"Evaluation!C108+Evaluation!C111","v":10.542552024551116},null,null,"DH Fixed OPEX",10.542552024551116,80.595738587136907,41.326061874702049,28.675387200371418,77.941091517396828,0,0,0,0,0,0,0,0,0,0,0,0,0,0,0,0,0,0,0,0,0,0,0,0,0,0,0,0,0,0,0,0,0,0,0,0,0,0,0,0,0,0,0,0,0,0,0,0,0,0,0,0,0,0,0]
[null,"DH Variable OPEX",{"$f":"Evaluation!C109+Evaluation!C112","v":34.073731194429818},null,null,"DH Variable OPEX",34.073731194429818,29.836975116145148,31.583073280643774,137.34708254820109,95.277675382611392,0,0,0,0,0,0,0,0,0,0,0,0,0,0,0,0,0,0,0,0,0,0,0,0,0,0,0,0,0,0,0,0,0,0,0,0,0,0,0,0,0,0,0,0,0,0,0,0,0,0,0,0,0,0,0]
[null,"DH energy cost",{"$f":"Evaluation!C113","v":35.353249252849793},null,null,"DH energy cost",35.353249252849793,329.25057546636287,325.90233458677307,732.27839184370896,153.36139519958218,0,0,0,0,0,0,0,0,0,0,0,0,0,0,0,0,0,0,0,0,0,0,0,0,0,0,0,0,0,0,0,0,0,0,0,0,0,0,0,0,0,0,0,0,0,0,0,0,0,0,0,0,0,0,0]
[null,"DH electricity income",{"$f":"Evaluation!C114","v":0},null,null,"DH electricity income",0,0,0,-350.15913627691856,-292.8603685225138,0,0,0,0,0,0,0,0,0,0,0,0,0,0,0,0,0,0,0,0,0,0,0,0,0,0,0,0,0,0,0,0,0,0,0,0,0,0,0,0,0,0,0,0,0,0,0,0,0,0,0,0,0,0,0]
[null,"DH Externalities",{"$f":"Evaluation!C116","v":105.85912482823011},null,null,"DH Externalities",105.85912482823011,0,105.85912482823012,173.94051675667509,1698.3625445436105,0,0,0,0,0,0,0,0,0,0,0,0,0,0,0,0,0,0,0,0,0,0,0,0,0,0,0,0,0,0,0,0,0,0,0,0,0,0,0,0,0,0,0,0,0,0,0,0,0,0,0,0,0,0,0]
[null,"DH GHG (NPV)",{"$f":"Evaluation!C97","v":324893.99104229413},null,null,"DH GHG (NPV)",324893.99104229413,0,324893.99104229419,281663.28582443681,4772072.4642940667,0,0,0,0,0,0,0,0,0,0,0,0,0,0,0,0,0,0,0,0,0,0,0,0,0,0,0,0,0,0,0,0,0,0,0,0,0,0,0,0,0,0,0,0,0,0,0,0,0,0,0,0,0,0,0]
[null,"Non-DH CAPEX",{"$f":"Evaluation!C194","v":70.764552401041882},null,null,"Non-DH CAPEX",70.764552401041882,70.764552401041882,70.764552401041882,70.764552401041882,70.764552401041882,0,0,0,0,0,0,0,0,0,0,0,0,0,0,0,0,0,0,0,0,0,0,0,0,0,0,0,0,0,0,0,0,0,0,0,0,0,0,0,0,0,0,0,0,0,0,0,0,0,0,0,0,0,0,0]
[null,"Non-DH Fixed OPEX",{"$f":"Evaluation!C195","v":47.764894760143434},null,null,"Non-DH Fixed OPEX",47.764894760143434,47.764894760143434,47.764894760143434,47.764894760143434,47.764894760143434,{"$error":"#N/A"},{"$error":"#N/A"},{"$error":"#N/A"},{"$error":"#N/A"},{"$error":"#N/A"},{"$error":"#N/A"},{"$error":"#N/A"},{"$error":"#N/A"},{"$error":"#N/A"},{"$error":"#N/A"},{"$error":"#N/A"},{"$error":"#N/A"},{"$error":"#N/A"},{"$error":"#N/A"},{"$error":"#N/A"},{"$error":"#N/A"},{"$error":"#N/A"},{"$error":"#N/A"},{"$error":"#N/A"},{"$error":"#N/A"},{"$error":"#N/A"},{"$error":"#N/A"},{"$error":"#N/A"},{"$error":"#N/A"},{"$error":"#N/A"},{"$error":"#N/A"},{"$error":"#N/A"},{"$error":"#N/A"},{"$error":"#N/A"},{"$error":"#N/A"},{"$error":"#N/A"},{"$error":"#N/A"},{"$error":"#N/A"},{"$error":"#N/A"},{"$error":"#N/A"},{"$error":"#N/A"},{"$error":"#N/A"},{"$error":"#N/A"},{"$error":"#N/A"},{"$error":"#N/A"},{"$error":"#N/A"},{"$error":"#N/A"},{"$error":"#N/A"},{"$error":"#N/A"},{"$error":"#N/A"},{"$error":"#N/A"},{"$error":"#N/A"},{"$error":"#N/A"},{"$error":"#N/A"},{"$error":"#N/A"},{"$error":"#N/A"},{"$error":"#N/A"},{"$error":"#N/A"},{"$error":"#N/A"},{"$error":"#N/A"}]
[null,"Non-DH Variable OPEX",{"$f":"Evaluation!C196","v":0},null,null,"Non-DH Variable OPEX",0,0,0,0,0,{"$error":"#N/A"},{"$error":"#N/A"},{"$error":"#N/A"},{"$error":"#N/A"},{"$error":"#N/A"},{"$error":"#N/A"},{"$error":"#N/A"},{"$error":"#N/A"},{"$error":"#N/A"},{"$error":"#N/A"},{"$error":"#N/A"},{"$error":"#N/A"},{"$error":"#N/A"},{"$error":"#N/A"},{"$error":"#N/A"},{"$error":"#N/A"},{"$error":"#N/A"},{"$error":"#N/A"},{"$error":"#N/A"},{"$error":"#N/A"},{"$error":"#N/A"},{"$error":"#N/A"},{"$error":"#N/A"},{"$error":"#N/A"},{"$error":"#N/A"},{"$error":"#N/A"},{"$error":"#N/A"},{"$error":"#N/A"},{"$error":"#N/A"},{"$error":"#N/A"},{"$error":"#N/A"},{"$error":"#N/A"},{"$error":"#N/A"},{"$error":"#N/A"},{"$error":"#N/A"},{"$error":"#N/A"},{"$error":"#N/A"},{"$error":"#N/A"},{"$error":"#N/A"},{"$error":"#N/A"},{"$error":"#N/A"},{"$error":"#N/A"},{"$error":"#N/A"},{"$error":"#N/A"},{"$error":"#N/A"},{"$error":"#N/A"},{"$error":"#N/A"},{"$error":"#N/A"},{"$error":"#N/A"},{"$error":"#N/A"},{"$error":"#N/A"},{"$error":"#N/A"},{"$error":"#N/A"},{"$error":"#N/A"},{"$error":"#N/A"}]
[null,"Non-DH energy cost",{"$f":"Evaluation!C197","v":207.84454656140301},null,null,"Non-DH energy cost",207.84454656140301,207.84454656140301,207.84454656140301,228.62900121754342,228.62900121754342,0,0,0,0,0,0,0,0,0,0,0,0,0,0,0,0,0,0,0,0,0,0,0,0,0,0,0,0,0,0,0,0,0,0,0,0,0,0,0,0,0,0,0,0,0,0,0,0,0,0,0,0,0,0,0]
[null,"Non-DH distr. cost",{"$f":"Evaluation!C198","v":85.525856054516197},null,null,"Non-DH distr. cost",85.525856054516197,85.525856054516197,85.525856054516197,85.525856054516197,85.525856054516197,{"$error":"#N/A"},{"$error":"#N/A"},{"$error":"#N/A"},{"$error":"#N/A"},{"$error":"#N/A"},{"$error":"#N/A"},{"$error":"#N/A"},{"$error":"#N/A"},{"$error":"#N/A"},{"$error":"#N/A"},{"$error":"#N/A"},{"$error":"#N/A"},{"$error":"#N/A"},{"$error":"#N/A"},{"$error":"#N/A"},{"$error":"#N/A"},{"$error":"#N/A"},{"$error":"#N/A"},{"$error":"#N/A"},{"$error":"#N/A"},{"$error":"#N/A"},{"$error":"#N/A"},{"$error":"#N/A"},{"$error":"#N/A"},{"$error":"#N/A"},{"$error":"#N/A"},{"$error":"#N/A"},{"$error":"#N/A"},{"$error":"#N/A"},{"$error":"#N/A"},{"$error":"#N/A"},{"$error":"#N/A"},{"$error":"#N/A"},{"$error":"#N/A"},{"$error":"#N/A"},{"$error":"#N/A"},{"$error":"#N/A"},{"$error":"#N/A"},{"$error":"#N/A"},{"$error":"#N/A"},{"$error":"#N/A"},{"$error":"#N/A"},{"$error":"#N/A"},{"$error":"#N/A"},{"$error":"#N/A"},{"$error":"#N/A"},{"$error":"#N/A"},{"$error":"#N/A"},{"$error":"#N/A"},{"$error":"#N/A"},{"$error":"#N/A"},{"$error":"#N/A"},{"$error":"#N/A"},{"$error":"#N/A"},{"$error":"#N/A"}]
[null,"Non-DH Externalities",{"$f":"Evaluation!C200","v":635.87721348999514},null,null,"Non-DH Externalities",635.87721348999514,635.87721348999514,635.87721348999514,635.87721348999514,635.87721348999514,{"$error":"#N/A"},{"$error":"#N/A"},{"$error":"#N/A"},{"$error":"#N/A"},{"$error":"#N/A"},{"$error":"#N/A"},{"$error":"#N/A"},{"$error":"#N/A"},{"$error":"#N/A"},{"$error":"#N/A"},{"$error":"#N/A"},{"$error":"#N/A"},{"$error":"#N/A"},{"$error":"#N/A"},{"$error":"#N/A"},{"$error":"#N/A"},{"$error":"#N/A"},{"$error":"#N/A"},{"$error":"#N/A"},{"$error":"#N/A"},{"$error":"#N/A"},{"$error":"#N/A"},{"$error":"#N/A"},{"$error":"#N/A"},{"$error":"#N/A"},{"$error":"#N/A"},{"$error":"#N/A"},{"$error":"#N/A"},{"$error":"#N/A"},{"$error":"#N/A"},{"$error":"#N/A"},{"$error":"#N/A"},{"$error":"#N/A"},{"$error":"#N/A"},{"$error":"#N/A"},{"$error":"#N/A"},{"$error":"#N/A"},{"$error":"#N/A"},{"$error":"#N/A"},{"$error":"#N/A"},{"$error":"#N/A"},{"$error":"#N/A"},{"$error":"#N/A"},{"$error":"#N/A"},{"$error":"#N/A"},{"$error":"#N/A"},{"$error":"#N/A"},{"$error":"#N/A"},{"$error":"#N/A"},{"$error":"#N/A"},{"$error":"#N/A"},{"$error":"#N/A"},{"$error":"#N/A"},{"$error":"#N/A"},{"$error":"#N/A"}]
[null,"Non-DH GHG (NPV)",{"$f":"Evaluation!C185","v":1910077.451884195},null,null,"Non-DH GHG (NPV)",1910077.451884195,1910077.451884195,1910077.451884195,1910077.451884195,1910077.451884195,{"$error":"#N/A"},{"$error":"#N/A"},{"$error":"#N/A"},{"$error":"#N/A"},{"$error":"#N/A"},{"$error":"#N/A"},{"$error":"#N/A"},{"$error":"#N/A"},{"$error":"#N/A"},{"$error":"#N/A"},{"$error":"#N/A"},{"$error":"#N/A"},{"$error":"#N/A"},{"$error":"#N/A"},{"$error":"#N/A"},{"$error":"#N/A"},{"$error":"#N/A"},{"$error":"#N/A"},{"$error":"#N/A"},{"$error":"#N/A"},{"$error":"#N/A"},{"$error":"#N/A"},{"$error":"#N/A"},{"$error":"#N/A"},{"$error":"#N/A"},{"$error":"#N/A"},{"$error":"#N/A"},{"$error":"#N/A"},{"$error":"#N/A"},{"$error":"#N/A"},{"$error":"#N/A"},{"$error":"#N/A"},{"$error":"#N/A"},{"$error":"#N/A"},{"$error":"#N/A"},{"$error":"#N/A"},{"$error":"#N/A"},{"$error":"#N/A"},{"$error":"#N/A"},{"$error":"#N/A"},{"$error":"#N/A"},{"$error":"#N/A"},{"$error":"#N/A"},{"$error":"#N/A"},{"$error":"#N/A"},{"$error":"#N/A"},{"$error":"#N/A"},{"$error":"#N/A"},{"$error":"#N/A"},{"$error":"#N/A"},{"$error":"#N/A"},{"$error":"#N/A"},{"$error":"#N/A"},{"$error":"#N/A"},{"$error":"#N/A"}]
[null,"DH advantage",{"$f":"MAX(SUM(C25:C30)-SUM(C17:C23),0)","v":814.06016985770748},null,null,"DH advantage",814.06016985770748,527.78108634209343,484.5727271789608,199.69742204368731,0,{"$error":"#N/A"},{"$error":"#N/A"},{"$error":"#N/A"},{"$error":"#N/A"},{"$error":"#N/A"},{"$error":"#N/A"},{"$error":"#N/A"},{"$error":"#N/A"},{"$error":"#N/A"},{"$error":"#N/A"},{"$error":"#N/A"},{"$error":"#N/A"},{"$error":"#N/A"},{"$error":"#N/A"},{"$error":"#N/A"},{"$error":"#N/A"},{"$error":"#N/A"},{"$error":"#N/A"},{"$error":"#N/A"},{"$error":"#N/A"},{"$error":"#N/A"},{"$error":"#N/A"},{"$error":"#N/A"},{"$error":"#N/A"},{"$error":"#N/A"},{"$error":"#N/A"},{"$error":"#N/A"},{"$error":"#N/A"},{"$error":"#N/A"},{"$error":"#N/A"},{"$error":"#N/A"},{"$error":"#N/A"},{"$error":"#N/A"},{"$error":"#N/A"},{"$error":"#N/A"},{"$error":"#N/A"},{"$error":"#N/A"},{"$error":"#N/A"},{"$error":"#N/A"},{"$error":"#N/A"},{"$error":"#N/A"},{"$error":"#N/A"},{"$error":"#N/A"},{"$error":"#N/A"},{"$error":"#N/A"},{"$error":"#N/A"},{"$error":"#N/A"},{"$error":"#N/A"},{"$error":"#N/A"},{"$error":"#N/A"},{"$error":"#N/A"},{"$error":"#N/A"},{"$error":"#N/A"},{"$error":"#N/A"},{"$error":"#N/A"}]
[null,"Non-DH advantage",{"$f":"MAX(SUM(C17:C23)-SUM(C25:C30),0)","v":0},null,null,"Non-DH advantage",0,0,0,0,916.37730533970307,{"$error":"#N/A"},{"$error":"#N/A"},{"$error":"#N/A"},{"$error":"#N/A"},{"$error":"#N/A"},{"$error":"#N/A"},{"$error":"#N/A"},{"$error":"#N/A"},{"$error":"#N/A"},{"$error":"#N/A"},{"$error":"#N/A"},{"$error":"#N/A"},{"$error":"#N/A"},{"$error":"#N/A"},{"$error":"#N/A"},{"$error":"#N/A"},{"$error":"#N/A"},{"$error":"#N/A"},{"$error":"#N/A"},{"$error":"#N/A"},{"$error":"#N/A"},{"$error":"#N/A"},{"$error":"#N/A"},{"$error":"#N/A"},{"$error":"#N/A"},{"$error":"#N/A"},{"$error":"#N/A"},{"$error":"#N/A"},{"$error":"#N/A"},{"$error":"#N/A"},{"$error":"#N/A"},{"$error":"#N/A"},{"$error":"#N/A"},{"$error":"#N/A"},{"$error":"#N/A"},{"$error":"#N/A"},{"$error":"#N/A"},{"$error":"#N/A"},{"$error":"#N/A"},{"$error":"#N/A"},{"$error":"#N/A"},{"$error":"#N/A"},{"$error":"#N/A"},{"$error":"#N/A"},{"$error":"#N/A"},{"$error":"#N/A"},{"$error":"#N/A"},{"$error":"#N/A"},{"$error":"#N/A"},{"$error":"#N/A"},{"$error":"#N/A"},{"$error":"#N/A"},{"$error":"#N/A"},{"$error":"#N/A"},{"$error":"#N/A"}]
[null,"DH consumer payment",{"$f":"Evaluation!C220","v":365.01623449765663},null,null,"DH consumer payment",365.01623449765663,365.01623449765663,365.01623449765663,383.53033181128779,383.53033181128779,{"$error":"#VALUE!"},{"$error":"#VALUE!"},{"$error":"#VALUE!"},{"$error":"#VALUE!"},{"$error":"#VALUE!"},{"$error":"#VALUE!"},{"$error":"#VALUE!"},{"$error":"#VALUE!"},{"$error":"#VALUE!"},{"$error":"#VALUE!"},{"$error":"#VALUE!"},{"$error":"#VALUE!"},{"$error":"#VALUE!"},{"$error":"#VALUE!"},{"$error":"#VALUE!"},{"$error":"#VALUE!"},{"$error":"#VALUE!"},{"$error":"#VALUE!"},{"$error":"#VALUE!"},{"$error":"#VALUE!"},{"$error":"#VALUE!"},{"$error":"#VALUE!"},{"$error":"#VALUE!"},{"$error":"#VALUE!"},{"$error":"#VALUE!"},{"$error":"#VALUE!"},{"$error":"#VALUE!"},{"$error":"#VALUE!"},{"$error":"#VALUE!"},{"$error":"#VALUE!"},{"$error":"#VALUE!"},{"$error":"#VALUE!"},{"$error":"#VALUE!"},{"$error":"#VALUE!"},{"$error":"#VALUE!"},{"$error":"#VALUE!"},{"$error":"#VALUE!"},{"$error":"#VALUE!"},{"$error":"#VALUE!"},{"$error":"#VALUE!"},{"$error":"#VALUE!"},{"$error":"#VALUE!"},{"$error":"#VALUE!"},{"$error":"#VALUE!"},{"$error":"#VALUE!"},{"$error":"#VALUE!"},{"$error":"#VALUE!"},{"$error":"#VALUE!"},{"$error":"#VALUE!"},{"$error":"#VALUE!"},{"$error":"#VALUE!"},{"$error":"#VALUE!"},{"$error":"#VALUE!"},{"$error":"#VALUE!"},{"$error":"#VALUE!"}]
[null,"Non-DH costs",{"$f":"Evaluation!C221","v":411.89984977710458},null,null,"Non-DH costs",411.89984977710458,411.89984977710458,411.89984977710458,432.68430443324485,432.68430443324485,{"$error":"#N/A"},{"$error":"#N/A"},{"$error":"#N/A"},{"$error":"#N/A"},{"$error":"#N/A"},{"$error":"#N/A"},{"$error":"#N/A"},{"$error":"#N/A"},{"$error":"#N/A"},{"$error":"#N/A"},{"$error":"#N/A"},{"$error":"#N/A"},{"$error":"#N/A"},{"$error":"#N/A"},{"$error":"#N/A"},{"$error":"#N/A"},{"$error":"#N/A"},{"$error":"#N/A"},{"$error":"#N/A"},{"$error":"#N/A"},{"$error":"#N/A"},{"$error":"#N/A"},{"$error":"#N/A"},{"$error":"#N/A"},{"$error":"#N/A"},{"$error":"#N/A"},{"$error":"#N/A"},{"$error":"#N/A"},{"$error":"#N/A"},{"$error":"#N/A"},{"$error":"#N/A"},{"$error":"#N/A"},{"$error":"#N/A"},{"$error":"#N/A"},{"$error":"#N/A"},{"$error":"#N/A"},{"$error":"#N/A"},{"$error":"#N/A"},{"$error":"#N/A"},{"$error":"#N/A"},{"$error":"#N/A"},{"$error":"#N/A"},{"$error":"#N/A"},{"$error":"#N/A"},{"$error":"#N/A"},{"$error":"#N/A"},{"$error":"#N/A"},{"$error":"#N/A"},{"$error":"#N/A"},{"$error":"#N/A"},{"$error":"#N/A"},{"$error":"#N/A"},{"$error":"#N/A"},{"$error":"#N/A"},{"$error":"#N/A"}]
[null,"Consumer DH advantage",{"$f":"Evaluation!C222","v":46.88361527944793},null,null,"Consumer DH advantage",46.88361527944793,46.88361527944793,46.88361527944793,49.153972621957124,49.153972621957124,{"$error":"#N/A"},{"$error":"#N/A"},{"$error":"#N/A"},{"$error":"#N/A"},{"$error":"#N/A"},{"$error":"#N/A"},{"$error":"#N/A"},{"$error":"#N/A"},{"$error":"#N/A"},{"$error":"#N/A"},{"$error":"#N/A"},{"$error":"#N/A"},{"$error":"#N/A"},{"$error":"#N/A"},{"$error":"#N/A"},{"$error":"#N/A"},{"$error":"#N/A"},{"$error":"#N/A"},{"$error":"#N/A"},{"$error":"#N/A"},{"$error":"#N/A"},{"$error":"#N/A"},{"$error":"#N/A"},{"$error":"#N/A"},{"$error":"#N/A"},{"$error":"#N/A"},{"$error":"#N/A"},{"$error":"#N/A"},{"$error":"#N/A"},{"$error":"#N/A"},{"$error":"#N/A"},{"$error":"#N/A"},{"$error":"#N/A"},{"$error":"#N/A"},{"$error":"#N/A"},{"$error":"#N/A"},{"$error":"#N/A"},{"$error":"#N/A"},{"$error":"#N/A"},{"$error":"#N/A"},{"$error":"#N/A"},{"$error":"#N/A"},{"$error":"#N/A"},{"$error":"#N/A"},{"$error":"#N/A"},{"$error":"#N/A"},{"$error":"#N/A"},{"$error":"#N/A"},{"$error":"#N/A"},{"$error":"#N/A"},{"$error":"#N/A"},{"$error":"#N/A"},{"$error":"#N/A"},{"$error":"#N/A"},{"$error":"#N/A"}]
[null,"DH network CAPEX - entire period",{"$f":"Evaluation!C264","v":37.19551742362161},null,null,"DH network CAPEX - entire period",37.19551742362161,37.19551742362161,37.19551742362161,37.19551742362161,37.19551742362161,43.308575461042246,43.308575461042246,43.308575461042246,43.308575461042246,43.308575461042246,43.308575461042246,43.308575461042246,43.308575461042246,43.308575461042246,43.308575461042246,43.308575461042246,43.308575461042246,43.308575461042246,43.308575461042246,43.308575461042246,43.308575461042246,43.308575461042246,43.308575461042246,43.308575461042246,43.308575461042246,43.308575461042246,43.308575461042246,43.308575461042246,43.308575461042246,43.308575461042246,43.308575461042246,43.308575461042246,43.308575461042246,43.308575461042246,43.308575461042246,43.308575461042246,43.308575461042246,43.308575461042246,43.308575461042246,43.308575461042246,43.308575461042246,43.308575461042246,43.308575461042246,43.308575461042246,43.308575461042246,43.308575461042246,43.308575461042246,43.308575461042246,43.308575461042246,43.308575461042246,43.308575461042246,43.308575461042246,43.308575461042246,43.308575461042246,43.308575461042246,43.308575461042246,43.308575461042246,43.308575461042246,43.308575461042246,43.308575461042246]
[null,"DH production CAPEX - entire period",{"$f":"Evaluation!C267","v":23.871462447830186},null,null,"DH production CAPEX - entire period",23.871462447830186,56.295914093860077,34.516967856288687,122.76508014601326,228.83971148075452,7.1428571428571423,7.1428571428571423,7.1428571428571423,7.1428571428571423,7.1428571428571423,7.1428571428571423,7.1428571428571423,7.1428571428571423,7.1428571428571423,7.1428571428571423,7.1428571428571423,7.1428571428571423,7.1428571428571423,7.1428571428571423,7.1428571428571423,7.1428571428571423,7.1428571428571423,7.1428571428571423,7.1428571428571423,7.1428571428571423,7.1428571428571423,7.1428571428571423,7.1428571428571423,7.1428571428571423,7.1428571428571423,7.1428571428571423,7.1428571428571423,7.1428571428571423,7.1428571428571423,7.1428571428571423,7.1428571428571423,7.1428571428571423,7.1428571428571423,7.1428571428571423,7.1428571428571423,7.1428571428571423,7.1428571428571423,7.1428571428571423,7.1428571428571423,7.1428571428571423,7.1428571428571423,7.1428571428571423,7.1428571428571423,7.1428571428571423,7.1428571428571423,7.1428571428571423,7.1428571428571423,7.1428571428571423,7.1428571428571423,7.1428571428571423,7.1428571428571423,7.1428571428571423,7.1428571428571423,7.1428571428571423,7.1428571428571423]
[null,"DH OPEX - entire period",{"$f":"Evaluation!C265+Evaluation!C268+Evaluation!C266+Evaluation!C269","v":53.511715854534614},null,null,"DH OPEX - entire period",53.511715854534614,119.32814633883574,81.804567790899512,174.91790238412619,182.11419953556188,0,0,0,0,0,0,0,0,0,0,0,0,0,0,0,0,0,0,0,0,0,0,0,0,0,0,0,0,0,0,0,0,0,0,0,0,0,0,0,0,0,0,0,0,0,0,0,0,0,0,0,0,0,0,0]
[null,"DH energy cost - entire period",{"$f":"Evaluation!C270","v":111.69995128112325},null,null,"DH energy cost - entire period",111.69995128112325,405.59727749463627,402.24903661504635,814.66698449275191,235.74998784862504,0,0,0,0,0,0,0,0,0,0,0,0,0,0,0,0,0,0,0,0,0,0,0,0,0,0,0,0,0,0,0,0,0,0,0,0,0,0,0,0,0,0,0,0,0,0,0,0,0,0,0,0,0,0,0]
[null,"DH electricity income - entire period",{"$f":"Evaluation!C271","v":0},null,null,"DH electricity income - entire period",0,0,0,-350.15913627691856,-292.8603685225138,0,0,0,0,0,0,0,0,0,0,0,0,0,0,0,0,0,0,0,0,0,0,0,0,0,0,0,0,0,0,0,0,0,0,0,0,0,0,0,0,0,0,0,0,0,0,0,0,0,0,0,0,0,0,0]
[null,"DH Externalities - entire period",{"$f":"Evaluation!C273","v":224.28088510820285},null,null,"DH Externalities - entire period",224.28088510820285,118.42176027997273,224.28088510820285,292.36227703664792,1816.7843048235832,0,0,0,0,0,0,0,0,0,0,0,0,0,0,0,0,0,0,0,0,0,0,0,0,0,0,0,0,0,0,0,0,0,0,0,0,0,0,0,0,0,0,0,0,0,0,0,0,0,0,0,0,0,0,0]
[null,"Non-DH CAPEX - entire period",{"$f":"Evaluation!C293","v":83.943296163162231},null,null,"Non-DH CAPEX - entire period",83.943296163162231,83.943296163162231,83.943296163162231,83.943296163162231,83.943296163162231,0,0,0,0,0,0,0,0,0,0,0,0,0,0,0,0,0,0,0,0,0,0,0,0,0,0,0,0,0,0,0,0,0,0,0,0,0,0,0,0,0,0,0,0,0,0,0,0,0,0,0,0,0,0,0]
[null,"Non-DH OPEX - entire period",{"$f":"Evaluation!C294+Evaluation!C295","v":56.660327395697117},null,null,"Non-DH OPEX - entire period",56.660327395697117,56.660327395697117,56.660327395697117,56.660327395697117,56.660327395697117,0,0,0,0,0,0,0,0,0,0,0,0,0,0,0,0,0,0,0,0,0,0,0,0,0,0,0,0,0,0,0,0,0,0,0,0,0,0,0,0,0,0,0,0,0,0,0,0,0,0,0,0,0,0,0]
[null,"Non-DH energy cost - entire period",{"$f":"Evaluation!C296+Evaluation!C297","v":369.71710464419266},null,null,"Non-DH energy cost - entire period",369.71710464419266,369.71710464419266,369.71710464419266,396.54344992110248,396.54344992110248,0,0,0,0,0,0,0,0,0,0,0,0,0,0,0,0,0,0,0,0,0,0,0,0,0,0,0,0,0,0,0,0,0,0,0,0,0,0,0,0,0,0,0,0,0,0,0,0,0,0,0,0,0,0,0]
[null,"Non-DH externalities - entire period",{"$f":"Evaluation!C299","v":754.29897376996792},null,null,"Non-DH externalities - entire period",754.29897376996792,754.29897376996792,754.29897376996792,754.29897376996792,754.29897376996792,0,0,0,0,0,0,0,0,0,0,0,0,0,0,0,0,0,0,0,0,0,0,0,0,0,0,0,0,0,0,0,0,0,0,0,0,0,0,0,0,0,0,0,0,0,0,0,0,0,0,0,0,0,0,0]
[null,"DH advantage - entire period",{"$f":"MAX(SUM(C43:C46)-SUM(C37:C42),0)","v":814.06016985770725},null,null,"DH advantage - entire period",814.06016985770725,527.78108634209332,484.5727271789608,199.69742204368754,0,0,0,0,0,0,0,0,0,0,0,0,0,0,0,0,0,0,0,0,0,0,0,0,0,0,0,0,0,0,0,0,0,0,0,0,0,0,0,0,0,0,0,0,0,0,0,0,0,0,0,0,0,0,0,0]
[null,"Non-DH advantage - entire period",{"$f":"MAX(SUM(C37:C42)-SUM(C43:C46),0)","v":0},null,null,"Non-DH advantage - entire period",0,0,0,0,916.37730533970284,50.451432603899391,50.451432603899391,50.451432603899391,50.451432603899391,50.451432603899391,50.451432603899391,50.451432603899391,50.451432603899391,50.451432603899391,50.451432603899391,50.451432603899391,50.451432603899391,50.451432603899391,50.451432603899391,50.451432603899391,50.451432603899391,50.451432603899391,50.451432603899391,50.451432603899391,50.451432603899391,50.451432603899391,50.451432603899391,50.451432603899391,50.451432603899391,50.451432603899391,50.451432603899391,50.451432603899391,50.451432603899391,50.451432603899391,50.451432603899391,50.451432603899391,50.451432603899391,50.451432603899391,50.451432603899391,50.451432603899391,50.451432603899391,50.451432603899391,50.451432603899391,50.451432603899391,50.451432603899391,50.451432603899391,50.451432603899391,50.451432603899391,50.451432603899391,50.451432603899391,50.451432603899391,50.451432603899391,50.451432603899391,50.451432603899391,50.451432603899391,50.451432603899391,50.451432603899391,50.451432603899391,50.451432603899391,50.451432603899391]
[null,"User fee",{"$f":"Evaluation!BB221","v":45.203906763700083},null,null,"User fee",45.203906763700083,45.203906763700083,45.203906763700083,47.484894607999948,47.484894607999948,{"$error":"#N/A"},{"$error":"#N/A"},{"$error":"#N/A"},{"$error":"#N/A"},{"$error":"#N/A"},{"$error":"#N/A"},{"$error":"#N/A"},{"$error":"#N/A"},{"$error":"#N/A"},{"$error":"#N/A"},{"$error":"#N/A"},{"$error":"#N/A"},{"$error":"#N/A"},{"$error":"#N/A"},{"$error":"#N/A"},{"$error":"#N/A"},{"$error":"#N/A"},{"$error":"#N/A"},{"$error":"#N/A"},{"$error":"#N/A"},{"$error":"#N/A"},{"$error":"#N/A"},{"$error":"#N/A"},{"$error":"#N/A"},{"$error":"#N/A"},{"$error":"#N/A"},{"$error":"#N/A"},{"$error":"#N/A"},{"$error":"#N/A"},{"$error":"#N/A"},{"$error":"#N/A"},{"$error":"#N/A"},{"$error":"#N/A"},{"$error":"#N/A"},{"$error":"#N/A"},{"$error":"#N/A"},{"$error":"#N/A"},{"$error":"#N/A"},{"$error":"#N/A"},{"$error":"#N/A"},{"$error":"#N/A"},{"$error":"#N/A"},{"$error":"#N/A"},{"$error":"#N/A"},{"$error":"#N/A"},{"$error":"#N/A"},{"$error":"#N/A"},{"$error":"#N/A"},{"$error":"#N/A"},{"$error":"#N/A"},{"$error":"#N/A"},{"$error":"#N/A"},{"$error":"#N/A"},{"$error":"#N/A"},{"$error":"#N/A"}]
[null,"Profit - NPV",{"$f":"Evaluation!C199-Evaluation!C115","v":284.04208119594239},null,null,"Profit - NPV",284.04208119594239,-108.09612714790148,-45.44536148280423,-262.23927468963279,146.10802571391235,{"$error":"#N/A"},{"$error":"#N/A"},{"$error":"#N/A"},{"$error":"#N/A"},{"$error":"#N/A"},{"$error":"#N/A"},{"$error":"#N/A"},{"$error":"#N/A"},{"$error":"#N/A"},{"$error":"#N/A"},{"$error":"#N/A"},{"$error":"#N/A"},{"$error":"#N/A"},{"$error":"#N/A"},{"$error":"#N/A"},{"$error":"#N/A"},{"$error":"#N/A"},{"$error":"#N/A"},{"$error":"#N/A"},{"$error":"#N/A"},{"$error":"#N/A"},{"$error":"#N/A"},{"$error":"#N/A"},{"$error":"#N/A"},{"$error":"#N/A"},{"$error":"#N/A"},{"$error":"#N/A"},{"$error":"#N/A"},{"$error":"#N/A"},{"$error":"#N/A"},{"$error":"#N/A"},{"$error":"#N/A"},{"$error":"#N/A"},{"$error":"#N/A"},{"$error":"#N/A"},{"$error":"#N/A"},{"$error":"#N/A"},{"$error":"#N/A"},{"$error":"#N/A"},{"$error":"#N/A"},{"$error":"#N/A"},{"$error":"#N/A"},{"$error":"#N/A"},{"$error":"#N/A"},{"$error":"#N/A"},{"$error":"#N/A"},{"$error":"#N/A"},{"$error":"#N/A"},{"$error":"#N/A"},{"$error":"#N/A"},{"$error":"#N/A"},{"$error":"#N/A"},{"$error":"#N/A"},{"$error":"#N/A"},{"$error":"#N/A"}]
[null,"Breakeven time",{"$f":"Evaluation!C233","v":7},null,null,"Breakeven time",7,{"$error":"#REF!"},{"$error":"#REF!"},{"$error":"#REF!"},18,0,0,0,0,0,0,0,0,0,0,0,0,0,0,0,0,0,0,0,0,0,0,0,0,0,0,0,0,0,0,0,0,0,0,0,0,0,0,0,0,0,0,0,0,0,0,0,0,0,0,0,0,0,0,0]
[null,{"$f":"Evaluation_StartYear","v":2025},{"$f":"INDEX(Evaluation!$D$230:$X$230,,MATCH($B52,Evaluation!$D$227:$X$227,0))","v":-14.360953053030851},null,null,2025,-14.360953053030851,-7.2180959101737079,-7.2180959101737079,-34.182381624459417,-51.860953053030855,{"$error":"#VALUE!"},{"$error":"#VALUE!"},{"$error":"#VALUE!"},{"$error":"#VALUE!"},{"$error":"#VALUE!"},{"$error":"#VALUE!"},{"$error":"#VALUE!"},{"$error":"#VALUE!"},{"$error":"#VALUE!"},{"$error":"#VALUE!"},{"$error":"#VALUE!"},{"$error":"#VALUE!"},{"$error":"#VALUE!"},{"$error":"#VALUE!"},{"$error":"#VALUE!"},{"$error":"#VALUE!"},{"$error":"#VALUE!"},{"$error":"#VALUE!"},{"$error":"#VALUE!"},{"$error":"#VALUE!"},{"$error":"#VALUE!"},{"$error":"#VALUE!"},{"$error":"#VALUE!"},{"$error":"#VALUE!"},{"$error":"#VALUE!"},{"$error":"#VALUE!"},{"$error":"#VALUE!"},{"$error":"#VALUE!"},{"$error":"#VALUE!"},{"$error":"#VALUE!"},{"$error":"#VALUE!"},{"$error":"#VALUE!"},{"$error":"#VALUE!"},{"$error":"#VALUE!"},{"$error":"#VALUE!"},{"$error":"#VALUE!"},{"$error":"#VALUE!"},{"$error":"#VALUE!"},{"$error":"#VALUE!"},{"$error":"#VALUE!"},{"$error":"#VALUE!"},{"$error":"#VALUE!"},{"$error":"#VALUE!"},{"$error":"#VALUE!"},{"$error":"#VALUE!"},{"$error":"#VALUE!"},{"$error":"#VALUE!"},{"$error":"#VALUE!"},{"$error":"#VALUE!"},{"$error":"#VALUE!"},{"$error":"#VALUE!"},{"$error":"#VALUE!"},{"$error":"#VALUE!"},{"$error":"#VALUE!"},{"$error":"#VALUE!"}]
[null,{"$f":"B52+1","v":2026},{"$f":"INDEX(Evaluation!$D$230:$X$230,,MATCH($B53,Evaluation!$D$227:$X$227,0))","v":-7.2180959101737079},null,null,2026,-7.2180959101737079,-7.2180959101737079,-7.2180959101737079,-34.182381624459417,-46.146667338745139,{"$error":"#VALUE!"},{"$error":"#VALUE!"},{"$error":"#VALUE!"},{"$error":"#VALUE!"},{"$error":"#VALUE!"},{"$error":"#VALUE!"},{"$error":"#VALUE!"},{"$error":"#VALUE!"},{"$error":"#VALUE!"},{"$error":"#VALUE!"},{"$error":"#VALUE!"},{"$error":"#VALUE!"},{"$error":"#VALUE!"},{"$error":"#VALUE!"},{"$error":"#VALUE!"},{"$error":"#VALUE!"},{"$error":"#VALUE!"},{"$error":"#VALUE!"},{"$error":"#VALUE!"},{"$error":"#VALUE!"},{"$error":"#VALUE!"},{"$error":"#VALUE!"},{"$error":"#VALUE!"},{"$error":"#VALUE!"},{"$error":"#VALUE!"},{"$error":"#VALUE!"},{"$error":"#VALUE!"},{"$error":"#VALUE!"},{"$error":"#VALUE!"},{"$error":"#VALUE!"},{"$error":"#VALUE!"},{"$error":"#VALUE!"},{"$error":"#VALUE!"},{"$error":"#VALUE!"},{"$error":"#VALUE!"},{"$error":"#VALUE!"},{"$error":"#VALUE!"},{"$error":"#VALUE!"},{"$error":"#VALUE!"},{"$error":"#VALUE!"},{"$error":"#VALUE!"},{"$error":"#VALUE!"},{"$error":"#VALUE!"},{"$error":"#VALUE!"},{"$error":"#VALUE!"},{"$error":"#VALUE!"},{"$error":"#VALUE!"},{"$error":"#VALUE!"},{"$error":"#VALUE!"},{"$error":"#VALUE!"},{"$error":"#VALUE!"},{"$error":"#VALUE!"},{"$error":"#VALUE!"},{"$error":"#VALUE!"},{"$error":"#VALUE!"}]
[null,{"$f":"B53+1","v":2027},{"$f":"INDEX(Evaluation!$D$230:$X$230,,MATCH($B54,Evaluation!$D$227:$X$227,0))","v":-3.1756277842459384},null,null,2027,-3.1756277842459384,-9.2871358431096436,-7.6905213095827936,-7.8116719422963286,-42.396383424481904,{"$error":"#VALUE!"},{"$error":"#VALUE!"},{"$error":"#VALUE!"},{"$error":"#VALUE!"},{"$error":"#VALUE!"},{"$error":"#VALUE!"},{"$error":"#VALUE!"},{"$error":"#VALUE!"},{"$error":"#VALUE!"},{"$error":"#VALUE!"},{"$error":"#VALUE!"},{"$error":"#VALUE!"},{"$error":"#VALUE!"},{"$error":"#VALUE!"},{"$error":"#VALUE!"},{"$error":"#VALUE!"},{"$error":"#VALUE!"},{"$error":"#VALUE!"},{"$error":"#VALUE!"},{"$error":"#VALUE!"},{"$error":"#VALUE!"},{"$error":"#VALUE!"},{"$error":"#VALUE!"},{"$error":"#VALUE!"},{"$error":"#VALUE!"},{"$error":"#VALUE!"},{"$error":"#VALUE!"},{"$error":"#VALUE!"},{"$error":"#VALUE!"},{"$error":"#VALUE!"},{"$error":"#VALUE!"},{"$error":"#VALUE!"},{"$error":"#VALUE!"},{"$error":"#VALUE!"},{"$error":"#VALUE!"},{"$error":"#VALUE!"},{"$error":"#VALUE!"},{"$error":"#VALUE!"},{"$error":"#VALUE!"},{"$error":"#VALUE!"},{"$error":"#VALUE!"},{"$error":"#VALUE!"},{"$error":"#VALUE!"},{"$error":"#VALUE!"},{"$error":"#VALUE!"},{"$error":"#VALUE!"},{"$error":"#VALUE!"},{"$error":"#VALUE!"},{"$error":"#VALUE!"},{"$error":"#VALUE!"},{"$error":"#VALUE!"},{"$error":"#VALUE!"},{"$error":"#VALUE!"},{"$error":"#VALUE!"},{"$error":"#VALUE!"}]
[null,2028,{"$f":"INDEX(Evaluation!$D$230:$X$230,,MATCH($B55,Evaluation!$D$227:$X$227,0))","v":1.6392466298579933E-2},null,null,2028,1.6392466298579933E-2,-8.7849118166598927,-7.1451744400565387,-7.8459767511749474,-37.607336855734715,{"$error":"#VALUE!"},{"$error":"#VALUE!"},{"$error":"#VALUE!"},{"$error":"#VALUE!"},{"$error":"#VALUE!"},{"$error":"#VALUE!"},{"$error":"#VALUE!"},{"$error":"#VALUE!"},{"$error":"#VALUE!"},{"$error":"#VALUE!"},{"$error":"#VALUE!"},{"$error":"#VALUE!"},{"$error":"#VALUE!"},{"$error":"#VALUE!"},{"$error":"#VALUE!"},{"$error":"#VALUE!"},{"$error":"#VALUE!"},{"$error":"#VALUE!"},{"$error":"#VALUE!"},{"$error":"#VALUE!"},{"$error":"#VALUE!"},{"$error":"#VALUE!"},{"$error":"#VALUE!"},{"$error":"#VALUE!"},{"$error":"#VALUE!"},{"$error":"#VALUE!"},{"$error":"#VALUE!"},{"$error":"#VALUE!"},{"$error":"#VALUE!"},{"$error":"#VALUE!"},{"$error":"#VALUE!"},{"$error":"#VALUE!"},{"$error":"#VALUE!"},{"$error":"#VALUE!"},{"$error":"#VALUE!"},{"$error":"#VALUE!"},{"$error":"#VALUE!"},{"$error":"#VALUE!"},{"$error":"#VALUE!"},{"$error":"#VALUE!"},{"$error":"#VALUE!"},{"$error":"#VALUE!"},{"$error":"#VALUE!"},{"$error":"#VALUE!"},{"$error":"#VALUE!"},{"$error":"#VALUE!"},{"$error":"#VALUE!"},{"$error":"#VALUE!"},{"$error":"#VALUE!"},{"$error":"#VALUE!"},{"$error":"#VALUE!"},{"$error":"#VALUE!"},{"$error":"#VALUE!"},{"$error":"#VALUE!"},{"$error":"#VALUE!"}]
[null,2029,{"$f":"INDEX(Evaluation!$D$230:$X$230,,MATCH($B56,Evaluation!$D$227:$X$227,0))","v":2.2329173821404664},null,null,2029,2.2329173821404664,-8.6787387567620122,-7.016810180790789,-8.5493007733130852,4.498259421616762,{"$error":"#VALUE!"},{"$error":"#VALUE!"},{"$error":"#VALUE!"},{"$error":"#VALUE!"},{"$error":"#VALUE!"},{"$error":"#VALUE!"},{"$error":"#VALUE!"},{"$error":"#VALUE!"},{"$error":"#VALUE!"},{"$error":"#VALUE!"},{"$error":"#VALUE!"},{"$error":"#VALUE!"},{"$error":"#VALUE!"},{"$error":"#VALUE!"},{"$error":"#VALUE!"},{"$error":"#VALUE!"},{"$error":"#VALUE!"},{"$error":"#VALUE!"},{"$error":"#VALUE!"},{"$error":"#VALUE!"},{"$error":"#VALUE!"},{"$error":"#VALUE!"},{"$error":"#VALUE!"},{"$error":"#VALUE!"},{"$error":"#VALUE!"},{"$error":"#VALUE!"},{"$error":"#VALUE!"},{"$error":"#VALUE!"},{"$error":"#VALUE!"},{"$error":"#VALUE!"},{"$error":"#VALUE!"},{"$error":"#VALUE!"},{"$error":"#VALUE!"},{"$error":"#VALUE!"},{"$error":"#VALUE!"},{"$error":"#VALUE!"},{"$error":"#VALUE!"},{"$error":"#VALUE!"},{"$error":"#VALUE!"},{"$error":"#VALUE!"},{"$error":"#VALUE!"},{"$error":"#VALUE!"},{"$error":"#VALUE!"},{"$error":"#VALUE!"},{"$error":"#VALUE!"},{"$error":"#VALUE!"},{"$error":"#VALUE!"},{"$error":"#VALUE!"},{"$error":"#VALUE!"},{"$error":"#VALUE!"},{"$error":"#VALUE!"},{"$error":"#VALUE!"},{"$error":"#VALUE!"},{"$error":"#VALUE!"},{"$error":"#VALUE!"}]
[null,2030,{"$f":"INDEX(Evaluation!$D$230:$X$230,,MATCH($B57,Evaluation!$D$227:$X$227,0))","v":3.6461118142487301},null,null,2030,3.6461118142487301,-8.8763509665164957,-7.2175717178297187,-9.937384691896634,6.3389587156681806,{"$error":"#VALUE!"},{"$error":"#VALUE!"},{"$error":"#VALUE!"},{"$error":"#VALUE!"},{"$error":"#VALUE!"},{"$error":"#VALUE!"},{"$error":"#VALUE!"},{"$error":"#VALUE!"},{"$error":"#VALUE!"},{"$error":"#VALUE!"},{"$error":"#VALUE!"},{"$error":"#VALUE!"},{"$error":"#VALUE!"},{"$error":"#VALUE!"},{"$error":"#VALUE!"},{"$error":"#VALUE!"},{"$error":"#VALUE!"},{"$error":"#VALUE!"},{"$error":"#VALUE!"},{"$error":"#VALUE!"},{"$error":"#VALUE!"},{"$error":"#VALUE!"},{"$error":"#VALUE!"},{"$error":"#VALUE!"},{"$error":"#VALUE!"},{"$error":"#VALUE!"},{"$error":"#VALUE!"},{"$error":"#VALUE!"},{"$error":"#VALUE!"},{"$error":"#VALUE!"},{"$error":"#VALUE!"},{"$error":"#VALUE!"},{"$error":"#VALUE!"},{"$error":"#VALUE!"},{"$error":"#VALUE!"},{"$error":"#VALUE!"},{"$error":"#VALUE!"},{"$error":"#VALUE!"},{"$error":"#VALUE!"},{"$error":"#VALUE!"},{"$error":"#VALUE!"},{"$error":"#VALUE!"},{"$error":"#VALUE!"},{"$error":"#VALUE!"},{"$error":"#VALUE!"},{"$error":"#VALUE!"},{"$error":"#VALUE!"},{"$error":"#VALUE!"},{"$error":"#VALUE!"},{"$error":"#VALUE!"},{"$error":"#VALUE!"},{"$error":"#VALUE!"},{"$error":"#VALUE!"},{"$error":"#VALUE!"},{"$error":"#VALUE!"}]
[null,2031,{"$f":"INDEX(Evaluation!$D$230:$X$230,,MATCH($B58,Evaluation!$D$227:$X$227,0))","v":11.583258582423454},null,null,2031,11.583258582423454,-3.1171930467450277,-1.4490265998628349,-5.3770761001662475,15.227041241543093,{"$error":"#VALUE!"},{"$error":"#VALUE!"},{"$error":"#VALUE!"},{"$error":"#VALUE!"},{"$error":"#VALUE!"},{"$error":"#VALUE!"},{"$error":"#VALUE!"},{"$error":"#VALUE!"},{"$error":"#VALUE!"},{"$error":"#VALUE!"},{"$error":"#VALUE!"},{"$error":"#VALUE!"},{"$error":"#VALUE!"},{"$error":"#VALUE!"},{"$error":"#VALUE!"},{"$error":"#VALUE!"},{"$error":"#VALUE!"},{"$error":"#VALUE!"},{"$error":"#VALUE!"},{"$error":"#VALUE!"},{"$error":"#VALUE!"},{"$error":"#VALUE!"},{"$error":"#VALUE!"},{"$error":"#VALUE!"},{"$error":"#VALUE!"},{"$error":"#VALUE!"},{"$error":"#VALUE!"},{"$error":"#VALUE!"},{"$error":"#VALUE!"},{"$error":"#VALUE!"},{"$error":"#VALUE!"},{"$error":"#VALUE!"},{"$error":"#VALUE!"},{"$error":"#VALUE!"},{"$error":"#VALUE!"},{"$error":"#VALUE!"},{"$error":"#VALUE!"},{"$error":"#VALUE!"},{"$error":"#VALUE!"},{"$error":"#VALUE!"},{"$error":"#VALUE!"},{"$error":"#VALUE!"},{"$error":"#VALUE!"},{"$error":"#VALUE!"},{"$error":"#VALUE!"},{"$error":"#VALUE!"},{"$error":"#VALUE!"},{"$error":"#VALUE!"},{"$error":"#VALUE!"},{"$error":"#VALUE!"},{"$error":"#VALUE!"},{"$error":"#VALUE!"},{"$error":"#VALUE!"},{"$error":"#VALUE!"},{"$error":"#VALUE!"}]
[null,2032,{"$f":"INDEX(Evaluation!$D$230:$X$230,,MATCH($B59,Evaluation!$D$227:$X$227,0))","v":11.494765420358268},null,null,2032,11.494765420358268,-5.2852469301566458,-3.6143418076555101,-8.8958492704469787,15.9442897657734,{"$error":"#VALUE!"},{"$error":"#VALUE!"},{"$error":"#VALUE!"},{"$error":"#VALUE!"},{"$error":"#VALUE!"},{"$error":"#VALUE!"},{"$error":"#VALUE!"},{"$error":"#VALUE!"},{"$error":"#VALUE!"},{"$error":"#VALUE!"},{"$error":"#VALUE!"},{"$error":"#VALUE!"},{"$error":"#VALUE!"},{"$error":"#VALUE!"},{"$error":"#VALUE!"},{"$error":"#VALUE!"},{"$error":"#VALUE!"},{"$error":"#VALUE!"},{"$error":"#VALUE!"},{"$error":"#VALUE!"},{"$error":"#VALUE!"},{"$error":"#VALUE!"},{"$error":"#VALUE!"},{"$error":"#VALUE!"},{"$error":"#VALUE!"},{"$error":"#VALUE!"},{"$error":"#VALUE!"},{"$error":"#VALUE!"},{"$error":"#VALUE!"},{"$error":"#VALUE!"},{"$error":"#VALUE!"},{"$error":"#VALUE!"},{"$error":"#VALUE!"},{"$error":"#VALUE!"},{"$error":"#VALUE!"},{"$error":"#VALUE!"},{"$error":"#VALUE!"},{"$error":"#VALUE!"},{"$error":"#VALUE!"},{"$error":"#VALUE!"},{"$error":"#VALUE!"},{"$error":"#VALUE!"},{"$error":"#VALUE!"},{"$error":"#VALUE!"},{"$error":"#VALUE!"},{"$error":"#VALUE!"},{"$error":"#VALUE!"},{"$error":"#VALUE!"},{"$error":"#VALUE!"},{"$error":"#VALUE!"},{"$error":"#VALUE!"},{"$error":"#VALUE!"},{"$error":"#VALUE!"},{"$error":"#VALUE!"},{"$error":"#VALUE!"}]
[null,2033,{"$f":"INDEX(Evaluation!$D$230:$X$230,,MATCH($B60,Evaluation!$D$227:$X$227,0))","v":11.511495316119703},null,null,2033,11.511495316119703,-4.9664284206157934,-3.3162686638119379,-8.8883844423943579,15.677682000855967,{"$error":"#VALUE!"},{"$error":"#VALUE!"},{"$error":"#VALUE!"},{"$error":"#VALUE!"},{"$error":"#VALUE!"},{"$error":"#VALUE!"},{"$error":"#VALUE!"},{"$error":"#VALUE!"},{"$error":"#VALUE!"},{"$error":"#VALUE!"},{"$error":"#VALUE!"},{"$error":"#VALUE!"},{"$error":"#VALUE!"},{"$error":"#VALUE!"},{"$error":"#VALUE!"},{"$error":"#VALUE!"},{"$error":"#VALUE!"},{"$error":"#VALUE!"},{"$error":"#VALUE!"},{"$error":"#VALUE!"},{"$error":"#VALUE!"},{"$error":"#VALUE!"},{"$error":"#VALUE!"},{"$error":"#VALUE!"},{"$error":"#VALUE!"},{"$error":"#VALUE!"},{"$error":"#VALUE!"},{"$error":"#VALUE!"},{"$error":"#VALUE!"},{"$error":"#VALUE!"},{"$error":"#VALUE!"},{"$error":"#VALUE!"},{"$error":"#VALUE!"},{"$error":"#VALUE!"},{"$error":"#VALUE!"},{"$error":"#VALUE!"},{"$error":"#VALUE!"},{"$error":"#VALUE!"},{"$error":"#VALUE!"},{"$error":"#VALUE!"},{"$error":"#VALUE!"},{"$error":"#VALUE!"},{"$error":"#VALUE!"},{"$error":"#VALUE!"},{"$error":"#VALUE!"},{"$error":"#VALUE!"},{"$error":"#VALUE!"},{"$error":"#VALUE!"},{"$error":"#VALUE!"},{"$error":"#VALUE!"},{"$error":"#VALUE!"},{"$error":"#VALUE!"},{"$error":"#VALUE!"},{"$error":"#VALUE!"},{"$error":"#VALUE!"}]
[null,2034,{"$f":"INDEX(Evaluation!$D$230:$X$230,,MATCH($B61,Evaluation!$D$227:$X$227,0))","v":11.527497825108902},null,null,2034,11.527497825108902,-4.6540148300124269,-3.0245749647097906,-8.8891744574690605,15.416033275568697,{"$error":"#VALUE!"},{"$error":"#VALUE!"},{"$error":"#VALUE!"},{"$error":"#VALUE!"},{"$error":"#VALUE!"},{"$error":"#VALUE!"},{"$error":"#VALUE!"},{"$error":"#VALUE!"},{"$error":"#VALUE!"},{"$error":"#VALUE!"},{"$error":"#VALUE!"},{"$error":"#VALUE!"},{"$error":"#VALUE!"},{"$error":"#VALUE!"},{"$error":"#VALUE!"},{"$error":"#VALUE!"},{"$error":"#VALUE!"},{"$error":"#VALUE!"},{"$error":"#VALUE!"},{"$error":"#VALUE!"},{"$error":"#VALUE!"},{"$error":"#VALUE!"},{"$error":"#VALUE!"},{"$error":"#VALUE!"},{"$error":"#VALUE!"},{"$error":"#VALUE!"},{"$error":"#VALUE!"},{"$error":"#VALUE!"},{"$error":"#VALUE!"},{"$error":"#VALUE!"},{"$error":"#VALUE!"},{"$error":"#VALUE!"},{"$error":"#VALUE!"},{"$error":"#VALUE!"},{"$error":"#VALUE!"},{"$error":"#VALUE!"},{"$error":"#VALUE!"},{"$error":"#VALUE!"},{"$error":"#VALUE!"},{"$error":"#VALUE!"},{"$error":"#VALUE!"},{"$error":"#VALUE!"},{"$error":"#VALUE!"},{"$error":"#VALUE!"},{"$error":"#VALUE!"},{"$error":"#VALUE!"},{"$error":"#VALUE!"},{"$error":"#VALUE!"},{"$error":"#VALUE!"},{"$error":"#VALUE!"},{"$error":"#VALUE!"},{"$error":"#VALUE!"},{"$error":"#VALUE!"},{"$error":"#VALUE!"},{"$error":"#VALUE!"}]
[null,2035,{"$f":"INDEX(Evaluation!$D$230:$X$230,,MATCH($B62,Evaluation!$D$227:$X$227,0))","v":11.544227720870337},null,null,2035,11.544227720870337,-4.34787748643644,-2.7376923895291316,-8.86822316514845,15.160705098948128,{"$error":"#VALUE!"},{"$error":"#VALUE!"},{"$error":"#VALUE!"},{"$error":"#VALUE!"},{"$error":"#VALUE!"},{"$error":"#VALUE!"},{"$error":"#VALUE!"},{"$error":"#VALUE!"},{"$error":"#VALUE!"},{"$error":"#VALUE!"},{"$error":"#VALUE!"},{"$error":"#VALUE!"},{"$error":"#VALUE!"},{"$error":"#VALUE!"},{"$error":"#VALUE!"},{"$error":"#VALUE!"},{"$error":"#VALUE!"},{"$error":"#VALUE!"},{"$error":"#VALUE!"},{"$error":"#VALUE!"},{"$error":"#VALUE!"},{"$error":"#VALUE!"},{"$error":"#VALUE!"},{"$error":"#VALUE!"},{"$error":"#VALUE!"},{"$error":"#VALUE!"},{"$error":"#VALUE!"},{"$error":"#VALUE!"},{"$error":"#VALUE!"},{"$error":"#VALUE!"},{"$error":"#VALUE!"},{"$error":"#VALUE!"},{"$error":"#VALUE!"},{"$error":"#VALUE!"},{"$error":"#VALUE!"},{"$error":"#VALUE!"},{"$error":"#VALUE!"},{"$error":"#VALUE!"},{"$error":"#VALUE!"},{"$error":"#VALUE!"},{"$error":"#VALUE!"},{"$error":"#VALUE!"},{"$error":"#VALUE!"},{"$error":"#VALUE!"},{"$error":"#VALUE!"},{"$error":"#VALUE!"},{"$error":"#VALUE!"},{"$error":"#VALUE!"},{"$error":"#VALUE!"},{"$error":"#VALUE!"},{"$error":"#VALUE!"},{"$error":"#VALUE!"},{"$error":"#VALUE!"},{"$error":"#VALUE!"},{"$error":"#VALUE!"}]
[null,2036,{"$f":"INDEX(Evaluation!$D$230:$X$230,,MATCH($B63,Evaluation!$D$227:$X$227,0))","v":11.562412390176245},null,null,2036,11.562412390176245,-4.0478903029379421,-2.4547822853354315,-8.8105981625697645,14.912323299506431,{"$error":"#VALUE!"},{"$error":"#VALUE!"},{"$error":"#VALUE!"},{"$error":"#VALUE!"},{"$error":"#VALUE!"},{"$error":"#VALUE!"},{"$error":"#VALUE!"},{"$error":"#VALUE!"},{"$error":"#VALUE!"},{"$error":"#VALUE!"},{"$error":"#VALUE!"},{"$error":"#VALUE!"},{"$error":"#VALUE!"},{"$error":"#VALUE!"},{"$error":"#VALUE!"},{"$error":"#VALUE!"},{"$error":"#VALUE!"},{"$error":"#VALUE!"},{"$error":"#VALUE!"},{"$error":"#VALUE!"},{"$error":"#VALUE!"},{"$error":"#VALUE!"},{"$error":"#VALUE!"},{"$error":"#VALUE!"},{"$error":"#VALUE!"},{"$error":"#VALUE!"},{"$error":"#VALUE!"},{"$error":"#VALUE!"},{"$error":"#VALUE!"},{"$error":"#VALUE!"},{"$error":"#VALUE!"},{"$error":"#VALUE!"},{"$error":"#VALUE!"},{"$error":"#VALUE!"},{"$error":"#VALUE!"},{"$error":"#VALUE!"},{"$error":"#VALUE!"},{"$error":"#VALUE!"},{"$error":"#VALUE!"},{"$error":"#VALUE!"},{"$error":"#VALUE!"},{"$error":"#VALUE!"},{"$error":"#VALUE!"},{"$error":"#VALUE!"},{"$error":"#VALUE!"},{"$error":"#VALUE!"},{"$error":"#VALUE!"},{"$error":"#VALUE!"},{"$error":"#VALUE!"},{"$error":"#VALUE!"},{"$error":"#VALUE!"},{"$error":"#VALUE!"},{"$error":"#VALUE!"},{"$error":"#VALUE!"},{"$error":"#VALUE!"}]
[null,2037,{"$f":"INDEX(Evaluation!$D$230:$X$230,,MATCH($B64,Evaluation!$D$227:$X$227,0))","v":11.579869672709915},null,null,2037,11.579869672709915,-3.7539297255965263,-2.1779177815697128,-8.7616303400808846,14.668564039689928,{"$error":"#VALUE!"},{"$error":"#VALUE!"},{"$error":"#VALUE!"},{"$error":"#VALUE!"},{"$error":"#VALUE!"},{"$error":"#VALUE!"},{"$error":"#VALUE!"},{"$error":"#VALUE!"},{"$error":"#VALUE!"},{"$error":"#VALUE!"},{"$error":"#VALUE!"},{"$error":"#VALUE!"},{"$error":"#VALUE!"},{"$error":"#VALUE!"},{"$error":"#VALUE!"},{"$error":"#VALUE!"},{"$error":"#VALUE!"},{"$error":"#VALUE!"},{"$error":"#VALUE!"},{"$error":"#VALUE!"},{"$error":"#VALUE!"},{"$error":"#VALUE!"},{"$error":"#VALUE!"},{"$error":"#VALUE!"},{"$error":"#VALUE!"},{"$error":"#VALUE!"},{"$error":"#VALUE!"},{"$error":"#VALUE!"},{"$error":"#VALUE!"},{"$error":"#VALUE!"},{"$error":"#VALUE!"},{"$error":"#VALUE!"},{"$error":"#VALUE!"},{"$error":"#VALUE!"},{"$error":"#VALUE!"},{"$error":"#VALUE!"},{"$error":"#VALUE!"},{"$error":"#VALUE!"},{"$error":"#VALUE!"},{"$error":"#VALUE!"},{"$error":"#VALUE!"},{"$error":"#VALUE!"},{"$error":"#VALUE!"},{"$error":"#VALUE!"},{"$error":"#VALUE!"},{"$error":"#VALUE!"},{"$error":"#VALUE!"},{"$error":"#VALUE!"},{"$error":"#VALUE!"},{"$error":"#VALUE!"},{"$error":"#VALUE!"},{"$error":"#VALUE!"},{"$error":"#VALUE!"},{"$error":"#VALUE!"},{"$error":"#VALUE!"}]
[null,2038,{"$f":"INDEX(Evaluation!$D$230:$X$230,,MATCH($B65,Evaluation!$D$227:$X$227,0))","v":11.598054342015823},null,null,2038,11.598054342015823,-3.4658746826338902,-1.9055372641925654,-8.691315464392467,14.430795588667282,{"$error":"#VALUE!"},{"$error":"#VALUE!"},{"$error":"#VALUE!"},{"$error":"#VALUE!"},{"$error":"#VALUE!"},{"$error":"#VALUE!"},{"$error":"#VALUE!"},{"$error":"#VALUE!"},{"$error":"#VALUE!"},{"$error":"#VALUE!"},{"$error":"#VALUE!"},{"$error":"#VALUE!"},{"$error":"#VALUE!"},{"$error":"#VALUE!"},{"$error":"#VALUE!"},{"$error":"#VALUE!"},{"$error":"#VALUE!"},{"$error":"#VALUE!"},{"$error":"#VALUE!"},{"$error":"#VALUE!"},{"$error":"#VALUE!"},{"$error":"#VALUE!"},{"$error":"#VALUE!"},{"$error":"#VALUE!"},{"$error":"#VALUE!"},{"$error":"#VALUE!"},{"$error":"#VALUE!"},{"$error":"#VALUE!"},{"$error":"#VALUE!"},{"$error":"#VALUE!"},{"$error":"#VALUE!"},{"$error":"#VALUE!"},{"$error":"#VALUE!"},{"$error":"#VALUE!"},{"$error":"#VALUE!"},{"$error":"#VALUE!"},{"$error":"#VALUE!"},{"$error":"#VALUE!"},{"$error":"#VALUE!"},{"$error":"#VALUE!"},{"$error":"#VALUE!"},{"$error":"#VALUE!"},{"$error":"#VALUE!"},{"$error":"#VALUE!"},{"$error":"#VALUE!"},{"$error":"#VALUE!"},{"$error":"#VALUE!"},{"$error":"#VALUE!"},{"$error":"#VALUE!"},{"$error":"#VALUE!"},{"$error":"#VALUE!"},{"$error":"#VALUE!"},{"$error":"#VALUE!"},{"$error":"#VALUE!"},{"$error":"#VALUE!"}]
[null,2039,{"$f":"INDEX(Evaluation!$D$230:$X$230,,MATCH($B66,Evaluation!$D$227:$X$227,0))","v":11.615511624549494},null,null,2039,11.615511624549494,-3.1836065345487423,-1.6389908126304871,-8.6299127025764335,14.197436459924395,{"$error":"#VALUE!"},{"$error":"#VALUE!"},{"$error":"#VALUE!"},{"$error":"#VALUE!"},{"$error":"#VALUE!"},{"$error":"#VALUE!"},{"$error":"#VALUE!"},{"$error":"#VALUE!"},{"$error":"#VALUE!"},{"$error":"#VALUE!"},{"$error":"#VALUE!"},{"$error":"#VALUE!"},{"$error":"#VALUE!"},{"$error":"#VALUE!"},{"$error":"#VALUE!"},{"$error":"#VALUE!"},{"$error":"#VALUE!"},{"$error":"#VALUE!"},{"$error":"#VALUE!"},{"$error":"#VALUE!"},{"$error":"#VALUE!"},{"$error":"#VALUE!"},{"$error":"#VALUE!"},{"$error":"#VALUE!"},{"$error":"#VALUE!"},{"$error":"#VALUE!"},{"$error":"#VALUE!"},{"$error":"#VALUE!"},{"$error":"#VALUE!"},{"$error":"#VALUE!"},{"$error":"#VALUE!"},{"$error":"#VALUE!"},{"$error":"#VALUE!"},{"$error":"#VALUE!"},{"$error":"#VALUE!"},{"$error":"#VALUE!"},{"$error":"#VALUE!"},{"$error":"#VALUE!"},{"$error":"#VALUE!"},{"$error":"#VALUE!"},{"$error":"#VALUE!"},{"$error":"#VALUE!"},{"$error":"#VALUE!"},{"$error":"#VALUE!"},{"$error":"#VALUE!"},{"$error":"#VALUE!"},{"$error":"#VALUE!"},{"$error":"#VALUE!"},{"$error":"#VALUE!"},{"$error":"#VALUE!"},{"$error":"#VALUE!"},{"$error":"#VALUE!"},{"$error":"#VALUE!"},{"$error":"#VALUE!"},{"$error":"#VALUE!"}]
[null,2040,{"$f":"INDEX(Evaluation!$D$230:$X$230,,MATCH($B67,Evaluation!$D$227:$X$227,0))","v":11.633696293855403},null,null,2040,11.633696293855403,-2.9070090252534211,-1.3767210624782837,-8.5474126998396365,13.969859206069486,{"$error":"#VALUE!"},{"$error":"#VALUE!"},{"$error":"#VALUE!"},{"$error":"#VALUE!"},{"$error":"#VALUE!"},{"$error":"#VALUE!"},{"$error":"#VALUE!"},{"$error":"#VALUE!"},{"$error":"#VALUE!"},{"$error":"#VALUE!"},{"$error":"#VALUE!"},{"$error":"#VALUE!"},{"$error":"#VALUE!"},{"$error":"#VALUE!"},{"$error":"#VALUE!"},{"$error":"#VALUE!"},{"$error":"#VALUE!"},{"$error":"#VALUE!"},{"$error":"#VALUE!"},{"$error":"#VALUE!"},{"$error":"#VALUE!"},{"$error":"#VALUE!"},{"$error":"#VALUE!"},{"$error":"#VALUE!"},{"$error":"#VALUE!"},{"$error":"#VALUE!"},{"$error":"#VALUE!"},{"$error":"#VALUE!"},{"$error":"#VALUE!"},{"$error":"#VALUE!"},{"$error":"#VALUE!"},{"$error":"#VALUE!"},{"$error":"#VALUE!"},{"$error":"#VALUE!"},{"$error":"#VALUE!"},{"$error":"#VALUE!"},{"$error":"#VALUE!"},{"$error":"#VALUE!"},{"$error":"#VALUE!"},{"$error":"#VALUE!"},{"$error":"#VALUE!"},{"$error":"#VALUE!"},{"$error":"#VALUE!"},{"$error":"#VALUE!"},{"$error":"#VALUE!"},{"$error":"#VALUE!"},{"$error":"#VALUE!"},{"$error":"#VALUE!"},{"$error":"#VALUE!"},{"$error":"#VALUE!"},{"$error":"#VALUE!"},{"$error":"#VALUE!"},{"$error":"#VALUE!"},{"$error":"#VALUE!"},{"$error":"#VALUE!"}]
[null,2041,{"$f":"INDEX(Evaluation!$D$230:$X$230,,MATCH($B68,Evaluation!$D$227:$X$227,0))","v":11.6496988028446},null,null,2041,11.6496988028446,-2.9070090252534211,-1.3607185534890842,-8.2159497708097042,13.986094761306102,{"$error":"#VALUE!"},{"$error":"#VALUE!"},{"$error":"#VALUE!"},{"$error":"#VALUE!"},{"$error":"#VALUE!"},{"$error":"#VALUE!"},{"$error":"#VALUE!"},{"$error":"#VALUE!"},{"$error":"#VALUE!"},{"$error":"#VALUE!"},{"$error":"#VALUE!"},{"$error":"#VALUE!"},{"$error":"#VALUE!"},{"$error":"#VALUE!"},{"$error":"#VALUE!"},{"$error":"#VALUE!"},{"$error":"#VALUE!"},{"$error":"#VALUE!"},{"$error":"#VALUE!"},{"$error":"#VALUE!"},{"$error":"#VALUE!"},{"$error":"#VALUE!"},{"$error":"#VALUE!"},{"$error":"#VALUE!"},{"$error":"#VALUE!"},{"$error":"#VALUE!"},{"$error":"#VALUE!"},{"$error":"#VALUE!"},{"$error":"#VALUE!"},{"$error":"#VALUE!"},{"$error":"#VALUE!"},{"$error":"#VALUE!"},{"$error":"#VALUE!"},{"$error":"#VALUE!"},{"$error":"#VALUE!"},{"$error":"#VALUE!"},{"$error":"#VALUE!"},{"$error":"#VALUE!"},{"$error":"#VALUE!"},{"$error":"#VALUE!"},{"$error":"#VALUE!"},{"$error":"#VALUE!"},{"$error":"#VALUE!"},{"$error":"#VALUE!"},{"$error":"#VALUE!"},{"$error":"#VALUE!"},{"$error":"#VALUE!"},{"$error":"#VALUE!"},{"$error":"#VALUE!"},{"$error":"#VALUE!"},{"$error":"#VALUE!"},{"$error":"#VALUE!"},{"$error":"#VALUE!"},{"$error":"#VALUE!"},{"$error":"#VALUE!"}]
[null,2042,{"$f":"INDEX(Evaluation!$D$230:$X$230,,MATCH($B69,Evaluation!$D$227:$X$227,0))","v":11.666428698606037},null,null,2042,11.666428698606037,-2.9070090252534211,-1.3439886577276479,-61.797991773577095,14.003068296326198,{"$error":"#VALUE!"},{"$error":"#VALUE!"},{"$error":"#VALUE!"},{"$error":"#VALUE!"},{"$error":"#VALUE!"},{"$error":"#VALUE!"},{"$error":"#VALUE!"},{"$error":"#VALUE!"},{"$error":"#VALUE!"},{"$error":"#VALUE!"},{"$error":"#VALUE!"},{"$error":"#VALUE!"},{"$error":"#VALUE!"},{"$error":"#VALUE!"},{"$error":"#VALUE!"},{"$error":"#VALUE!"},{"$error":"#VALUE!"},{"$error":"#VALUE!"},{"$error":"#VALUE!"},{"$error":"#VALUE!"},{"$error":"#VALUE!"},{"$error":"#VALUE!"},{"$error":"#VALUE!"},{"$error":"#VALUE!"},{"$error":"#VALUE!"},{"$error":"#VALUE!"},{"$error":"#VALUE!"},{"$error":"#VALUE!"},{"$error":"#VALUE!"},{"$error":"#VALUE!"},{"$error":"#VALUE!"},{"$error":"#VALUE!"},{"$error":"#VALUE!"},{"$error":"#VALUE!"},{"$error":"#VALUE!"},{"$error":"#VALUE!"},{"$error":"#VALUE!"},{"$error":"#VALUE!"},{"$error":"#VALUE!"},{"$error":"#VALUE!"},{"$error":"#VALUE!"},{"$error":"#VALUE!"},{"$error":"#VALUE!"},{"$error":"#VALUE!"},{"$error":"#VALUE!"},{"$error":"#VALUE!"},{"$error":"#VALUE!"},{"$error":"#VALUE!"},{"$error":"#VALUE!"},{"$error":"#VALUE!"},{"$error":"#VALUE!"},{"$error":"#VALUE!"},{"$error":"#VALUE!"},{"$error":"#VALUE!"},{"$error":"#VALUE!"}]
[null,2043,{"$f":"INDEX(Evaluation!$D$230:$X$230,,MATCH($B70,Evaluation!$D$227:$X$227,0))","v":11.683158594367471},null,null,2043,11.683158594367471,-2.9070090252534211,-1.3272587619662151,-7.5228909192016609,14.020041831346294,{"$error":"#VALUE!"},{"$error":"#VALUE!"},{"$error":"#VALUE!"},{"$error":"#VALUE!"},{"$error":"#VALUE!"},{"$error":"#VALUE!"},{"$error":"#VALUE!"},{"$error":"#VALUE!"},{"$error":"#VALUE!"},{"$error":"#VALUE!"},{"$error":"#VALUE!"},{"$error":"#VALUE!"},{"$error":"#VALUE!"},{"$error":"#VALUE!"},{"$error":"#VALUE!"},{"$error":"#VALUE!"},{"$error":"#VALUE!"},{"$error":"#VALUE!"},{"$error":"#VALUE!"},{"$error":"#VALUE!"},{"$error":"#VALUE!"},{"$error":"#VALUE!"},{"$error":"#VALUE!"},{"$error":"#VALUE!"},{"$error":"#VALUE!"},{"$error":"#VALUE!"},{"$error":"#VALUE!"},{"$error":"#VALUE!"},{"$error":"#VALUE!"},{"$error":"#VALUE!"},{"$error":"#VALUE!"},{"$error":"#VALUE!"},{"$error":"#VALUE!"},{"$error":"#VALUE!"},{"$error":"#VALUE!"},{"$error":"#VALUE!"},{"$error":"#VALUE!"},{"$error":"#VALUE!"},{"$error":"#VALUE!"},{"$error":"#VALUE!"},{"$error":"#VALUE!"},{"$error":"#VALUE!"},{"$error":"#VALUE!"},{"$error":"#VALUE!"},{"$error":"#VALUE!"},{"$error":"#VALUE!"},{"$error":"#VALUE!"},{"$error":"#VALUE!"},{"$error":"#VALUE!"},{"$error":"#VALUE!"},{"$error":"#VALUE!"},{"$error":"#VALUE!"},{"$error":"#VALUE!"},{"$error":"#VALUE!"},{"$error":"#VALUE!"}]
[null,2044,{"$f":"INDEX(Evaluation!$D$230:$X$230,,MATCH($B71,Evaluation!$D$227:$X$227,0))","v":11.699888490128906},null,null,2044,11.699888490128906,-2.9070090252534211,-1.3105288662047787,-7.1763614933976321,14.037015366366392,{"$error":"#VALUE!"},{"$error":"#VALUE!"},{"$error":"#VALUE!"},{"$error":"#VALUE!"},{"$error":"#VALUE!"},{"$error":"#VALUE!"},{"$error":"#VALUE!"},{"$error":"#VALUE!"},{"$error":"#VALUE!"},{"$error":"#VALUE!"},{"$error":"#VALUE!"},{"$error":"#VALUE!"},{"$error":"#VALUE!"},{"$error":"#VALUE!"},{"$error":"#VALUE!"},{"$error":"#VALUE!"},{"$error":"#VALUE!"},{"$error":"#VALUE!"},{"$error":"#VALUE!"},{"$error":"#VALUE!"},{"$error":"#VALUE!"},{"$error":"#VALUE!"},{"$error":"#VALUE!"},{"$error":"#VALUE!"},{"$error":"#VALUE!"},{"$error":"#VALUE!"},{"$error":"#VALUE!"},{"$error":"#VALUE!"},{"$error":"#VALUE!"},{"$error":"#VALUE!"},{"$error":"#VALUE!"},{"$error":"#VALUE!"},{"$error":"#VALUE!"},{"$error":"#VALUE!"},{"$error":"#VALUE!"},{"$error":"#VALUE!"},{"$error":"#VALUE!"},{"$error":"#VALUE!"},{"$error":"#VALUE!"},{"$error":"#VALUE!"},{"$error":"#VALUE!"},{"$error":"#VALUE!"},{"$error":"#VALUE!"},{"$error":"#VALUE!"},{"$error":"#VALUE!"},{"$error":"#VALUE!"},{"$error":"#VALUE!"},{"$error":"#VALUE!"},{"$error":"#VALUE!"},{"$error":"#VALUE!"},{"$error":"#VALUE!"},{"$error":"#VALUE!"},{"$error":"#VALUE!"},{"$error":"#VALUE!"},{"$error":"#VALUE!"}]
[null,2045,{"$f":"INDEX(Evaluation!$D$230:$X$230,,MATCH($B72,Evaluation!$D$227:$X$227,0))","v":11.715890999118105},null,null,2045,11.715890999118105,-2.9070090252534211,-1.2945263572155792,-6.8448985643676927,14.053250921603006,{"$error":"#VALUE!"},{"$error":"#VALUE!"},{"$error":"#VALUE!"},{"$error":"#VALUE!"},{"$error":"#VALUE!"},{"$error":"#VALUE!"},{"$error":"#VALUE!"},{"$error":"#VALUE!"},{"$error":"#VALUE!"},{"$error":"#VALUE!"},{"$error":"#VALUE!"},{"$error":"#VALUE!"},{"$error":"#VALUE!"},{"$error":"#VALUE!"},{"$error":"#VALUE!"},{"$error":"#VALUE!"},{"$error":"#VALUE!"},{"$error":"#VALUE!"},{"$error":"#VALUE!"},{"$error":"#VALUE!"},{"$error":"#VALUE!"},{"$error":"#VALUE!"},{"$error":"#VALUE!"},{"$error":"#VALUE!"},{"$error":"#VALUE!"},{"$error":"#VALUE!"},{"$error":"#VALUE!"},{"$error":"#VALUE!"},{"$error":"#VALUE!"},{"$error":"#VALUE!"},{"$error":"#VALUE!"},{"$error":"#VALUE!"},{"$error":"#VALUE!"},{"$error":"#VALUE!"},{"$error":"#VALUE!"},{"$error":"#VALUE!"},{"$error":"#VALUE!"},{"$error":"#VALUE!"},{"$error":"#VALUE!"},{"$error":"#VALUE!"},{"$error":"#VALUE!"},{"$error":"#VALUE!"},{"$error":"#VALUE!"},{"$error":"#VALUE!"},{"$error":"#VALUE!"},{"$error":"#VALUE!"},{"$error":"#VALUE!"},{"$error":"#VALUE!"},{"$error":"#VALUE!"},{"$error":"#VALUE!"},{"$error":"#VALUE!"},{"$error":"#VALUE!"},{"$error":"#VALUE!"},{"$error":"#VALUE!"},{"$error":"#VALUE!"}]
[]
[null,"Non-DH LCOE EUR/MWh",{"$f":"1000*SUM(C25:C29)/C14","v":45.203906763700083},null,null,"Non-DH LCOE EUR/hh",{"$f":"1000*SUM(G25:G29)/G14","v":45.203906763700083},{"$f":"1000*SUM(H25:H29)/H14","v":45.203906763700083},45.203906763700083,47.484894607999962,47.484894607999962,{"$error":"#N/A"},{"$error":"#N/A"},{"$error":"#N/A"},{"$error":"#N/A"},{"$error":"#N/A"},{"$error":"#N/A"},{"$error":"#N/A"},{"$error":"#N/A"},{"$error":"#N/A"},{"$error":"#N/A"},{"$error":"#N/A"},{"$error":"#N/A"},{"$error":"#N/A"},{"$error":"#N/A"},{"$error":"#N/A"},{"$error":"#N/A"},{"$error":"#N/A"},{"$error":"#N/A"},{"$error":"#N/A"},{"$error":"#N/A"},{"$error":"#N/A"},{"$error":"#N/A"},{"$error":"#N/A"},{"$error":"#N/A"},{"$error":"#N/A"},{"$error":"#N/A"},{"$error":"#N/A"},{"$error":"#N/A"},{"$error":"#N/A"},{"$error":"#N/A"},{"$error":"#N/A"},{"$error":"#N/A"},{"$error":"#N/A"},{"$error":"#N/A"},{"$error":"#N/A"},{"$error":"#N/A"},{"$error":"#N/A"},{"$error":"#N/A"},{"$error":"#N/A"},{"$error":"#N/A"},{"$f":"1000*SUM(AZ25:AZ29)/AZ14","v":{"$error":"#N/A"}},{"$error":"#N/A"},{"$error":"#N/A"},{"$error":"#N/A"},{"$error":"#N/A"},{"$error":"#N/A"},{"$error":"#N/A"},{"$error":"#N/A"},{"$error":"#N/A"},{"$error":"#N/A"},{"$error":"#N/A"},{"$error":"#N/A"},{"$error":"#N/A"},{"$error":"#N/A"},{"$error":"#N/A"}]
[null,"DH LCOE EUR/MWh",{"$f":"1000*SUM(C17:C22)/C14","v":14.031737698096288},null,null,"DH LCOE EUR/MWh",{"$f":"1000*SUM(G17:G22)/G14","v":14.031737698096288},{"$f":"1000*SUM(H17:H22)/H14","v":57.066905149727724},50.191303298131928,76.264316909963142,31.450284312866234,{"$error":"#DIV/0!"},{"$error":"#DIV/0!"},{"$error":"#DIV/0!"},{"$error":"#DIV/0!"},{"$error":"#DIV/0!"},{"$error":"#DIV/0!"},{"$error":"#DIV/0!"},{"$error":"#DIV/0!"},{"$error":"#DIV/0!"},{"$error":"#DIV/0!"},{"$error":"#DIV/0!"},{"$error":"#DIV/0!"},{"$error":"#DIV/0!"},{"$error":"#DIV/0!"},{"$error":"#DIV/0!"},{"$error":"#DIV/0!"},{"$error":"#DIV/0!"},{"$error":"#DIV/0!"},{"$error":"#DIV/0!"},{"$error":"#DIV/0!"},{"$error":"#DIV/0!"},{"$error":"#DIV/0!"},{"$error":"#DIV/0!"},{"$error":"#DIV/0!"},{"$error":"#DIV/0!"},{"$error":"#DIV/0!"},{"$error":"#DIV/0!"},{"$error":"#DIV/0!"},{"$error":"#DIV/0!"},{"$error":"#DIV/0!"},{"$error":"#DIV/0!"},{"$error":"#DIV/0!"},{"$error":"#DIV/0!"},{"$error":"#DIV/0!"},{"$error":"#DIV/0!"},{"$error":"#DIV/0!"},{"$error":"#DIV/0!"},{"$error":"#DIV/0!"},{"$error":"#DIV/0!"},{"$error":"#DIV/0!"},{"$f":"1000*SUM(AZ17:AZ22)/AZ14","v":{"$error":"#DIV/0!"}},{"$error":"#DIV/0!"},{"$error":"#DIV/0!"},{"$error":"#DIV/0!"},{"$error":"#DIV/0!"},{"$error":"#DIV/0!"},{"$error":"#DIV/0!"},{"$error":"#DIV/0!"},{"$error":"#DIV/0!"},{"$error":"#DIV/0!"},{"$error":"#DIV/0!"},{"$error":"#DIV/0!"},{"$error":"#DIV/0!"},{"$error":"#DIV/0!"},{"$error":"#DIV/0!"}]
[null,{"$f":"\"Source: \" &Scenarios!B10& \", \" &Evaluation!AZ59& \", \" &Evaluation!B104& \", \" &Evaluation!B91& \", \" &Evaluation!B192& \" & \" &Evaluation!B226","v":"Source: Table S1, Table E.A5, Table E7, Table E6, Table E13 & Table E16"},null,null,null,"Source: ",{"$f":"B9& \" & Input\"","v":"Table R1 & Input"}]

{"sheet":"Evaluation","index":10,"n_rows":309,"n_cols":58,"rows_kept":309,"cut":false,"hidden":false,"merged":[]}
["Evaluation of economic, technical and environmental performance"]
["Evaluation of district heating project costs and non-DH costs for the entire period"]
[]
[]
[null,"Evaluation of district heating project costs + (individual until 100 % phased in)"]
[]
[null,"Choose scenario"]
[]
[]
[]
[null,"Table E1","Phase in of DH technologies",null,null,null,null,null,null,null,null,null,null,null,null,null,null,null,null,null,null,null,null,null,null,null,null,null,null,null,null,null,null,null,null,null,null,null,null,null,null,null,null,null,null,null,null,null,null,null,null,"Table E.A1","Investment timing and phase-in"]
[null,null,null,{"$f":"Evaluation_StartYear","v":2025},{"$f":"D12+1","v":2026},{"$f":"E12+1","v":2027},{"$f":"F12+1","v":2028},{"$f":"G12+1","v":2029},{"$f":"H12+1","v":2030},{"$f":"I12+1","v":2031},{"$f":"J12+1","v":2032},{"$f":"K12+1","v":2033},{"$f":"L12+1","v":2034},{"$f":"M12+1","v":2035},{"$f":"N12+1","v":2036},{"$f":"O12+1","v":2037},{"$f":"P12+1","v":2038},{"$f":"Q12+1","v":2039},{"$f":"R12+1","v":2040},{"$f":"S12+1","v":2041},{"$f":"T12+1","v":2042},{"$f":"U12+1","v":2043},{"$f":"V12+1","v":2044},{"$f":"W12+1","v":2045},{"$f":"X12+1","v":2046},{"$f":"Y12+1","v":2047},{"$f":"Z12+1","v":2048},{"$f":"AA12+1","v":2049},{"$f":"AB12+1","v":2050},{"$f":"AC12+1","v":2051},{"$f":"AD12+1","v":2052},{"$f":"AE12+1","v":2053},{"$f":"AF12+1","v":2054},{"$f":"AG12+1","v":2055},{"$f":"AH12+1","v":2056},{"$f":"AI12+1","v":2057},{"$f":"AJ12+1","v":2058},{"$f":"AK12+1","v":2059},{"$f":"AL12+1","v":2060},{"$f":"AM12+1","v":2061},{"$f":"AN12+1","v":2062},{"$f":"AO12+1","v":2063},{"$f":"AP12+1","v":2064},{"$f":"AQ12+1","v":2065},{"$f":"AR12+1","v":2066},{"$f":"AS12+1","v":2067},2068,{"$f":"AU12+1","v":2069},{"$f":"AV12+1","v":2070},{"$f":"AW12+1","v":2071},null,"Start year","First operate year","Full develop year","Operation years"]
[null,"Operation year",null,{"$f":"IF(OR(D12<Evaluation_FirstYear,D12>Evaluation_FirstYear+Evaluation_ProjectYears-1),0,C13+1)","v":0},0,1,2,3,4,5,6,7,8,9,10,11,12,13,14,15,16,17,18,19,20,21,22,23,24,25,26,27,28,29,30,{"$f":"IF(OR(AJ12<Evaluation_FirstYear,AJ12>Evaluation_FirstYear+Evaluation_ProjectYears-1),0,AI13+1)","v":31},{"$f":"IF(OR(AK12<Evaluation_FirstYear,AK12>Evaluation_FirstYear+Evaluation_ProjectYears-1),0,AJ13+1)","v":32},{"$f":"IF(OR(AL12<Evaluation_FirstYear,AL12>Evaluation_FirstYear+Evaluation_ProjectYears-1),0,AK13+1)","v":33},{"$f":"IF(OR(AM12<Evaluation_FirstYear,AM12>Evaluation_FirstYear+Evaluation_ProjectYears-1),0,AL13+1)","v":34},{"$f":"IF(OR(AN12<Evaluation_FirstYear,AN12>Evaluation_FirstYear+Evaluation_ProjectYears-1),0,AM13+1)","v":35},{"$f":"IF(OR(AO12<Evaluation_FirstYear,AO12>Evaluation_FirstYear+Evaluation_ProjectYears-1),0,AN13+1)","v":36},{"$f":"IF(OR(AP12<Evaluation_FirstYear,AP12>Evaluation_FirstYear+Evaluation_ProjectYears-1),0,AO13+1)","v":37},{"$f":"IF(OR(AQ12<Evaluation_FirstYear,AQ12>Evaluation_FirstYear+Evaluation_ProjectYears-1),0,AP13+1)","v":38},{"$f":"IF(OR(AR12<Evaluation_FirstYear,AR12>Evaluation_FirstYear+Evaluation_ProjectYears-1),0,AQ13+1)","v":39},{"$f":"IF(OR(AS12<Evaluation_FirstYear,AS12>Evaluation_FirstYear+Evaluation_ProjectYears-1),0,AR13+1)","v":40},{"$f":"IF(OR(AT12<Evaluation_FirstYear,AT12>Evaluation_FirstYear+Evaluation_ProjectYears-1),0,AS13+1)","v":0},0,{"$f":"IF(OR(AV12<Evaluation_FirstYear,AV12>Evaluation_FirstYear+Evaluation_ProjectYears-1),0,AU13+1)","v":0},{"$f":"IF(OR(AW12<Evaluation_FirstYear,AW12>Evaluation_FirstYear+Evaluation_ProjectYears-1),0,AV13+1)","v":0},{"$f":"IF(OR(AX12<Evaluation_FirstYear,AX12>Evaluation_FirstYear+Evaluation_ProjectYears-1),0,AW13+1)","v":0},null,{"$f":"Scenarios!K12","v":2025},{"$f":"Scenarios!L12","v":2027},{"$f":"Scenarios!M12+Evaluation_FirstYear","v":2032},{"$f":"Scenarios!U12","v":40},null,"NPV factor",{"$f":"NPV(Scenarios_interest_rate,D14:AJ14)/(Evaluation_FirstYear+Evaluation_ProjectYears-Evaluation_StartYear)","v":0.44641653572271245}]
[null,"Connection level %",null,{"$f":"IF(OR(D12<Evaluation_FirstYear,D12>Evaluation_FirstYear+Evaluation_ProjectYears-1),$BA$14*(D12<Evaluation_FirstYear),MIN(1/(Evaluation_LastYear-Evaluation_FirstYear+1)+C14,$BB$14))","v":0},0,0.16666666666666666,0.33333333333333331,0.5,0.66666666666666663,0.83333333333333326,0.99999999999999989,1,1,1,1,1,1,1,1,1,1,1,1,1,1,1,1,1,1,1,1,1,1,1,1,1,1,1,1,1,1,1,1,1,1,0,0,0,0,0,null,"Connection level",{"$f":"VALUE(Scenarios!V12)","v":0},1,{"$f":"BB14","v":1},null,"Taxes / subsidies",{"$f":"Scenarios!J12","v":"None"}]
[null,"Source:",{"$f":"AZ11","v":"Table E.A1"},null,null,null,null,null,null,null,null,null,null,null,null,null,null,null,null,null,null,null,null,null,null,null,null,null,null,null,null,null,null,null,null,null,null,null,null,null,null,null,null,null,null,null,null,null,null,null,null,"Source: ",{"$f":"Scenarios!B10","v":"Table S1"}]
[]
[null,"Table E2","Electricity"]
[null,"Technology",{"$f":"\"NPV \"&Evaluation_StartYear","v":"NPV 2025"},{"$f":"Evaluation_StartYear","v":2025},{"$f":"D18+1","v":2026},2027,2028,2029,2030,2031,2032,2033,2034,2035,2036,2037,2038,2039,2040,2041,2042,2043,2044,2045,{"$f":"X18+1","v":2046},{"$f":"Y18+1","v":2047},{"$f":"Z18+1","v":2048},{"$f":"AA18+1","v":2049},{"$f":"AB18+1","v":2050},{"$f":"AC18+1","v":2051},{"$f":"AD18+1","v":2052},{"$f":"AE18+1","v":2053},{"$f":"AF18+1","v":2054},{"$f":"AG18+1","v":2055},{"$f":"AH18+1","v":2056},{"$f":"AI18+1","v":2057},{"$f":"AJ18+1","v":2058},{"$f":"AK18+1","v":2059},{"$f":"AL18+1","v":2060},{"$f":"AM18+1","v":2061},{"$f":"AN18+1","v":2062},{"$f":"AO18+1","v":2063},{"$f":"AP18+1","v":2064},{"$f":"AQ18+1","v":2065},{"$f":"AR18+1","v":2066},{"$f":"AS18+1","v":2067},2068,{"$f":"AU18+1","v":2069},{"$f":"AV18+1","v":2070},{"$f":"AW18+1","v":2071},null,"Table E.A2","Electricity price and substitution"]
[null,"Column offset",null,{"$f":"MATCH(D18,Fuels!$D$10:$BG$10,0)","v":6},{"$f":"MATCH(E18,Fuels!$D$10:$BG$10,0)","v":7},{"$f":"MATCH(F18,Fuels!$D$10:$BG$10,0)","v":8},{"$f":"MATCH(G18,Fuels!$D$10:$BG$10,0)","v":9},{"$f":"MATCH(H18,Fuels!$D$10:$BG$10,0)","v":10},{"$f":"MATCH(I18,Fuels!$D$10:$BG$10,0)","v":11},{"$f":"MATCH(J18,Fuels!$D$10:$BG$10,0)","v":12},{"$f":"MATCH(K18,Fuels!$D$10:$BG$10,0)","v":13},{"$f":"MATCH(L18,Fuels!$D$10:$BG$10,0)","v":14},{"$f":"MATCH(M18,Fuels!$D$10:$BG$10,0)","v":15},{"$f":"MATCH(N18,Fuels!$D$10:$BG$10,0)","v":16},{"$f":"MATCH(O18,Fuels!$D$10:$BG$10,0)","v":17},{"$f":"MATCH(P18,Fuels!$D$10:$BG$10,0)","v":18},{"$f":"MATCH(Q18,Fuels!$D$10:$BG$10,0)","v":19},{"$f":"MATCH(R18,Fuels!$D$10:$BG$10,0)","v":20},{"$f":"MATCH(S18,Fuels!$D$10:$BG$10,0)","v":21},{"$f":"MATCH(T18,Fuels!$D$10:$BG$10,0)","v":22},{"$f":"MATCH(U18,Fuels!$D$10:$BG$10,0)","v":23},{"$f":"MATCH(V18,Fuels!$D$10:$BG$10,0)","v":24},{"$f":"MATCH(W18,Fuels!$D$10:$BG$10,0)","v":25},{"$f":"MATCH(X18,Fuels!$D$10:$BG$10,0)","v":26},{"$f":"MATCH(Y18,Fuels!$D$10:$BG$10,0)","v":27},{"$f":"MATCH(Z18,Fuels!$D$10:$BG$10,0)","v":28},{"$f":"MATCH(AA18,Fuels!$D$10:$BG$10,0)","v":29},{"$f":"MATCH(AB18,Fuels!$D$10:$BG$10,0)","v":30},{"$f":"MATCH(AC18,Fuels!$D$10:$BG$10,0)","v":31},{"$f":"MATCH(AD18,Fuels!$D$10:$BG$10,0)","v":32},{"$f":"MATCH(AE18,Fuels!$D$10:$BG$10,0)","v":33},{"$f":"MATCH(AF18,Fuels!$D$10:$BG$10,0)","v":34},{"$f":"MATCH(AG18,Fuels!$D$10:$BG$10,0)","v":35},{"$f":"MATCH(AH18,Fuels!$D$10:$BG$10,0)","v":36},{"$f":"MATCH(AI18,Fuels!$D$10:$BG$10,0)","v":37},{"$f":"MATCH(AJ18,Fuels!$D$10:$BG$10,0)","v":38},{"$f":"MATCH(AK18,Fuels!$D$10:$BG$10,0)","v":39},{"$f":"MATCH(AL18,Fuels!$D$10:$BG$10,0)","v":40},{"$f":"MATCH(AM18,Fuels!$D$10:$BG$10,0)","v":41},{"$f":"MATCH(AN18,Fuels!$D$10:$BG$10,0)","v":42},{"$f":"MATCH(AO18,Fuels!$D$10:$BG$10,0)","v":43},{"$f":"MATCH(AP18,Fuels!$D$10:$BG$10,0)","v":44},{"$f":"MATCH(AQ18,Fuels!$D$10:$BG$10,0)","v":45},{"$f":"MATCH(AR18,Fuels!$D$10:$BG$10,0)","v":46},{"$f":"MATCH(AS18,Fuels!$D$10:$BG$10,0)","v":47},{"$f":"MATCH(AT18,Fuels!$D$10:$BG$10,0)","v":48},{"$f":"MATCH(AU18,Fuels!$D$10:$BG$10,0)","v":49},{"$f":"MATCH(AV18,Fuels!$D$10:$BG$10,0)","v":50},{"$f":"MATCH(AW18,Fuels!$D$10:$BG$10,0)","v":51},{"$f":"MATCH(AX18,Fuels!$D$10:$BG$10,0)","v":52},null,"Electricity sale",null,{"$f":"MATCH(AZ19,Fuels!$C$11:$C$23,0)","v":9}]
[null,"Sales price (EUR / GWh)",null,{"$f":"IFERROR(INDEX(Fuels!$D$11:$BG$23,$BB19,D$19),0)*Support_GJperGWh","v":56776.588908389014},{"$f":"IFERROR(INDEX(Fuels!$D$11:$BG$23,$BB19,E$19),0)*Support_GJperGWh","v":51171.202109216501},{"$f":"IFERROR(INDEX(Fuels!$D$11:$BG$23,$BB19,F$19),0)*Support_GJperGWh","v":46119.218777431495},{"$f":"IFERROR(INDEX(Fuels!$D$11:$BG$23,$BB19,G$19),0)*Support_GJperGWh","v":41566.003004988946},{"$f":"IFERROR(INDEX(Fuels!$D$11:$BG$23,$BB19,H$19),0)*Support_GJperGWh","v":37462.312927473489},{"$f":"IFERROR(INDEX(Fuels!$D$11:$BG$23,$BB19,I$19),0)*Support_GJperGWh","v":33763.768185925925},{"$f":"IFERROR(INDEX(Fuels!$D$11:$BG$23,$BB19,J$19),0)*Support_GJperGWh","v":33085.469430417055},{"$f":"IFERROR(INDEX(Fuels!$D$11:$BG$23,$BB19,K$19),0)*Support_GJperGWh","v":32420.797388585142},{"$f":"IFERROR(INDEX(Fuels!$D$11:$BG$23,$BB19,L$19),0)*Support_GJperGWh","v":31769.478305946453},{"$f":"IFERROR(INDEX(Fuels!$D$11:$BG$23,$BB19,M$19),0)*Support_GJperGWh","v":31131.243927620391},{"$f":"IFERROR(INDEX(Fuels!$D$11:$BG$23,$BB19,N$19),0)*Support_GJperGWh","v":30505.831387844981},{"$f":"IFERROR(INDEX(Fuels!$D$11:$BG$23,$BB19,O$19),0)*Support_GJperGWh","v":29892.983101711914},{"$f":"IFERROR(INDEX(Fuels!$D$11:$BG$23,$BB19,P$19),0)*Support_GJperGWh","v":29292.446659076613},{"$f":"IFERROR(INDEX(Fuels!$D$11:$BG$23,$BB19,Q$19),0)*Support_GJperGWh","v":28703.974720599555},{"$f":"IFERROR(INDEX(Fuels!$D$11:$BG$23,$BB19,R$19),0)*Support_GJperGWh","v":28127.324915876139},{"$f":"IFERROR(INDEX(Fuels!$D$11:$BG$23,$BB19,S$19),0)*Support_GJperGWh","v":27562.259743613013},{"$f":"IFERROR(INDEX(Fuels!$D$11:$BG$23,$BB19,T$19),0)*Support_GJperGWh","v":27562.259743613013},{"$f":"IFERROR(INDEX(Fuels!$D$11:$BG$23,$BB19,U$19),0)*Support_GJperGWh","v":27562.259743613013},{"$f":"IFERROR(INDEX(Fuels!$D$11:$BG$23,$BB19,V$19),0)*Support_GJperGWh","v":27562.259743613013},{"$f":"IFERROR(INDEX(Fuels!$D$11:$BG$23,$BB19,W$19),0)*Support_GJperGWh","v":27562.259743613013},{"$f":"IFERROR(INDEX(Fuels!$D$11:$BG$23,$BB19,X$19),0)*Support_GJperGWh","v":27562.259743613013},{"$f":"IFERROR(INDEX(Fuels!$D$11:$BG$23,$BB19,Y$19),0)*Support_GJperGWh","v":27562.259743613013},{"$f":"IFERROR(INDEX(Fuels!$D$11:$BG$23,$BB19,Z$19),0)*Support_GJperGWh","v":27562.259743613013},{"$f":"IFERROR(INDEX(Fuels!$D$11:$BG$23,$BB19,AA$19),0)*Support_GJperGWh","v":27562.259743613013},{"$f":"IFERROR(INDEX(Fuels!$D$11:$BG$23,$BB19,AB$19),0)*Support_GJperGWh","v":27562.259743613013},{"$f":"IFERROR(INDEX(Fuels!$D$11:$BG$23,$BB19,AC$19),0)*Support_GJperGWh","v":27562.259743613013},{"$f":"IFERROR(INDEX(Fuels!$D$11:$BG$23,$BB19,AD$19),0)*Support_GJperGWh","v":27562.259743613013},{"$f":"IFERROR(INDEX(Fuels!$D$11:$BG$23,$BB19,AE$19),0)*Support_GJperGWh","v":27562.259743613013},{"$f":"IFERROR(INDEX(Fuels!$D$11:$BG$23,$BB19,AF$19),0)*Support_GJperGWh","v":27562.259743613013},{"$f":"IFERROR(INDEX(Fuels!$D$11:$BG$23,$BB19,AG$19),0)*Support_GJperGWh","v":27562.259743613013},{"$f":"IFERROR(INDEX(Fuels!$D$11:$BG$23,$BB19,AH$19),0)*Support_GJperGWh","v":27562.259743613013},{"$f":"IFERROR(INDEX(Fuels!$D$11:$BG$23,$BB19,AI$19),0)*Support_GJperGWh","v":27562.259743613013},{"$f":"IFERROR(INDEX(Fuels!$D$11:$BG$23,$BB19,AJ$19),0)*Support_GJperGWh","v":27562.259743613013},{"$f":"IFERROR(INDEX(Fuels!$D$11:$BG$23,$BB19,AK$19),0)*Support_GJperGWh","v":27562.259743613013},{"$f":"IFERROR(INDEX(Fuels!$D$11:$BG$23,$BB19,AL$19),0)*Support_GJperGWh","v":27562.259743613013},{"$f":"IFERROR(INDEX(Fuels!$D$11:$BG$23,$BB19,AM$19),0)*Support_GJperGWh","v":27562.259743613013},{"$f":"IFERROR(INDEX(Fuels!$D$11:$BG$23,$BB19,AN$19),0)*Support_GJperGWh","v":27562.259743613013},{"$f":"IFERROR(INDEX(Fuels!$D$11:$BG$23,$BB19,AO$19),0)*Support_GJperGWh","v":27562.259743613013},{"$f":"IFERROR(INDEX(Fuels!$D$11:$BG$23,$BB19,AP$19),0)*Support_GJperGWh","v":27562.259743613013},{"$f":"IFERROR(INDEX(Fuels!$D$11:$BG$23,$BB19,AQ$19),0)*Support_GJperGWh","v":27562.259743613013},{"$f":"IFERROR(INDEX(Fuels!$D$11:$BG$23,$BB19,AR$19),0)*Support_GJperGWh","v":27562.259743613013},{"$f":"IFERROR(INDEX(Fuels!$D$11:$BG$23,$BB19,AS$19),0)*Support_GJperGWh","v":27562.259743613013},{"$f":"IFERROR(INDEX(Fuels!$D$11:$BG$23,$BB19,AT$19),0)*Support_GJperGWh","v":27562.259743613013},{"$f":"IFERROR(INDEX(Fuels!$D$11:$BG$23,$BB19,AU$19),0)*Support_GJperGWh","v":27562.259743613013},{"$f":"IFERROR(INDEX(Fuels!$D$11:$BG$23,$BB19,AV$19),0)*Support_GJperGWh","v":27562.259743613013},{"$f":"IFERROR(INDEX(Fuels!$D$11:$BG$23,$BB19,AW$19),0)*Support_GJperGWh","v":27562.259743613013},{"$f":"IFERROR(INDEX(Fuels!$D$11:$BG$23,$BB19,AX$19),0)*Support_GJperGWh","v":27562.259743613013},null,"Electricity substituted",{"$f":"Scenarios!$G$12","v":"NatGas"},{"$f":"IFERROR(HLOOKUP($BA$20,Options!$C$24:$G$25,2,0),0)","v":486}]
[null,"Consumed (ton CO₂ / GWh)",null,{"$f":"IFERROR(INDEX(Fuels!$D$121:$AU$121,D$19),0)","v":328},{"$f":"IFERROR(INDEX(Fuels!$D$121:$AU$121,E$19),0)","v":260.17557312174932},{"$f":"IFERROR(INDEX(Fuels!$D$121:$AU$121,F$19),0)","v":206.37600258911806},{"$f":"IFERROR(INDEX(Fuels!$D$121:$AU$121,G$19),0)","v":163.70120351280309},{"$f":"IFERROR(INDEX(Fuels!$D$121:$AU$121,H$19),0)","v":129.8507757459258},{"$f":"IFERROR(INDEX(Fuels!$D$121:$AU$121,I$19),0)","v":103},{"$f":"IFERROR(INDEX(Fuels!$D$121:$AU$121,J$19),0)","v":88.778743842905925},{"$f":"IFERROR(INDEX(Fuels!$D$121:$AU$121,K$19),0)","v":76.521022896352491},{"$f":"IFERROR(INDEX(Fuels!$D$121:$AU$121,L$19),0)","v":65.955730973906952},{"$f":"IFERROR(INDEX(Fuels!$D$121:$AU$121,M$19),0)","v":56.849193641787387},{"$f":"IFERROR(INDEX(Fuels!$D$121:$AU$121,N$19),0)","v":49},{"$f":"IFERROR(INDEX(Fuels!$D$121:$AU$121,O$19),0)","v":43.494026711525201},{"$f":"IFERROR(INDEX(Fuels!$D$121:$AU$121,P$19),0)","v":38.606742032303423},{"$f":"IFERROR(INDEX(Fuels!$D$121:$AU$121,Q$19),0)","v":34.268625901999343},{"$f":"IFERROR(INDEX(Fuels!$D$121:$AU$121,R$19),0)","v":30.417970007118853},{"$f":"IFERROR(INDEX(Fuels!$D$121:$AU$121,S$19),0)","v":27},{"$f":"IFERROR(INDEX(Fuels!$D$121:$AU$121,T$19),0)","v":26.587592451564994},{"$f":"IFERROR(INDEX(Fuels!$D$121:$AU$121,U$19),0)","v":26.181484161870959},{"$f":"IFERROR(INDEX(Fuels!$D$121:$AU$121,V$19),0)","v":25.781578913812176},{"$f":"IFERROR(INDEX(Fuels!$D$121:$AU$121,W$19),0)","v":25.38778195993703},{"$f":"IFERROR(INDEX(Fuels!$D$121:$AU$121,X$19),0)","v":25},{"$f":"IFERROR(INDEX(Fuels!$D$121:$AU$121,Y$19),0)","v":25.573113915650758},{"$f":"IFERROR(INDEX(Fuels!$D$121:$AU$121,Z$19),0)","v":26.159366213714019},{"$f":"IFERROR(INDEX(Fuels!$D$121:$AU$121,AA$19),0)","v":26.759058085781369},{"$f":"IFERROR(INDEX(Fuels!$D$121:$AU$121,AB$19),0)","v":27.372497628128098},{"$f":"IFERROR(INDEX(Fuels!$D$121:$AU$121,AC$19),0)","v":28},{"$f":"IFERROR(INDEX(Fuels!$D$121:$AU$121,AD$19),0)","v":27.572318097919254},{"$f":"IFERROR(INDEX(Fuels!$D$121:$AU$121,AE$19),0)","v":27.151168760458773},{"$f":"IFERROR(INDEX(Fuels!$D$121:$AU$121,AF$19),0)","v":26.736452206916333},{"$f":"IFERROR(INDEX(Fuels!$D$121:$AU$121,AG$19),0)","v":26.328070180675443},{"$f":"IFERROR(INDEX(Fuels!$D$121:$AU$121,AH$19),0)","v":25.92592592592592},{"$f":"IFERROR(INDEX(Fuels!$D$121:$AU$121,AI$19),0)","v":25.529924164740045},{"$f":"IFERROR(INDEX(Fuels!$D$121:$AU$121,AJ$19),0)","v":25.13997107449886},{"$f":"IFERROR(INDEX(Fuels!$D$121:$AU$121,AK$19),0)","v":24.755974265663266},{"$f":"IFERROR(INDEX(Fuels!$D$121:$AU$121,AL$19),0)","v":24.377842759884665},{"$f":"IFERROR(INDEX(Fuels!$D$121:$AU$121,AM$19),0)","v":24.005486968449922},{"$f":"IFERROR(INDEX(Fuels!$D$121:$AU$121,AN$19),0)","v":23.638818671055592},{"$f":"IFERROR(INDEX(Fuels!$D$121:$AU$121,AO$19),0)","v":23.277750994906345},{"$f":"IFERROR(INDEX(Fuels!$D$121:$AU$121,AP$19),0)","v":22.922198394132646},{"$f":"IFERROR(INDEX(Fuels!$D$121:$AU$121,AQ$19),0)","v":0},{"$f":"IFERROR(INDEX(Fuels!$D$121:$AU$121,AR$19),0)","v":0},{"$f":"IFERROR(INDEX(Fuels!$D$121:$AU$121,AS$19),0)","v":0},{"$f":"IFERROR(INDEX(Fuels!$D$121:$AU$121,AT$19),0)","v":0},{"$f":"IFERROR(INDEX(Fuels!$D$121:$AU$121,AU$19),0)","v":0},{"$f":"IFERROR(INDEX(Fuels!$D$121:$AU$121,AV$19),0)","v":0},{"$f":"IFERROR(INDEX(Fuels!$D$121:$AU$121,AW$19),0)","v":0},{"$f":"IFERROR(INDEX(Fuels!$D$121:$AU$121,AX$19),0)","v":0},null,"Source: ",{"$f":"Scenarios!B10&\", \"&Fuels!C9&\" & \"&Options!B23","v":"Table S1, Table F1 & Table O3"}]
[null,"Substituted (ton CO₂ /GWh)",null,{"$f":"$BB$20","v":486},486,486,486,486,486,486,486,486,486,486,486,486,486,486,486,486,486,486,486,{"$f":"$BB$20","v":486},486,486,486,486,486,486,486,486,486,486,486,486,486,486,486,486,486,486,486,486,486,486,486,486,486,486]
[null,"Heat production (GWh)",{"$f":"NPV(Scenarios_interest_rate,D23:AX23)*(1+Scenarios_interest_rate)","v":10886.463893728673},{"$f":"D14*SUM($BB$27:$BB$36)","v":0},0,{"$f":"F14*SUM($BB$27:$BB$36)","v":78.656462585034717},157.31292517006943,{"$f":"H14*SUM($BB$27:$BB$36)","v":235.96938775510418},314.62585034013887,393.28231292517358,471.9387755102083,471.93877551020836,471.93877551020836,{"$f":"N14*SUM($BB$27:$BB$36)","v":471.93877551020836},471.93877551020836,471.93877551020836,471.93877551020836,471.93877551020836,{"$f":"S14*SUM($BB$27:$BB$36)","v":471.93877551020836},471.93877551020836,471.93877551020836,471.93877551020836,471.93877551020836,471.93877551020836,471.93877551020836,471.93877551020836,471.93877551020836,471.93877551020836,471.93877551020836,471.93877551020836,471.93877551020836,471.93877551020836,471.93877551020836,471.93877551020836,471.93877551020836,{"$f":"AJ14*SUM($BB$27:$BB$36)","v":471.93877551020836},471.93877551020836,471.93877551020836,471.93877551020836,471.93877551020836,471.93877551020836,471.93877551020836,471.93877551020836,471.93877551020836,471.93877551020836,0,{"$f":"AU14*SUM($BB$27:$BB$36)","v":0},0,0,0]
[null,"Source:",{"$f":"B11&\", \"&AZ18&\", \"&AZ24&\", \"&Fuels!C9&\"  & \"&Fuels!C119","v":"Table E1, Table E.A2, Table E.A3, Table F1  & Table F3"},null,null,null,null,null,null,null,null,null,null,null,null,null,null,null,null,null,null,null,null,null,null,null,null,null,null,null,null,null,null,null,null,null,null,null,null,null,null,null,null,null,null,null,null,null,null,null,null,"Table E.A3","District heating fuel related indicators"]
[null,null,null,null,null,null,null,null,null,null,null,null,null,null,null,null,null,null,null,null,null,null,null,null,null,null,null,null,null,null,null,null,null,null,null,null,null,null,null,null,null,null,null,null,null,null,null,null,null,null,null,"Fuel","Fuel use","Heat prod","CHP elec","Row offset","GJ fuel total"]
[null,null,null,null,null,null,null,null,null,null,null,null,null,null,null,null,null,null,null,null,null,null,null,null,null,null,null,null,null,null,null,null,null,null,null,null,null,null,null,null,null,null,null,null,null,null,null,null,null,null,null,null,"GWh/y","GWh/y","GWh/y"]
[null,"Table E3","Fuel price by technology, EUR/GWh",null,null,null,null,null,null,null,null,null,null,null,null,null,null,null,null,null,null,null,null,null,null,null,null,null,null,null,null,null,null,null,null,null,null,null,null,null,null,null,null,null,null,null,null,null,null,null,null,{"$f":"IFERROR(INDEX(Technologies!$D$34:$D$65,MATCH(B30,Technologies!$B$34:$B$65,0)),\"\")","v":"Excess heat"},{"$f":"Centralised!S301","v":416.46511737717844},{"$f":"Centralised!Q301","v":416.46511737717844},{"$f":"IFERROR(BA27*Centralised!K301,0)","v":0},{"$f":"IFERROR(MATCH(AZ27,Fuels!$C$11:$C$23,0),\"\")","v":12},{"$f":"Support_GJperGWh*SUM(BA27:BA36)","v":1709490.3902198505}]
[null,"Technology",{"$f":"\"NPV \"&Evaluation_StartYear","v":"NPV 2025"},{"$f":"Evaluation_StartYear","v":2025},{"$f":"D28+1","v":2026},2027,2028,2029,2030,2031,2032,2033,2034,2035,2036,2037,2038,2039,2040,2041,2042,2043,{"$f":"V28+1","v":2044},2045,{"$f":"X28+1","v":2046},{"$f":"Y28+1","v":2047},{"$f":"Z28+1","v":2048},{"$f":"AA28+1","v":2049},{"$f":"AB28+1","v":2050},{"$f":"AC28+1","v":2051},{"$f":"AD28+1","v":2052},{"$f":"AE28+1","v":2053},{"$f":"AF28+1","v":2054},{"$f":"AG28+1","v":2055},{"$f":"AH28+1","v":2056},{"$f":"AI28+1","v":2057},{"$f":"AJ28+1","v":2058},{"$f":"AK28+1","v":2059},{"$f":"AL28+1","v":2060},{"$f":"AM28+1","v":2061},{"$f":"AN28+1","v":2062},{"$f":"AO28+1","v":2063},{"$f":"AP28+1","v":2064},{"$f":"AQ28+1","v":2065},{"$f":"AR28+1","v":2066},{"$f":"AS28+1","v":2067},2068,{"$f":"AU28+1","v":2069},{"$f":"AV28+1","v":2070},{"$f":"AW28+1","v":2071},null,{"$f":"IFERROR(INDEX(Technologies!$D$34:$D$65,MATCH(Evaluation!B31,Technologies!$B$34:$B$65,0)),\"\")","v":"Electricity"},{"$f":"Centralised!S302","v":0},{"$f":"Centralised!Q302","v":0},{"$f":"IFERROR(BA28*Centralised!K302,0)","v":0},{"$f":"IFERROR(MATCH(AZ28,Fuels!$C$11:$C$23,0),\"\")","v":10}]
[null,"Column offset",null,{"$f":"MATCH(D28,Fuels!$D$10:$BG$10,0)","v":6},{"$f":"MATCH(E28,Fuels!$D$10:$BG$10,0)","v":7},{"$f":"MATCH(F28,Fuels!$D$10:$BG$10,0)","v":8},{"$f":"MATCH(G28,Fuels!$D$10:$BG$10,0)","v":9},{"$f":"MATCH(H28,Fuels!$D$10:$BG$10,0)","v":10},{"$f":"MATCH(I28,Fuels!$D$10:$BG$10,0)","v":11},{"$f":"MATCH(J28,Fuels!$D$10:$BG$10,0)","v":12},{"$f":"MATCH(K28,Fuels!$D$10:$BG$10,0)","v":13},{"$f":"MATCH(L28,Fuels!$D$10:$BG$10,0)","v":14},{"$f":"MATCH(M28,Fuels!$D$10:$BG$10,0)","v":15},{"$f":"MATCH(N28,Fuels!$D$10:$BG$10,0)","v":16},{"$f":"MATCH(O28,Fuels!$D$10:$BG$10,0)","v":17},{"$f":"MATCH(P28,Fuels!$D$10:$BG$10,0)","v":18},{"$f":"MATCH(Q28,Fuels!$D$10:$BG$10,0)","v":19},{"$f":"MATCH(R28,Fuels!$D$10:$BG$10,0)","v":20},{"$f":"MATCH(S28,Fuels!$D$10:$BG$10,0)","v":21},{"$f":"MATCH(T28,Fuels!$D$10:$BG$10,0)","v":22},{"$f":"MATCH(U28,Fuels!$D$10:$BG$10,0)","v":23},{"$f":"MATCH(V28,Fuels!$D$10:$BG$10,0)","v":24},{"$f":"MATCH(W28,Fuels!$D$10:$BG$10,0)","v":25},{"$f":"MATCH(X28,Fuels!$D$10:$BG$10,0)","v":26},{"$f":"MATCH(Y28,Fuels!$D$10:$BG$10,0)","v":27},{"$f":"MATCH(Z28,Fuels!$D$10:$BG$10,0)","v":28},{"$f":"MATCH(AA28,Fuels!$D$10:$BG$10,0)","v":29},{"$f":"MATCH(AB28,Fuels!$D$10:$BG$10,0)","v":30},{"$f":"MATCH(AC28,Fuels!$D$10:$BG$10,0)","v":31},{"$f":"MATCH(AD28,Fuels!$D$10:$BG$10,0)","v":32},{"$f":"MATCH(AE28,Fuels!$D$10:$BG$10,0)","v":33},{"$f":"MATCH(AF28,Fuels!$D$10:$BG$10,0)","v":34},{"$f":"MATCH(AG28,Fuels!$D$10:$BG$10,0)","v":35},{"$f":"MATCH(AH28,Fuels!$D$10:$BG$10,0)","v":36},{"$f":"MATCH(AI28,Fuels!$D$10:$BG$10,0)","v":37},{"$f":"MATCH(AJ28,Fuels!$D$10:$BG$10,0)","v":38},{"$f":"MATCH(AK28,Fuels!$D$10:$BG$10,0)","v":39},{"$f":"MATCH(AL28,Fuels!$D$10:$BG$10,0)","v":40},{"$f":"MATCH(AM28,Fuels!$D$10:$BG$10,0)","v":41},{"$f":"MATCH(AN28,Fuels!$D$10:$BG$10,0)","v":42},{"$f":"MATCH(AO28,Fuels!$D$10:$BG$10,0)","v":43},{"$f":"MATCH(AP28,Fuels!$D$10:$BG$10,0)","v":44},{"$f":"MATCH(AQ28,Fuels!$D$10:$BG$10,0)","v":45},{"$f":"MATCH(AR28,Fuels!$D$10:$BG$10,0)","v":46},{"$f":"MATCH(AS28,Fuels!$D$10:$BG$10,0)","v":47},{"$f":"MATCH(AT28,Fuels!$D$10:$BG$10,0)","v":48},{"$f":"MATCH(AU28,Fuels!$D$10:$BG$10,0)","v":49},{"$f":"MATCH(AV28,Fuels!$D$10:$BG$10,0)","v":50},{"$f":"MATCH(AW28,Fuels!$D$10:$BG$10,0)","v":51},{"$f":"MATCH(AX28,Fuels!$D$10:$BG$10,0)","v":52},null,{"$f":"IFERROR(INDEX(Technologies!$D$34:$D$65,MATCH(Evaluation!B32,Technologies!$B$34:$B$65,0)),\"\")","v":"Natural gas"},{"$f":"Centralised!S303","v":58.393324350557791},{"$f":"Centralised!Q303","v":55.4736581330299},{"$f":"IFERROR(BA29*Centralised!K303,0)","v":0},{"$f":"IFERROR(MATCH(AZ29,Fuels!$C$11:$C$23,0),\"\")","v":1}]
[null,{"$f":"Centralised!$F$301","v":"Excess Heat - directly"},null,{"$f":"IFERROR(INDEX(Fuels!$D$11:$BG$23,$BD27,D$29),0)*Support_GJperGWh*(1+D$241)","v":0},{"$f":"IFERROR(INDEX(Fuels!$D$11:$BG$23,$BD27,E$29),0)*Support_GJperGWh*(1+E$241)","v":0},{"$f":"IFERROR(INDEX(Fuels!$D$11:$BG$23,$BD27,F$29),0)*Support_GJperGWh*(1+F$241)","v":0},{"$f":"IFERROR(INDEX(Fuels!$D$11:$BG$23,$BD27,G$29),0)*Support_GJperGWh*(1+G$241)","v":0},{"$f":"IFERROR(INDEX(Fuels!$D$11:$BG$23,$BD27,H$29),0)*Support_GJperGWh*(1+H$241)","v":0},{"$f":"IFERROR(INDEX(Fuels!$D$11:$BG$23,$BD27,I$29),0)*Support_GJperGWh*(1+I$241)","v":0},{"$f":"IFERROR(INDEX(Fuels!$D$11:$BG$23,$BD27,J$29),0)*Support_GJperGWh*(1+J$241)","v":0},{"$f":"IFERROR(INDEX(Fuels!$D$11:$BG$23,$BD27,K$29),0)*Support_GJperGWh*(1+K$241)","v":0},{"$f":"IFERROR(INDEX(Fuels!$D$11:$BG$23,$BD27,L$29),0)*Support_GJperGWh*(1+L$241)","v":0},{"$f":"IFERROR(INDEX(Fuels!$D$11:$BG$23,$BD27,M$29),0)*Support_GJperGWh*(1+M$241)","v":0},{"$f":"IFERROR(INDEX(Fuels!$D$11:$BG$23,$BD27,N$29),0)*Support_GJperGWh*(1+N$241)","v":0},{"$f":"IFERROR(INDEX(Fuels!$D$11:$BG$23,$BD27,O$29),0)*Support_GJperGWh*(1+O$241)","v":0},{"$f":"IFERROR(INDEX(Fuels!$D$11:$BG$23,$BD27,P$29),0)*Support_GJperGWh*(1+P$241)","v":0},{"$f":"IFERROR(INDEX(Fuels!$D$11:$BG$23,$BD27,Q$29),0)*Support_GJperGWh*(1+Q$241)","v":0},{"$f":"IFERROR(INDEX(Fuels!$D$11:$BG$23,$BD27,R$29),0)*Support_GJperGWh*(1+R$241)","v":0},{"$f":"IFERROR(INDEX(Fuels!$D$11:$BG$23,$BD27,S$29),0)*Support_GJperGWh*(1+S$241)","v":0},{"$f":"IFERROR(INDEX(Fuels!$D$11:$BG$23,$BD27,T$29),0)*Support_GJperGWh*(1+T$241)","v":0},{"$f":"IFERROR(INDEX(Fuels!$D$11:$BG$23,$BD27,U$29),0)*Support_GJperGWh*(1+U$241)","v":0},{"$f":"IFERROR(INDEX(Fuels!$D$11:$BG$23,$BD27,V$29),0)*Support_GJperGWh*(1+V$241)","v":0},{"$f":"IFERROR(INDEX(Fuels!$D$11:$BG$23,$BD27,W$29),0)*Support_GJperGWh*(1+W$241)","v":0},{"$f":"IFERROR(INDEX(Fuels!$D$11:$BG$23,$BD27,X$29),0)*Support_GJperGWh*(1+X$241)","v":0},{"$f":"IFERROR(INDEX(Fuels!$D$11:$BG$23,$BD27,Y$29),0)*Support_GJperGWh*(1+Y$241)","v":0},{"$f":"IFERROR(INDEX(Fuels!$D$11:$BG$23,$BD27,Z$29),0)*Support_GJperGWh*(1+Z$241)","v":0},{"$f":"IFERROR(INDEX(Fuels!$D$11:$BG$23,$BD27,AA$29),0)*Support_GJperGWh*(1+AA$241)","v":0},{"$f":"IFERROR(INDEX(Fuels!$D$11:$BG$23,$BD27,AB$29),0)*Support_GJperGWh*(1+AB$241)","v":0},{"$f":"IFERROR(INDEX(Fuels!$D$11:$BG$23,$BD27,AC$29),0)*Support_GJperGWh*(1+AC$241)","v":0},{"$f":"IFERROR(INDEX(Fuels!$D$11:$BG$23,$BD27,AD$29),0)*Support_GJperGWh*(1+AD$241)","v":0},{"$f":"IFERROR(INDEX(Fuels!$D$11:$BG$23,$BD27,AE$29),0)*Support_GJperGWh*(1+AE$241)","v":0},{"$f":"IFERROR(INDEX(Fuels!$D$11:$BG$23,$BD27,AF$29),0)*Support_GJperGWh*(1+AF$241)","v":0},{"$f":"IFERROR(INDEX(Fuels!$D$11:$BG$23,$BD27,AG$29),0)*Support_GJperGWh*(1+AG$241)","v":0},{"$f":"IFERROR(INDEX(Fuels!$D$11:$BG$23,$BD27,AH$29),0)*Support_GJperGWh*(1+AH$241)","v":0},{"$f":"IFERROR(INDEX(Fuels!$D$11:$BG$23,$BD27,AI$29),0)*Support_GJperGWh*(1+AI$241)","v":0},{"$f":"IFERROR(INDEX(Fuels!$D$11:$BG$23,$BD27,AJ$29),0)*Support_GJperGWh*(1+AJ$241)","v":0},{"$f":"IFERROR(INDEX(Fuels!$D$11:$BG$23,$BD27,AK$29),0)*Support_GJperGWh*(1+AK$241)","v":0},{"$f":"IFERROR(INDEX(Fuels!$D$11:$BG$23,$BD27,AL$29),0)*Support_GJperGWh*(1+AL$241)","v":0},{"$f":"IFERROR(INDEX(Fuels!$D$11:$BG$23,$BD27,AM$29),0)*Support_GJperGWh*(1+AM$241)","v":0},{"$f":"IFERROR(INDEX(Fuels!$D$11:$BG$23,$BD27,AN$29),0)*Support_GJperGWh*(1+AN$241)","v":0},{"$f":"IFERROR(INDEX(Fuels!$D$11:$BG$23,$BD27,AO$29),0)*Support_GJperGWh*(1+AO$241)","v":0},{"$f":"IFERROR(INDEX(Fuels!$D$11:$BG$23,$BD27,AP$29),0)*Support_GJperGWh*(1+AP$241)","v":0},{"$f":"IFERROR(INDEX(Fuels!$D$11:$BG$23,$BD27,AQ$29),0)*Support_GJperGWh*(1+AQ$241)","v":0},{"$f":"IFERROR(INDEX(Fuels!$D$11:$BG$23,$BD27,AR$29),0)*Support_GJperGWh*(1+AR$241)","v":0},{"$f":"IFERROR(INDEX(Fuels!$D$11:$BG$23,$BD27,AS$29),0)*Support_GJperGWh*(1+AS$241)","v":0},{"$f":"IFERROR(INDEX(Fuels!$D$11:$BG$23,$BD27,AT$29),0)*Support_GJperGWh*(1+AT$241)","v":0},{"$f":"IFERROR(INDEX(Fuels!$D$11:$BG$23,$BD27,AU$29),0)*Support_GJperGWh*(1+AU$241)","v":0},{"$f":"IFERROR(INDEX(Fuels!$D$11:$BG$23,$BD27,AV$29),0)*Support_GJperGWh*(1+AV$241)","v":0},{"$f":"IFERROR(INDEX(Fuels!$D$11:$BG$23,$BD27,AW$29),0)*Support_GJperGWh*(1+AW$241)","v":0},{"$f":"IFERROR(INDEX(Fuels!$D$11:$BG$23,$BD27,AX$29),0)*Support_GJperGWh*(1+AX$241)","v":0},null,{"$f":"IFERROR(INDEX(Technologies!$D$34:$D$65,MATCH(Evaluation!B33,Technologies!$B$34:$B$65,0)),\"\")","v":""},{"$f":"Centralised!S304","v":0},{"$f":"Centralised!Q304","v":0},{"$f":"IFERROR(BA30*Centralised!K304,0)","v":0},{"$f":"IFERROR(MATCH(AZ30,Fuels!$C$11:$C$23,0),\"\")","v":""}]
[null,{"$f":"Centralised!$F$302","v":"Heat Pump -excess heat"},null,{"$f":"IFERROR(INDEX(Fuels!$D$11:$BG$23,$BD28,D$29),0)*Support_GJperGWh*(1+D$241)","v":159000},{"$f":"IFERROR(INDEX(Fuels!$D$11:$BG$23,$BD28,E$29),0)*Support_GJperGWh*(1+E$241)","v":143302.394381133},{"$f":"IFERROR(INDEX(Fuels!$D$11:$BG$23,$BD28,F$29),0)*Support_GJperGWh*(1+F$241)","v":129154.56751802376},{"$f":"IFERROR(INDEX(Fuels!$D$11:$BG$23,$BD28,G$29),0)*Support_GJperGWh*(1+G$241)","v":116403.51428045603},{"$f":"IFERROR(INDEX(Fuels!$D$11:$BG$23,$BD28,H$29),0)*Support_GJperGWh*(1+H$241)","v":104911.33528784753},{"$f":"IFERROR(INDEX(Fuels!$D$11:$BG$23,$BD28,I$29),0)*Support_GJperGWh*(1+I$241)","v":94553.745562706914},{"$f":"IFERROR(INDEX(Fuels!$D$11:$BG$23,$BD28,J$29),0)*Support_GJperGWh*(1+J$241)","v":92654.203793828725},{"$f":"IFERROR(INDEX(Fuels!$D$11:$BG$23,$BD28,K$29),0)*Support_GJperGWh*(1+K$241)","v":90792.822955649142},{"$f":"IFERROR(INDEX(Fuels!$D$11:$BG$23,$BD28,L$29),0)*Support_GJperGWh*(1+L$241)","v":88968.836412416524},{"$f":"IFERROR(INDEX(Fuels!$D$11:$BG$23,$BD28,M$29),0)*Support_GJperGWh*(1+M$241)","v":87181.492929742992},{"$f":"IFERROR(INDEX(Fuels!$D$11:$BG$23,$BD28,N$29),0)*Support_GJperGWh*(1+N$241)","v":85430.056365198019},{"$f":"IFERROR(INDEX(Fuels!$D$11:$BG$23,$BD28,O$29),0)*Support_GJperGWh*(1+O$241)","v":83713.805365117965},{"$f":"IFERROR(INDEX(Fuels!$D$11:$BG$23,$BD28,P$29),0)*Support_GJperGWh*(1+P$241)","v":82032.033067506316},{"$f":"IFERROR(INDEX(Fuels!$D$11:$BG$23,$BD28,Q$29),0)*Support_GJperGWh*(1+Q$241)","v":80384.046810902815},{"$f":"IFERROR(INDEX(Fuels!$D$11:$BG$23,$BD28,R$29),0)*Support_GJperGWh*(1+R$241)","v":78769.167849101068},{"$f":"IFERROR(INDEX(Fuels!$D$11:$BG$23,$BD28,S$29),0)*Support_GJperGWh*(1+S$241)","v":77186.731071597475},{"$f":"IFERROR(INDEX(Fuels!$D$11:$BG$23,$BD28,T$29),0)*Support_GJperGWh*(1+T$241)","v":77186.731071597475},{"$f":"IFERROR(INDEX(Fuels!$D$11:$BG$23,$BD28,U$29),0)*Support_GJperGWh*(1+U$241)","v":77186.731071597475},{"$f":"IFERROR(INDEX(Fuels!$D$11:$BG$23,$BD28,V$29),0)*Support_GJperGWh*(1+V$241)","v":77186.731071597475},{"$f":"IFERROR(INDEX(Fuels!$D$11:$BG$23,$BD28,W$29),0)*Support_GJperGWh*(1+W$241)","v":77186.731071597475},{"$f":"IFERROR(INDEX(Fuels!$D$11:$BG$23,$BD28,X$29),0)*Support_GJperGWh*(1+X$241)","v":77186.731071597475},{"$f":"IFERROR(INDEX(Fuels!$D$11:$BG$23,$BD28,Y$29),0)*Support_GJperGWh*(1+Y$241)","v":77186.731071597475},{"$f":"IFERROR(INDEX(Fuels!$D$11:$BG$23,$BD28,Z$29),0)*Support_GJperGWh*(1+Z$241)","v":77186.731071597475},{"$f":"IFERROR(INDEX(Fuels!$D$11:$BG$23,$BD28,AA$29),0)*Support_GJperGWh*(1+AA$241)","v":77186.731071597475},{"$f":"IFERROR(INDEX(Fuels!$D$11:$BG$23,$BD28,AB$29),0)*Support_GJperGWh*(1+AB$241)","v":77186.731071597475},{"$f":"IFERROR(INDEX(Fuels!$D$11:$BG$23,$BD28,AC$29),0)*Support_GJperGWh*(1+AC$241)","v":77186.731071597475},{"$f":"IFERROR(INDEX(Fuels!$D$11:$BG$23,$BD28,AD$29),0)*Support_GJperGWh*(1+AD$241)","v":77186.731071597475},{"$f":"IFERROR(INDEX(Fuels!$D$11:$BG$23,$BD28,AE$29),0)*Support_GJperGWh*(1+AE$241)","v":77186.731071597475},{"$f":"IFERROR(INDEX(Fuels!$D$11:$BG$23,$BD28,AF$29),0)*Support_GJperGWh*(1+AF$241)","v":77186.731071597475},{"$f":"IFERROR(INDEX(Fuels!$D$11:$BG$23,$BD28,AG$29),0)*Support_GJperGWh*(1+AG$241)","v":77186.731071597475},{"$f":"IFERROR(INDEX(Fuels!$D$11:$BG$23,$BD28,AH$29),0)*Support_GJperGWh*(1+AH$241)","v":77186.731071597475},{"$f":"IFERROR(INDEX(Fuels!$D$11:$BG$23,$BD28,AI$29),0)*Support_GJperGWh*(1+AI$241)","v":77186.731071597475},{"$f":"IFERROR(INDEX(Fuels!$D$11:$BG$23,$BD28,AJ$29),0)*Support_GJperGWh*(1+AJ$241)","v":77186.731071597475},{"$f":"IFERROR(INDEX(Fuels!$D$11:$BG$23,$BD28,AK$29),0)*Support_GJperGWh*(1+AK$241)","v":77186.731071597475},{"$f":"IFERROR(INDEX(Fuels!$D$11:$BG$23,$BD28,AL$29),0)*Support_GJperGWh*(1+AL$241)","v":77186.731071597475},{"$f":"IFERROR(INDEX(Fuels!$D$11:$BG$23,$BD28,AM$29),0)*Support_GJperGWh*(1+AM$241)","v":77186.731071597475},{"$f":"IFERROR(INDEX(Fuels!$D$11:$BG$23,$BD28,AN$29),0)*Support_GJperGWh*(1+AN$241)","v":77186.731071597475},{"$f":"IFERROR(INDEX(Fuels!$D$11:$BG$23,$BD28,AO$29),0)*Support_GJperGWh*(1+AO$241)","v":77186.731071597475},{"$f":"IFERROR(INDEX(Fuels!$D$11:$BG$23,$BD28,AP$29),0)*Support_GJperGWh*(1+AP$241)","v":77186.731071597475},{"$f":"IFERROR(INDEX(Fuels!$D$11:$BG$23,$BD28,AQ$29),0)*Support_GJperGWh*(1+AQ$241)","v":77186.731071597475},{"$f":"IFERROR(INDEX(Fuels!$D$11:$BG$23,$BD28,AR$29),0)*Support_GJperGWh*(1+AR$241)","v":77186.731071597475},{"$f":"IFERROR(INDEX(Fuels!$D$11:$BG$23,$BD28,AS$29),0)*Support_GJperGWh*(1+AS$241)","v":77186.731071597475},{"$f":"IFERROR(INDEX(Fuels!$D$11:$BG$23,$BD28,AT$29),0)*Support_GJperGWh*(1+AT$241)","v":77186.731071597475},{"$f":"IFERROR(INDEX(Fuels!$D$11:$BG$23,$BD28,AU$29),0)*Support_GJperGWh*(1+AU$241)","v":77186.731071597475},{"$f":"IFERROR(INDEX(Fuels!$D$11:$BG$23,$BD28,AV$29),0)*Support_GJperGWh*(1+AV$241)","v":77186.731071597475},{"$f":"IFERROR(INDEX(Fuels!$D$11:$BG$23,$BD28,AW$29),0)*Support_GJperGWh*(1+AW$241)","v":77186.731071597475},{"$f":"IFERROR(INDEX(Fuels!$D$11:$BG$23,$BD28,AX$29),0)*Support_GJperGWh*(1+AX$241)","v":77186.731071597475},null,{"$f":"IFERROR(INDEX(Technologies!$D$34:$D$65,MATCH(Evaluation!B34,Technologies!$B$34:$B$65,0)),\"\")","v":""},{"$f":"Centralised!S305","v":0},{"$f":"Centralised!Q305","v":0},{"$f":"IFERROR(BA31*Centralised!K305,0)","v":0},{"$f":"IFERROR(MATCH(AZ31,Fuels!$C$11:$C$23,0),\"\")","v":""}]
[null,{"$f":"Centralised!$F$303","v":"Gas boiler"},null,{"$f":"IFERROR(INDEX(Fuels!$D$11:$BG$23,$BD29,D$29),0)*Support_GJperGWh*(1+D$241)","v":52305.586136595324},{"$f":"IFERROR(INDEX(Fuels!$D$11:$BG$23,$BD29,E$29),0)*Support_GJperGWh*(1+E$241)","v":44569.989806320082},{"$f":"IFERROR(INDEX(Fuels!$D$11:$BG$23,$BD29,F$29),0)*Support_GJperGWh*(1+F$241)","v":39039.225280326202},{"$f":"IFERROR(INDEX(Fuels!$D$11:$BG$23,$BD29,G$29),0)*Support_GJperGWh*(1+G$241)","v":34891.15188583079},{"$f":"IFERROR(INDEX(Fuels!$D$11:$BG$23,$BD29,H$29),0)*Support_GJperGWh*(1+H$241)","v":31677.329255861365},{"$f":"IFERROR(INDEX(Fuels!$D$11:$BG$23,$BD29,I$29),0)*Support_GJperGWh*(1+I$241)","v":29098.797145769626},{"$f":"IFERROR(INDEX(Fuels!$D$11:$BG$23,$BD29,J$29),0)*Support_GJperGWh*(1+J$241)","v":28812.293577981651},{"$f":"IFERROR(INDEX(Fuels!$D$11:$BG$23,$BD29,K$29),0)*Support_GJperGWh*(1+K$241)","v":28525.790010193679},{"$f":"IFERROR(INDEX(Fuels!$D$11:$BG$23,$BD29,L$29),0)*Support_GJperGWh*(1+L$241)","v":28239.286442405712},{"$f":"IFERROR(INDEX(Fuels!$D$11:$BG$23,$BD29,M$29),0)*Support_GJperGWh*(1+M$241)","v":27965.239551478084},{"$f":"IFERROR(INDEX(Fuels!$D$11:$BG$23,$BD29,N$29),0)*Support_GJperGWh*(1+N$241)","v":27678.735983690116},{"$f":"IFERROR(INDEX(Fuels!$D$11:$BG$23,$BD29,O$29),0)*Support_GJperGWh*(1+O$241)","v":27367.319062181446},{"$f":"IFERROR(INDEX(Fuels!$D$11:$BG$23,$BD29,P$29),0)*Support_GJperGWh*(1+P$241)","v":27068.358817533132},{"$f":"IFERROR(INDEX(Fuels!$D$11:$BG$23,$BD29,Q$29),0)*Support_GJperGWh*(1+Q$241)","v":26756.941896024469},{"$f":"IFERROR(INDEX(Fuels!$D$11:$BG$23,$BD29,R$29),0)*Support_GJperGWh*(1+R$241)","v":26457.981651376147},{"$f":"IFERROR(INDEX(Fuels!$D$11:$BG$23,$BD29,S$29),0)*Support_GJperGWh*(1+S$241)","v":26146.564729867485},{"$f":"IFERROR(INDEX(Fuels!$D$11:$BG$23,$BD29,T$29),0)*Support_GJperGWh*(1+T$241)","v":25872.517838939861},{"$f":"IFERROR(INDEX(Fuels!$D$11:$BG$23,$BD29,U$29),0)*Support_GJperGWh*(1+U$241)","v":25586.014271151886},{"$f":"IFERROR(INDEX(Fuels!$D$11:$BG$23,$BD29,V$29),0)*Support_GJperGWh*(1+V$241)","v":25299.510703363918},{"$f":"IFERROR(INDEX(Fuels!$D$11:$BG$23,$BD29,W$29),0)*Support_GJperGWh*(1+W$241)","v":25013.007135575943},{"$f":"IFERROR(INDEX(Fuels!$D$11:$BG$23,$BD29,X$29),0)*Support_GJperGWh*(1+X$241)","v":24738.960244648319},{"$f":"IFERROR(INDEX(Fuels!$D$11:$BG$23,$BD29,Y$29),0)*Support_GJperGWh*(1+Y$241)","v":24738.960244648319},{"$f":"IFERROR(INDEX(Fuels!$D$11:$BG$23,$BD29,Z$29),0)*Support_GJperGWh*(1+Z$241)","v":24738.960244648319},{"$f":"IFERROR(INDEX(Fuels!$D$11:$BG$23,$BD29,AA$29),0)*Support_GJperGWh*(1+AA$241)","v":24738.960244648319},{"$f":"IFERROR(INDEX(Fuels!$D$11:$BG$23,$BD29,AB$29),0)*Support_GJperGWh*(1+AB$241)","v":24738.960244648319},{"$f":"IFERROR(INDEX(Fuels!$D$11:$BG$23,$BD29,AC$29),0)*Support_GJperGWh*(1+AC$241)","v":24738.960244648319},{"$f":"IFERROR(INDEX(Fuels!$D$11:$BG$23,$BD29,AD$29),0)*Support_GJperGWh*(1+AD$241)","v":24738.960244648319},{"$f":"IFERROR(INDEX(Fuels!$D$11:$BG$23,$BD29,AE$29),0)*Support_GJperGWh*(1+AE$241)","v":24738.960244648319},{"$f":"IFERROR(INDEX(Fuels!$D$11:$BG$23,$BD29,AF$29),0)*Support_GJperGWh*(1+AF$241)","v":24738.960244648319},{"$f":"IFERROR(INDEX(Fuels!$D$11:$BG$23,$BD29,AG$29),0)*Support_GJperGWh*(1+AG$241)","v":24738.960244648319},{"$f":"IFERROR(INDEX(Fuels!$D$11:$BG$23,$BD29,AH$29),0)*Support_GJperGWh*(1+AH$241)","v":24738.960244648319},{"$f":"IFERROR(INDEX(Fuels!$D$11:$BG$23,$BD29,AI$29),0)*Support_GJperGWh*(1+AI$241)","v":24738.960244648319},{"$f":"IFERROR(INDEX(Fuels!$D$11:$BG$23,$BD29,AJ$29),0)*Support_GJperGWh*(1+AJ$241)","v":24738.960244648319},{"$f":"IFERROR(INDEX(Fuels!$D$11:$BG$23,$BD29,AK$29),0)*Support_GJperGWh*(1+AK$241)","v":24738.960244648319},{"$f":"IFERROR(INDEX(Fuels!$D$11:$BG$23,$BD29,AL$29),0)*Support_GJperGWh*(1+AL$241)","v":24738.960244648319},{"$f":"IFERROR(INDEX(Fuels!$D$11:$BG$23,$BD29,AM$29),0)*Support_GJperGWh*(1+AM$241)","v":24738.960244648319},{"$f":"IFERROR(INDEX(Fuels!$D$11:$BG$23,$BD29,AN$29),0)*Support_GJperGWh*(1+AN$241)","v":24738.960244648319},{"$f":"IFERROR(INDEX(Fuels!$D$11:$BG$23,$BD29,AO$29),0)*Support_GJperGWh*(1+AO$241)","v":24738.960244648319},{"$f":"IFERROR(INDEX(Fuels!$D$11:$BG$23,$BD29,AP$29),0)*Support_GJperGWh*(1+AP$241)","v":24738.960244648319},{"$f":"IFERROR(INDEX(Fuels!$D$11:$BG$23,$BD29,AQ$29),0)*Support_GJperGWh*(1+AQ$241)","v":24738.960244648319},{"$f":"IFERROR(INDEX(Fuels!$D$11:$BG$23,$BD29,AR$29),0)*Support_GJperGWh*(1+AR$241)","v":24738.960244648319},{"$f":"IFERROR(INDEX(Fuels!$D$11:$BG$23,$BD29,AS$29),0)*Support_GJperGWh*(1+AS$241)","v":24738.960244648319},{"$f":"IFERROR(INDEX(Fuels!$D$11:$BG$23,$BD29,AT$29),0)*Support_GJperGWh*(1+AT$241)","v":24738.960244648319},{"$f":"IFERROR(INDEX(Fuels!$D$11:$BG$23,$BD29,AU$29),0)*Support_GJperGWh*(1+AU$241)","v":24738.960244648319},{"$f":"IFERROR(INDEX(Fuels!$D$11:$BG$23,$BD29,AV$29),0)*Support_GJperGWh*(1+AV$241)","v":24738.960244648319},{"$f":"IFERROR(INDEX(Fuels!$D$11:$BG$23,$BD29,AW$29),0)*Support_GJperGWh*(1+AW$241)","v":24738.960244648319},{"$f":"IFERROR(INDEX(Fuels!$D$11:$BG$23,$BD29,AX$29),0)*Support_GJperGWh*(1+AX$241)","v":24738.960244648319},null,{"$f":"IFERROR(INDEX(Technologies!$D$34:$D$65,MATCH(Evaluation!B35,Technologies!$B$34:$B$65,0)),\"\")","v":""},{"$f":"Centralised!S306","v":0},{"$f":"Centralised!Q306","v":0},{"$f":"IFERROR(BA32*Centralised!K306,0)","v":0},{"$f":"IFERROR(MATCH(AZ32,Fuels!$C$11:$C$23,0),\"\")","v":""}]
[null,{"$f":"Centralised!$F$304","v":0},null,{"$f":"IFERROR(INDEX(Fuels!$D$11:$BG$23,$BD30,D$29),0)*Support_GJperGWh*(1+D$241)","v":0},{"$f":"IFERROR(INDEX(Fuels!$D$11:$BG$23,$BD30,E$29),0)*Support_GJperGWh*(1+E$241)","v":0},{"$f":"IFERROR(INDEX(Fuels!$D$11:$BG$23,$BD30,F$29),0)*Support_GJperGWh*(1+F$241)","v":0},{"$f":"IFERROR(INDEX(Fuels!$D$11:$BG$23,$BD30,G$29),0)*Support_GJperGWh*(1+G$241)","v":0},{"$f":"IFERROR(INDEX(Fuels!$D$11:$BG$23,$BD30,H$29),0)*Support_GJperGWh*(1+H$241)","v":0},{"$f":"IFERROR(INDEX(Fuels!$D$11:$BG$23,$BD30,I$29),0)*Support_GJperGWh*(1+I$241)","v":0},{"$f":"IFERROR(INDEX(Fuels!$D$11:$BG$23,$BD30,J$29),0)*Support_GJperGWh*(1+J$241)","v":0},{"$f":"IFERROR(INDEX(Fuels!$D$11:$BG$23,$BD30,K$29),0)*Support_GJperGWh*(1+K$241)","v":0},{"$f":"IFERROR(INDEX(Fuels!$D$11:$BG$23,$BD30,L$29),0)*Support_GJperGWh*(1+L$241)","v":0},{"$f":"IFERROR(INDEX(Fuels!$D$11:$BG$23,$BD30,M$29),0)*Support_GJperGWh*(1+M$241)","v":0},{"$f":"IFERROR(INDEX(Fuels!$D$11:$BG$23,$BD30,N$29),0)*Support_GJperGWh*(1+N$241)","v":0},{"$f":"IFERROR(INDEX(Fuels!$D$11:$BG$23,$BD30,O$29),0)*Support_GJperGWh*(1+O$241)","v":0},{"$f":"IFERROR(INDEX(Fuels!$D$11:$BG$23,$BD30,P$29),0)*Support_GJperGWh*(1+P$241)","v":0},{"$f":"IFERROR(INDEX(Fuels!$D$11:$BG$23,$BD30,Q$29),0)*Support_GJperGWh*(1+Q$241)","v":0},{"$f":"IFERROR(INDEX(Fuels!$D$11:$BG$23,$BD30,R$29),0)*Support_GJperGWh*(1+R$241)","v":0},{"$f":"IFERROR(INDEX(Fuels!$D$11:$BG$23,$BD30,S$29),0)*Support_GJperGWh*(1+S$241)","v":0},{"$f":"IFERROR(INDEX(Fuels!$D$11:$BG$23,$BD30,T$29),0)*Support_GJperGWh*(1+T$241)","v":0},{"$f":"IFERROR(INDEX(Fuels!$D$11:$BG$23,$BD30,U$29),0)*Support_GJperGWh*(1+U$241)","v":0},{"$f":"IFERROR(INDEX(Fuels!$D$11:$BG$23,$BD30,V$29),0)*Support_GJperGWh*(1+V$241)","v":0},{"$f":"IFERROR(INDEX(Fuels!$D$11:$BG$23,$BD30,W$29),0)*Support_GJperGWh*(1+W$241)","v":0},{"$f":"IFERROR(INDEX(Fuels!$D$11:$BG$23,$BD30,X$29),0)*Support_GJperGWh*(1+X$241)","v":0},{"$f":"IFERROR(INDEX(Fuels!$D$11:$BG$23,$BD30,Y$29),0)*Support_GJperGWh*(1+Y$241)","v":0},{"$f":"IFERROR(INDEX(Fuels!$D$11:$BG$23,$BD30,Z$29),0)*Support_GJperGWh*(1+Z$241)","v":0},{"$f":"IFERROR(INDEX(Fuels!$D$11:$BG$23,$BD30,AA$29),0)*Support_GJperGWh*(1+AA$241)","v":0},{"$f":"IFERROR(INDEX(Fuels!$D$11:$BG$23,$BD30,AB$29),0)*Support_GJperGWh*(1+AB$241)","v":0},{"$f":"IFERROR(INDEX(Fuels!$D$11:$BG$23,$BD30,AC$29),0)*Support_GJperGWh*(1+AC$241)","v":0},{"$f":"IFERROR(INDEX(Fuels!$D$11:$BG$23,$BD30,AD$29),0)*Support_GJperGWh*(1+AD$241)","v":0},{"$f":"IFERROR(INDEX(Fuels!$D$11:$BG$23,$BD30,AE$29),0)*Support_GJperGWh*(1+AE$241)","v":0},{"$f":"IFERROR(INDEX(Fuels!$D$11:$BG$23,$BD30,AF$29),0)*Support_GJperGWh*(1+AF$241)","v":0},{"$f":"IFERROR(INDEX(Fuels!$D$11:$BG$23,$BD30,AG$29),0)*Support_GJperGWh*(1+AG$241)","v":0},{"$f":"IFERROR(INDEX(Fuels!$D$11:$BG$23,$BD30,AH$29),0)*Support_GJperGWh*(1+AH$241)","v":0},{"$f":"IFERROR(INDEX(Fuels!$D$11:$BG$23,$BD30,AI$29),0)*Support_GJperGWh*(1+AI$241)","v":0},{"$f":"IFERROR(INDEX(Fuels!$D$11:$BG$23,$BD30,AJ$29),0)*Support_GJperGWh*(1+AJ$241)","v":0},{"$f":"IFERROR(INDEX(Fuels!$D$11:$BG$23,$BD30,AK$29),0)*Support_GJperGWh*(1+AK$241)","v":0},{"$f":"IFERROR(INDEX(Fuels!$D$11:$BG$23,$BD30,AL$29),0)*Support_GJperGWh*(1+AL$241)","v":0},{"$f":"IFERROR(INDEX(Fuels!$D$11:$BG$23,$BD30,AM$29),0)*Support_GJperGWh*(1+AM$241)","v":0},{"$f":"IFERROR(INDEX(Fuels!$D$11:$BG$23,$BD30,AN$29),0)*Support_GJperGWh*(1+AN$241)","v":0},{"$f":"IFERROR(INDEX(Fuels!$D$11:$BG$23,$BD30,AO$29),0)*Support_GJperGWh*(1+AO$241)","v":0},{"$f":"IFERROR(INDEX(Fuels!$D$11:$BG$23,$BD30,AP$29),0)*Support_GJperGWh*(1+AP$241)","v":0},{"$f":"IFERROR(INDEX(Fuels!$D$11:$BG$23,$BD30,AQ$29),0)*Support_GJperGWh*(1+AQ$241)","v":0},{"$f":"IFERROR(INDEX(Fuels!$D$11:$BG$23,$BD30,AR$29),0)*Support_GJperGWh*(1+AR$241)","v":0},{"$f":"IFERROR(INDEX(Fuels!$D$11:$BG$23,$BD30,AS$29),0)*Support_GJperGWh*(1+AS$241)","v":0},{"$f":"IFERROR(INDEX(Fuels!$D$11:$BG$23,$BD30,AT$29),0)*Support_GJperGWh*(1+AT$241)","v":0},{"$f":"IFERROR(INDEX(Fuels!$D$11:$BG$23,$BD30,AU$29),0)*Support_GJperGWh*(1+AU$241)","v":0},{"$f":"IFERROR(INDEX(Fuels!$D$11:$BG$23,$BD30,AV$29),0)*Support_GJperGWh*(1+AV$241)","v":0},{"$f":"IFERROR(INDEX(Fuels!$D$11:$BG$23,$BD30,AW$29),0)*Support_GJperGWh*(1+AW$241)","v":0},{"$f":"IFERROR(INDEX(Fuels!$D$11:$BG$23,$BD30,AX$29),0)*Support_GJperGWh*(1+AX$241)","v":0},null,{"$f":"IFERROR(INDEX(Technologies!$D$34:$D$65,MATCH(Evaluation!B36,Technologies!$B$34:$B$65,0)),\"\")","v":""},{"$f":"Centralised!S307","v":0},{"$f":"Centralised!Q307","v":0},{"$f":"IFERROR(BA33*Centralised!K307,0)","v":0},{"$f":"IFERROR(MATCH(AZ33,Fuels!$C$11:$C$23,0),\"\")","v":""}]
[null,{"$f":"Centralised!$F$305","v":0},null,{"$f":"IFERROR(INDEX(Fuels!$D$11:$BG$23,$BD31,D$29),0)*Support_GJperGWh*(1+D$241)","v":0},{"$f":"IFERROR(INDEX(Fuels!$D$11:$BG$23,$BD31,E$29),0)*Support_GJperGWh*(1+E$241)","v":0},{"$f":"IFERROR(INDEX(Fuels!$D$11:$BG$23,$BD31,F$29),0)*Support_GJperGWh*(1+F$241)","v":0},{"$f":"IFERROR(INDEX(Fuels!$D$11:$BG$23,$BD31,G$29),0)*Support_GJperGWh*(1+G$241)","v":0},{"$f":"IFERROR(INDEX(Fuels!$D$11:$BG$23,$BD31,H$29),0)*Support_GJperGWh*(1+H$241)","v":0},{"$f":"IFERROR(INDEX(Fuels!$D$11:$BG$23,$BD31,I$29),0)*Support_GJperGWh*(1+I$241)","v":0},{"$f":"IFERROR(INDEX(Fuels!$D$11:$BG$23,$BD31,J$29),0)*Support_GJperGWh*(1+J$241)","v":0},{"$f":"IFERROR(INDEX(Fuels!$D$11:$BG$23,$BD31,K$29),0)*Support_GJperGWh*(1+K$241)","v":0},{"$f":"IFERROR(INDEX(Fuels!$D$11:$BG$23,$BD31,L$29),0)*Support_GJperGWh*(1+L$241)","v":0},{"$f":"IFERROR(INDEX(Fuels!$D$11:$BG$23,$BD31,M$29),0)*Support_GJperGWh*(1+M$241)","v":0},{"$f":"IFERROR(INDEX(Fuels!$D$11:$BG$23,$BD31,N$29),0)*Support_GJperGWh*(1+N$241)","v":0},{"$f":"IFERROR(INDEX(Fuels!$D$11:$BG$23,$BD31,O$29),0)*Support_GJperGWh*(1+O$241)","v":0},{"$f":"IFERROR(INDEX(Fuels!$D$11:$BG$23,$BD31,P$29),0)*Support_GJperGWh*(1+P$241)","v":0},{"$f":"IFERROR(INDEX(Fuels!$D$11:$BG$23,$BD31,Q$29),0)*Support_GJperGWh*(1+Q$241)","v":0},{"$f":"IFERROR(INDEX(Fuels!$D$11:$BG$23,$BD31,R$29),0)*Support_GJperGWh*(1+R$241)","v":0},{"$f":"IFERROR(INDEX(Fuels!$D$11:$BG$23,$BD31,S$29),0)*Support_GJperGWh*(1+S$241)","v":0},{"$f":"IFERROR(INDEX(Fuels!$D$11:$BG$23,$BD31,T$29),0)*Support_GJperGWh*(1+T$241)","v":0},{"$f":"IFERROR(INDEX(Fuels!$D$11:$BG$23,$BD31,U$29),0)*Support_GJperGWh*(1+U$241)","v":0},{"$f":"IFERROR(INDEX(Fuels!$D$11:$BG$23,$BD31,V$29),0)*Support_GJperGWh*(1+V$241)","v":0},{"$f":"IFERROR(INDEX(Fuels!$D$11:$BG$23,$BD31,W$29),0)*Support_GJperGWh*(1+W$241)","v":0},{"$f":"IFERROR(INDEX(Fuels!$D$11:$BG$23,$BD31,X$29),0)*Support_GJperGWh*(1+X$241)","v":0},{"$f":"IFERROR(INDEX(Fuels!$D$11:$BG$23,$BD31,Y$29),0)*Support_GJperGWh*(1+Y$241)","v":0},{"$f":"IFERROR(INDEX(Fuels!$D$11:$BG$23,$BD31,Z$29),0)*Support_GJperGWh*(1+Z$241)","v":0},{"$f":"IFERROR(INDEX(Fuels!$D$11:$BG$23,$BD31,AA$29),0)*Support_GJperGWh*(1+AA$241)","v":0},{"$f":"IFERROR(INDEX(Fuels!$D$11:$BG$23,$BD31,AB$29),0)*Support_GJperGWh*(1+AB$241)","v":0},{"$f":"IFERROR(INDEX(Fuels!$D$11:$BG$23,$BD31,AC$29),0)*Support_GJperGWh*(1+AC$241)","v":0},{"$f":"IFERROR(INDEX(Fuels!$D$11:$BG$23,$BD31,AD$29),0)*Support_GJperGWh*(1+AD$241)","v":0},{"$f":"IFERROR(INDEX(Fuels!$D$11:$BG$23,$BD31,AE$29),0)*Support_GJperGWh*(1+AE$241)","v":0},{"$f":"IFERROR(INDEX(Fuels!$D$11:$BG$23,$BD31,AF$29),0)*Support_GJperGWh*(1+AF$241)","v":0},{"$f":"IFERROR(INDEX(Fuels!$D$11:$BG$23,$BD31,AG$29),0)*Support_GJperGWh*(1+AG$241)","v":0},{"$f":"IFERROR(INDEX(Fuels!$D$11:$BG$23,$BD31,AH$29),0)*Support_GJperGWh*(1+AH$241)","v":0},{"$f":"IFERROR(INDEX(Fuels!$D$11:$BG$23,$BD31,AI$29),0)*Support_GJperGWh*(1+AI$241)","v":0},{"$f":"IFERROR(INDEX(Fuels!$D$11:$BG$23,$BD31,AJ$29),0)*Support_GJperGWh*(1+AJ$241)","v":0},{"$f":"IFERROR(INDEX(Fuels!$D$11:$BG$23,$BD31,AK$29),0)*Support_GJperGWh*(1+AK$241)","v":0},{"$f":"IFERROR(INDEX(Fuels!$D$11:$BG$23,$BD31,AL$29),0)*Support_GJperGWh*(1+AL$241)","v":0},{"$f":"IFERROR(INDEX(Fuels!$D$11:$BG$23,$BD31,AM$29),0)*Support_GJperGWh*(1+AM$241)","v":0},{"$f":"IFERROR(INDEX(Fuels!$D$11:$BG$23,$BD31,AN$29),0)*Support_GJperGWh*(1+AN$241)","v":0},{"$f":"IFERROR(INDEX(Fuels!$D$11:$BG$23,$BD31,AO$29),0)*Support_GJperGWh*(1+AO$241)","v":0},{"$f":"IFERROR(INDEX(Fuels!$D$11:$BG$23,$BD31,AP$29),0)*Support_GJperGWh*(1+AP$241)","v":0},{"$f":"IFERROR(INDEX(Fuels!$D$11:$BG$23,$BD31,AQ$29),0)*Support_GJperGWh*(1+AQ$241)","v":0},{"$f":"IFERROR(INDEX(Fuels!$D$11:$BG$23,$BD31,AR$29),0)*Support_GJperGWh*(1+AR$241)","v":0},{"$f":"IFERROR(INDEX(Fuels!$D$11:$BG$23,$BD31,AS$29),0)*Support_GJperGWh*(1+AS$241)","v":0},{"$f":"IFERROR(INDEX(Fuels!$D$11:$BG$23,$BD31,AT$29),0)*Support_GJperGWh*(1+AT$241)","v":0},{"$f":"IFERROR(INDEX(Fuels!$D$11:$BG$23,$BD31,AU$29),0)*Support_GJperGWh*(1+AU$241)","v":0},{"$f":"IFERROR(INDEX(Fuels!$D$11:$BG$23,$BD31,AV$29),0)*Support_GJperGWh*(1+AV$241)","v":0},{"$f":"IFERROR(INDEX(Fuels!$D$11:$BG$23,$BD31,AW$29),0)*Support_GJperGWh*(1+AW$241)","v":0},{"$f":"IFERROR(INDEX(Fuels!$D$11:$BG$23,$BD31,AX$29),0)*Support_GJperGWh*(1+AX$241)","v":0},null,{"$f":"IFERROR(INDEX(Technologies!$D$34:$D$65,MATCH(Evaluation!B37,Technologies!$B$34:$B$65,0)),\"\")","v":""},{"$f":"Centralised!S308","v":0},{"$f":"Centralised!Q308","v":0},{"$f":"IFERROR(BA34*Centralised!K308,0)","v":0},{"$f":"IFERROR(MATCH(AZ34,Fuels!$C$11:$C$23,0),\"\")","v":""}]
[null,{"$f":"Centralised!$F$306","v":0},null,{"$f":"IFERROR(INDEX(Fuels!$D$11:$BG$23,$BD32,D$29),0)*Support_GJperGWh*(1+D$241)","v":0},{"$f":"IFERROR(INDEX(Fuels!$D$11:$BG$23,$BD32,E$29),0)*Support_GJperGWh*(1+E$241)","v":0},{"$f":"IFERROR(INDEX(Fuels!$D$11:$BG$23,$BD32,F$29),0)*Support_GJperGWh*(1+F$241)","v":0},{"$f":"IFERROR(INDEX(Fuels!$D$11:$BG$23,$BD32,G$29),0)*Support_GJperGWh*(1+G$241)","v":0},{"$f":"IFERROR(INDEX(Fuels!$D$11:$BG$23,$BD32,H$29),0)*Support_GJperGWh*(1+H$241)","v":0},{"$f":"IFERROR(INDEX(Fuels!$D$11:$BG$23,$BD32,I$29),0)*Support_GJperGWh*(1+I$241)","v":0},{"$f":"IFERROR(INDEX(Fuels!$D$11:$BG$23,$BD32,J$29),0)*Support_GJperGWh*(1+J$241)","v":0},{"$f":"IFERROR(INDEX(Fuels!$D$11:$BG$23,$BD32,K$29),0)*Support_GJperGWh*(1+K$241)","v":0},{"$f":"IFERROR(INDEX(Fuels!$D$11:$BG$23,$BD32,L$29),0)*Support_GJperGWh*(1+L$241)","v":0},{"$f":"IFERROR(INDEX(Fuels!$D$11:$BG$23,$BD32,M$29),0)*Support_GJperGWh*(1+M$241)","v":0},{"$f":"IFERROR(INDEX(Fuels!$D$11:$BG$23,$BD32,N$29),0)*Support_GJperGWh*(1+N$241)","v":0},{"$f":"IFERROR(INDEX(Fuels!$D$11:$BG$23,$BD32,O$29),0)*Support_GJperGWh*(1+O$241)","v":0},{"$f":"IFERROR(INDEX(Fuels!$D$11:$BG$23,$BD32,P$29),0)*Support_GJperGWh*(1+P$241)","v":0},{"$f":"IFERROR(INDEX(Fuels!$D$11:$BG$23,$BD32,Q$29),0)*Support_GJperGWh*(1+Q$241)","v":0},{"$f":"IFERROR(INDEX(Fuels!$D$11:$BG$23,$BD32,R$29),0)*Support_GJperGWh*(1+R$241)","v":0},{"$f":"IFERROR(INDEX(Fuels!$D$11:$BG$23,$BD32,S$29),0)*Support_GJperGWh*(1+S$241)","v":0},{"$f":"IFERROR(INDEX(Fuels!$D$11:$BG$23,$BD32,T$29),0)*Support_GJperGWh*(1+T$241)","v":0},{"$f":"IFERROR(INDEX(Fuels!$D$11:$BG$23,$BD32,U$29),0)*Support_GJperGWh*(1+U$241)","v":0},{"$f":"IFERROR(INDEX(Fuels!$D$11:$BG$23,$BD32,V$29),0)*Support_GJperGWh*(1+V$241)","v":0},{"$f":"IFERROR(INDEX(Fuels!$D$11:$BG$23,$BD32,W$29),0)*Support_GJperGWh*(1+W$241)","v":0},{"$f":"IFERROR(INDEX(Fuels!$D$11:$BG$23,$BD32,X$29),0)*Support_GJperGWh*(1+X$241)","v":0},{"$f":"IFERROR(INDEX(Fuels!$D$11:$BG$23,$BD32,Y$29),0)*Support_GJperGWh*(1+Y$241)","v":0},{"$f":"IFERROR(INDEX(Fuels!$D$11:$BG$23,$BD32,Z$29),0)*Support_GJperGWh*(1+Z$241)","v":0},{"$f":"IFERROR(INDEX(Fuels!$D$11:$BG$23,$BD32,AA$29),0)*Support_GJperGWh*(1+AA$241)","v":0},{"$f":"IFERROR(INDEX(Fuels!$D$11:$BG$23,$BD32,AB$29),0)*Support_GJperGWh*(1+AB$241)","v":0},{"$f":"IFERROR(INDEX(Fuels!$D$11:$BG$23,$BD32,AC$29),0)*Support_GJperGWh*(1+AC$241)","v":0},{"$f":"IFERROR(INDEX(Fuels!$D$11:$BG$23,$BD32,AD$29),0)*Support_GJperGWh*(1+AD$241)","v":0},{"$f":"IFERROR(INDEX(Fuels!$D$11:$BG$23,$BD32,AE$29),0)*Support_GJperGWh*(1+AE$241)","v":0},{"$f":"IFERROR(INDEX(Fuels!$D$11:$BG$23,$BD32,AF$29),0)*Support_GJperGWh*(1+AF$241)","v":0},{"$f":"IFERROR(INDEX(Fuels!$D$11:$BG$23,$BD32,AG$29),0)*Support_GJperGWh*(1+AG$241)","v":0},{"$f":"IFERROR(INDEX(Fuels!$D$11:$BG$23,$BD32,AH$29),0)*Support_GJperGWh*(1+AH$241)","v":0},{"$f":"IFERROR(INDEX(Fuels!$D$11:$BG$23,$BD32,AI$29),0)*Support_GJperGWh*(1+AI$241)","v":0},{"$f":"IFERROR(INDEX(Fuels!$D$11:$BG$23,$BD32,AJ$29),0)*Support_GJperGWh*(1+AJ$241)","v":0},{"$f":"IFERROR(INDEX(Fuels!$D$11:$BG$23,$BD32,AK$29),0)*Support_GJperGWh*(1+AK$241)","v":0},{"$f":"IFERROR(INDEX(Fuels!$D$11:$BG$23,$BD32,AL$29),0)*Support_GJperGWh*(1+AL$241)","v":0},{"$f":"IFERROR(INDEX(Fuels!$D$11:$BG$23,$BD32,AM$29),0)*Support_GJperGWh*(1+AM$241)","v":0},{"$f":"IFERROR(INDEX(Fuels!$D$11:$BG$23,$BD32,AN$29),0)*Support_GJperGWh*(1+AN$241)","v":0},{"$f":"IFERROR(INDEX(Fuels!$D$11:$BG$23,$BD32,AO$29),0)*Support_GJperGWh*(1+AO$241)","v":0},{"$f":"IFERROR(INDEX(Fuels!$D$11:$BG$23,$BD32,AP$29),0)*Support_GJperGWh*(1+AP$241)","v":0},{"$f":"IFERROR(INDEX(Fuels!$D$11:$BG$23,$BD32,AQ$29),0)*Support_GJperGWh*(1+AQ$241)","v":0},{"$f":"IFERROR(INDEX(Fuels!$D$11:$BG$23,$BD32,AR$29),0)*Support_GJperGWh*(1+AR$241)","v":0},{"$f":"IFERROR(INDEX(Fuels!$D$11:$BG$23,$BD32,AS$29),0)*Support_GJperGWh*(1+AS$241)","v":0},{"$f":"IFERROR(INDEX(Fuels!$D$11:$BG$23,$BD32,AT$29),0)*Support_GJperGWh*(1+AT$241)","v":0},{"$f":"IFERROR(INDEX(Fuels!$D$11:$BG$23,$BD32,AU$29),0)*Support_GJperGWh*(1+AU$241)","v":0},{"$f":"IFERROR(INDEX(Fuels!$D$11:$BG$23,$BD32,AV$29),0)*Support_GJperGWh*(1+AV$241)","v":0},{"$f":"IFERROR(INDEX(Fuels!$D$11:$BG$23,$BD32,AW$29),0)*Support_GJperGWh*(1+AW$241)","v":0},{"$f":"IFERROR(INDEX(Fuels!$D$11:$BG$23,$BD32,AX$29),0)*Support_GJperGWh*(1+AX$241)","v":0},null,{"$f":"IFERROR(INDEX(Technologies!$D$34:$D$65,MATCH(Evaluation!B38,Technologies!$B$34:$B$65,0)),\"\")","v":""},{"$f":"Centralised!S309","v":0},{"$f":"Centralised!Q309","v":0},{"$f":"IFERROR(BA35*Centralised!K309,0)","v":0},{"$f":"IFERROR(MATCH(AZ35,Fuels!$C$11:$C$23,0),\"\")","v":""}]
[null,{"$f":"Centralised!$F$307","v":0},null,{"$f":"IFERROR(INDEX(Fuels!$D$11:$BG$23,$BD33,D$29),0)*Support_GJperGWh*(1+D$241)","v":0},{"$f":"IFERROR(INDEX(Fuels!$D$11:$BG$23,$BD33,E$29),0)*Support_GJperGWh*(1+E$241)","v":0},{"$f":"IFERROR(INDEX(Fuels!$D$11:$BG$23,$BD33,F$29),0)*Support_GJperGWh*(1+F$241)","v":0},{"$f":"IFERROR(INDEX(Fuels!$D$11:$BG$23,$BD33,G$29),0)*Support_GJperGWh*(1+G$241)","v":0},{"$f":"IFERROR(INDEX(Fuels!$D$11:$BG$23,$BD33,H$29),0)*Support_GJperGWh*(1+H$241)","v":0},{"$f":"IFERROR(INDEX(Fuels!$D$11:$BG$23,$BD33,I$29),0)*Support_GJperGWh*(1+I$241)","v":0},{"$f":"IFERROR(INDEX(Fuels!$D$11:$BG$23,$BD33,J$29),0)*Support_GJperGWh*(1+J$241)","v":0},{"$f":"IFERROR(INDEX(Fuels!$D$11:$BG$23,$BD33,K$29),0)*Support_GJperGWh*(1+K$241)","v":0},{"$f":"IFERROR(INDEX(Fuels!$D$11:$BG$23,$BD33,L$29),0)*Support_GJperGWh*(1+L$241)","v":0},{"$f":"IFERROR(INDEX(Fuels!$D$11:$BG$23,$BD33,M$29),0)*Support_GJperGWh*(1+M$241)","v":0},{"$f":"IFERROR(INDEX(Fuels!$D$11:$BG$23,$BD33,N$29),0)*Support_GJperGWh*(1+N$241)","v":0},{"$f":"IFERROR(INDEX(Fuels!$D$11:$BG$23,$BD33,O$29),0)*Support_GJperGWh*(1+O$241)","v":0},{"$f":"IFERROR(INDEX(Fuels!$D$11:$BG$23,$BD33,P$29),0)*Support_GJperGWh*(1+P$241)","v":0},{"$f":"IFERROR(INDEX(Fuels!$D$11:$BG$23,$BD33,Q$29),0)*Support_GJperGWh*(1+Q$241)","v":0},{"$f":"IFERROR(INDEX(Fuels!$D$11:$BG$23,$BD33,R$29),0)*Support_GJperGWh*(1+R$241)","v":0},{"$f":"IFERROR(INDEX(Fuels!$D$11:$BG$23,$BD33,S$29),0)*Support_GJperGWh*(1+S$241)","v":0},{"$f":"IFERROR(INDEX(Fuels!$D$11:$BG$23,$BD33,T$29),0)*Support_GJperGWh*(1+T$241)","v":0},{"$f":"IFERROR(INDEX(Fuels!$D$11:$BG$23,$BD33,U$29),0)*Support_GJperGWh*(1+U$241)","v":0},{"$f":"IFERROR(INDEX(Fuels!$D$11:$BG$23,$BD33,V$29),0)*Support_GJperGWh*(1+V$241)","v":0},{"$f":"IFERROR(INDEX(Fuels!$D$11:$BG$23,$BD33,W$29),0)*Support_GJperGWh*(1+W$241)","v":0},{"$f":"IFERROR(INDEX(Fuels!$D$11:$BG$23,$BD33,X$29),0)*Support_GJperGWh*(1+X$241)","v":0},{"$f":"IFERROR(INDEX(Fuels!$D$11:$BG$23,$BD33,Y$29),0)*Support_GJperGWh*(1+Y$241)","v":0},{"$f":"IFERROR(INDEX(Fuels!$D$11:$BG$23,$BD33,Z$29),0)*Support_GJperGWh*(1+Z$241)","v":0},{"$f":"IFERROR(INDEX(Fuels!$D$11:$BG$23,$BD33,AA$29),0)*Support_GJperGWh*(1+AA$241)","v":0},{"$f":"IFERROR(INDEX(Fuels!$D$11:$BG$23,$BD33,AB$29),0)*Support_GJperGWh*(1+AB$241)","v":0},{"$f":"IFERROR(INDEX(Fuels!$D$11:$BG$23,$BD33,AC$29),0)*Support_GJperGWh*(1+AC$241)","v":0},{"$f":"IFERROR(INDEX(Fuels!$D$11:$BG$23,$BD33,AD$29),0)*Support_GJperGWh*(1+AD$241)","v":0},{"$f":"IFERROR(INDEX(Fuels!$D$11:$BG$23,$BD33,AE$29),0)*Support_GJperGWh*(1+AE$241)","v":0},{"$f":"IFERROR(INDEX(Fuels!$D$11:$BG$23,$BD33,AF$29),0)*Support_GJperGWh*(1+AF$241)","v":0},{"$f":"IFERROR(INDEX(Fuels!$D$11:$BG$23,$BD33,AG$29),0)*Support_GJperGWh*(1+AG$241)","v":0},{"$f":"IFERROR(INDEX(Fuels!$D$11:$BG$23,$BD33,AH$29),0)*Support_GJperGWh*(1+AH$241)","v":0},{"$f":"IFERROR(INDEX(Fuels!$D$11:$BG$23,$BD33,AI$29),0)*Support_GJperGWh*(1+AI$241)","v":0},{"$f":"IFERROR(INDEX(Fuels!$D$11:$BG$23,$BD33,AJ$29),0)*Support_GJperGWh*(1+AJ$241)","v":0},{"$f":"IFERROR(INDEX(Fuels!$D$11:$BG$23,$BD33,AK$29),0)*Support_GJperGWh*(1+AK$241)","v":0},{"$f":"IFERROR(INDEX(Fuels!$D$11:$BG$23,$BD33,AL$29),0)*Support_GJperGWh*(1+AL$241)","v":0},{"$f":"IFERROR(INDEX(Fuels!$D$11:$BG$23,$BD33,AM$29),0)*Support_GJperGWh*(1+AM$241)","v":0},{"$f":"IFERROR(INDEX(Fuels!$D$11:$BG$23,$BD33,AN$29),0)*Support_GJperGWh*(1+AN$241)","v":0},{"$f":"IFERROR(INDEX(Fuels!$D$11:$BG$23,$BD33,AO$29),0)*Support_GJperGWh*(1+AO$241)","v":0},{"$f":"IFERROR(INDEX(Fuels!$D$11:$BG$23,$BD33,AP$29),0)*Support_GJperGWh*(1+AP$241)","v":0},{"$f":"IFERROR(INDEX(Fuels!$D$11:$BG$23,$BD33,AQ$29),0)*Support_GJperGWh*(1+AQ$241)","v":0},{"$f":"IFERROR(INDEX(Fuels!$D$11:$BG$23,$BD33,AR$29),0)*Support_GJperGWh*(1+AR$241)","v":0},{"$f":"IFERROR(INDEX(Fuels!$D$11:$BG$23,$BD33,AS$29),0)*Support_GJperGWh*(1+AS$241)","v":0},{"$f":"IFERROR(INDEX(Fuels!$D$11:$BG$23,$BD33,AT$29),0)*Support_GJperGWh*(1+AT$241)","v":0},{"$f":"IFERROR(INDEX(Fuels!$D$11:$BG$23,$BD33,AU$29),0)*Support_GJperGWh*(1+AU$241)","v":0},{"$f":"IFERROR(INDEX(Fuels!$D$11:$BG$23,$BD33,AV$29),0)*Support_GJperGWh*(1+AV$241)","v":0},{"$f":"IFERROR(INDEX(Fuels!$D$11:$BG$23,$BD33,AW$29),0)*Support_GJperGWh*(1+AW$241)","v":0},{"$f":"IFERROR(INDEX(Fuels!$D$11:$BG$23,$BD33,AX$29),0)*Support_GJperGWh*(1+AX$241)","v":0},null,{"$f":"IFERROR(INDEX(Technologies!$D$34:$D$65,MATCH(Evaluation!B39,Technologies!$B$34:$B$65,0)),\"\")","v":""},{"$f":"Centralised!S310","v":0},{"$f":"Centralised!Q310","v":0},{"$f":"IFERROR(BA36*Centralised!K310,0)","v":0},{"$f":"IFERROR(MATCH(AZ36,Fuels!$C$11:$C$23,0),\"\")","v":""}]
[null,{"$f":"Centralised!$F$308","v":0},null,{"$f":"IFERROR(INDEX(Fuels!$D$11:$BG$23,$BD34,D$29),0)*Support_GJperGWh*(1+D$241)","v":0},{"$f":"IFERROR(INDEX(Fuels!$D$11:$BG$23,$BD34,E$29),0)*Support_GJperGWh*(1+E$241)","v":0},{"$f":"IFERROR(INDEX(Fuels!$D$11:$BG$23,$BD34,F$29),0)*Support_GJperGWh*(1+F$241)","v":0},{"$f":"IFERROR(INDEX(Fuels!$D$11:$BG$23,$BD34,G$29),0)*Support_GJperGWh*(1+G$241)","v":0},{"$f":"IFERROR(INDEX(Fuels!$D$11:$BG$23,$BD34,H$29),0)*Support_GJperGWh*(1+H$241)","v":0},{"$f":"IFERROR(INDEX(Fuels!$D$11:$BG$23,$BD34,I$29),0)*Support_GJperGWh*(1+I$241)","v":0},{"$f":"IFERROR(INDEX(Fuels!$D$11:$BG$23,$BD34,J$29),0)*Support_GJperGWh*(1+J$241)","v":0},{"$f":"IFERROR(INDEX(Fuels!$D$11:$BG$23,$BD34,K$29),0)*Support_GJperGWh*(1+K$241)","v":0},{"$f":"IFERROR(INDEX(Fuels!$D$11:$BG$23,$BD34,L$29),0)*Support_GJperGWh*(1+L$241)","v":0},{"$f":"IFERROR(INDEX(Fuels!$D$11:$BG$23,$BD34,M$29),0)*Support_GJperGWh*(1+M$241)","v":0},{"$f":"IFERROR(INDEX(Fuels!$D$11:$BG$23,$BD34,N$29),0)*Support_GJperGWh*(1+N$241)","v":0},{"$f":"IFERROR(INDEX(Fuels!$D$11:$BG$23,$BD34,O$29),0)*Support_GJperGWh*(1+O$241)","v":0},{"$f":"IFERROR(INDEX(Fuels!$D$11:$BG$23,$BD34,P$29),0)*Support_GJperGWh*(1+P$241)","v":0},{"$f":"IFERROR(INDEX(Fuels!$D$11:$BG$23,$BD34,Q$29),0)*Support_GJperGWh*(1+Q$241)","v":0},{"$f":"IFERROR(INDEX(Fuels!$D$11:$BG$23,$BD34,R$29),0)*Support_GJperGWh*(1+R$241)","v":0},{"$f":"IFERROR(INDEX(Fuels!$D$11:$BG$23,$BD34,S$29),0)*Support_GJperGWh*(1+S$241)","v":0},{"$f":"IFERROR(INDEX(Fuels!$D$11:$BG$23,$BD34,T$29),0)*Support_GJperGWh*(1+T$241)","v":0},{"$f":"IFERROR(INDEX(Fuels!$D$11:$BG$23,$BD34,U$29),0)*Support_GJperGWh*(1+U$241)","v":0},{"$f":"IFERROR(INDEX(Fuels!$D$11:$BG$23,$BD34,V$29),0)*Support_GJperGWh*(1+V$241)","v":0},{"$f":"IFERROR(INDEX(Fuels!$D$11:$BG$23,$BD34,W$29),0)*Support_GJperGWh*(1+W$241)","v":0},{"$f":"IFERROR(INDEX(Fuels!$D$11:$BG$23,$BD34,X$29),0)*Support_GJperGWh*(1+X$241)","v":0},{"$f":"IFERROR(INDEX(Fuels!$D$11:$BG$23,$BD34,Y$29),0)*Support_GJperGWh*(1+Y$241)","v":0},{"$f":"IFERROR(INDEX(Fuels!$D$11:$BG$23,$BD34,Z$29),0)*Support_GJperGWh*(1+Z$241)","v":0},{"$f":"IFERROR(INDEX(Fuels!$D$11:$BG$23,$BD34,AA$29),0)*Support_GJperGWh*(1+AA$241)","v":0},{"$f":"IFERROR(INDEX(Fuels!$D$11:$BG$23,$BD34,AB$29),0)*Support_GJperGWh*(1+AB$241)","v":0},{"$f":"IFERROR(INDEX(Fuels!$D$11:$BG$23,$BD34,AC$29),0)*Support_GJperGWh*(1+AC$241)","v":0},{"$f":"IFERROR(INDEX(Fuels!$D$11:$BG$23,$BD34,AD$29),0)*Support_GJperGWh*(1+AD$241)","v":0},{"$f":"IFERROR(INDEX(Fuels!$D$11:$BG$23,$BD34,AE$29),0)*Support_GJperGWh*(1+AE$241)","v":0},{"$f":"IFERROR(INDEX(Fuels!$D$11:$BG$23,$BD34,AF$29),0)*Support_GJperGWh*(1+AF$241)","v":0},{"$f":"IFERROR(INDEX(Fuels!$D$11:$BG$23,$BD34,AG$29),0)*Support_GJperGWh*(1+AG$241)","v":0},{"$f":"IFERROR(INDEX(Fuels!$D$11:$BG$23,$BD34,AH$29),0)*Support_GJperGWh*(1+AH$241)","v":0},{"$f":"IFERROR(INDEX(Fuels!$D$11:$BG$23,$BD34,AI$29),0)*Support_GJperGWh*(1+AI$241)","v":0},{"$f":"IFERROR(INDEX(Fuels!$D$11:$BG$23,$BD34,AJ$29),0)*Support_GJperGWh*(1+AJ$241)","v":0},{"$f":"IFERROR(INDEX(Fuels!$D$11:$BG$23,$BD34,AK$29),0)*Support_GJperGWh*(1+AK$241)","v":0},{"$f":"IFERROR(INDEX(Fuels!$D$11:$BG$23,$BD34,AL$29),0)*Support_GJperGWh*(1+AL$241)","v":0},{"$f":"IFERROR(INDEX(Fuels!$D$11:$BG$23,$BD34,AM$29),0)*Support_GJperGWh*(1+AM$241)","v":0},{"$f":"IFERROR(INDEX(Fuels!$D$11:$BG$23,$BD34,AN$29),0)*Support_GJperGWh*(1+AN$241)","v":0},{"$f":"IFERROR(INDEX(Fuels!$D$11:$BG$23,$BD34,AO$29),0)*Support_GJperGWh*(1+AO$241)","v":0},{"$f":"IFERROR(INDEX(Fuels!$D$11:$BG$23,$BD34,AP$29),0)*Support_GJperGWh*(1+AP$241)","v":0},{"$f":"IFERROR(INDEX(Fuels!$D$11:$BG$23,$BD34,AQ$29),0)*Support_GJperGWh*(1+AQ$241)","v":0},{"$f":"IFERROR(INDEX(Fuels!$D$11:$BG$23,$BD34,AR$29),0)*Support_GJperGWh*(1+AR$241)","v":0},{"$f":"IFERROR(INDEX(Fuels!$D$11:$BG$23,$BD34,AS$29),0)*Support_GJperGWh*(1+AS$241)","v":0},{"$f":"IFERROR(INDEX(Fuels!$D$11:$BG$23,$BD34,AT$29),0)*Support_GJperGWh*(1+AT$241)","v":0},{"$f":"IFERROR(INDEX(Fuels!$D$11:$BG$23,$BD34,AU$29),0)*Support_GJperGWh*(1+AU$241)","v":0},{"$f":"IFERROR(INDEX(Fuels!$D$11:$BG$23,$BD34,AV$29),0)*Support_GJperGWh*(1+AV$241)","v":0},{"$f":"IFERROR(INDEX(Fuels!$D$11:$BG$23,$BD34,AW$29),0)*Support_GJperGWh*(1+AW$241)","v":0},{"$f":"IFERROR(INDEX(Fuels!$D$11:$BG$23,$BD34,AX$29),0)*Support_GJperGWh*(1+AX$241)","v":0},null,"Source: ",{"$f":"Centralised!E298&\" & \"&Fuels!C9&\" & \"&Technologies!B30","v":"Table C3 & Table F1 & Table T2"}]
[null,{"$f":"Centralised!$F$309","v":0},null,{"$f":"IFERROR(INDEX(Fuels!$D$11:$BG$23,$BD35,D$29),0)*Support_GJperGWh*(1+D$241)","v":0},{"$f":"IFERROR(INDEX(Fuels!$D$11:$BG$23,$BD35,E$29),0)*Support_GJperGWh*(1+E$241)","v":0},{"$f":"IFERROR(INDEX(Fuels!$D$11:$BG$23,$BD35,F$29),0)*Support_GJperGWh*(1+F$241)","v":0},{"$f":"IFERROR(INDEX(Fuels!$D$11:$BG$23,$BD35,G$29),0)*Support_GJperGWh*(1+G$241)","v":0},{"$f":"IFERROR(INDEX(Fuels!$D$11:$BG$23,$BD35,H$29),0)*Support_GJperGWh*(1+H$241)","v":0},{"$f":"IFERROR(INDEX(Fuels!$D$11:$BG$23,$BD35,I$29),0)*Support_GJperGWh*(1+I$241)","v":0},{"$f":"IFERROR(INDEX(Fuels!$D$11:$BG$23,$BD35,J$29),0)*Support_GJperGWh*(1+J$241)","v":0},{"$f":"IFERROR(INDEX(Fuels!$D$11:$BG$23,$BD35,K$29),0)*Support_GJperGWh*(1+K$241)","v":0},{"$f":"IFERROR(INDEX(Fuels!$D$11:$BG$23,$BD35,L$29),0)*Support_GJperGWh*(1+L$241)","v":0},{"$f":"IFERROR(INDEX(Fuels!$D$11:$BG$23,$BD35,M$29),0)*Support_GJperGWh*(1+M$241)","v":0},{"$f":"IFERROR(INDEX(Fuels!$D$11:$BG$23,$BD35,N$29),0)*Support_GJperGWh*(1+N$241)","v":0},{"$f":"IFERROR(INDEX(Fuels!$D$11:$BG$23,$BD35,O$29),0)*Support_GJperGWh*(1+O$241)","v":0},{"$f":"IFERROR(INDEX(Fuels!$D$11:$BG$23,$BD35,P$29),0)*Support_GJperGWh*(1+P$241)","v":0},{"$f":"IFERROR(INDEX(Fuels!$D$11:$BG$23,$BD35,Q$29),0)*Support_GJperGWh*(1+Q$241)","v":0},{"$f":"IFERROR(INDEX(Fuels!$D$11:$BG$23,$BD35,R$29),0)*Support_GJperGWh*(1+R$241)","v":0},{"$f":"IFERROR(INDEX(Fuels!$D$11:$BG$23,$BD35,S$29),0)*Support_GJperGWh*(1+S$241)","v":0},{"$f":"IFERROR(INDEX(Fuels!$D$11:$BG$23,$BD35,T$29),0)*Support_GJperGWh*(1+T$241)","v":0},{"$f":"IFERROR(INDEX(Fuels!$D$11:$BG$23,$BD35,U$29),0)*Support_GJperGWh*(1+U$241)","v":0},{"$f":"IFERROR(INDEX(Fuels!$D$11:$BG$23,$BD35,V$29),0)*Support_GJperGWh*(1+V$241)","v":0},{"$f":"IFERROR(INDEX(Fuels!$D$11:$BG$23,$BD35,W$29),0)*Support_GJperGWh*(1+W$241)","v":0},{"$f":"IFERROR(INDEX(Fuels!$D$11:$BG$23,$BD35,X$29),0)*Support_GJperGWh*(1+X$241)","v":0},{"$f":"IFERROR(INDEX(Fuels!$D$11:$BG$23,$BD35,Y$29),0)*Support_GJperGWh*(1+Y$241)","v":0},{"$f":"IFERROR(INDEX(Fuels!$D$11:$BG$23,$BD35,Z$29),0)*Support_GJperGWh*(1+Z$241)","v":0},{"$f":"IFERROR(INDEX(Fuels!$D$11:$BG$23,$BD35,AA$29),0)*Support_GJperGWh*(1+AA$241)","v":0},{"$f":"IFERROR(INDEX(Fuels!$D$11:$BG$23,$BD35,AB$29),0)*Support_GJperGWh*(1+AB$241)","v":0},{"$f":"IFERROR(INDEX(Fuels!$D$11:$BG$23,$BD35,AC$29),0)*Support_GJperGWh*(1+AC$241)","v":0},{"$f":"IFERROR(INDEX(Fuels!$D$11:$BG$23,$BD35,AD$29),0)*Support_GJperGWh*(1+AD$241)","v":0},{"$f":"IFERROR(INDEX(Fuels!$D$11:$BG$23,$BD35,AE$29),0)*Support_GJperGWh*(1+AE$241)","v":0},{"$f":"IFERROR(INDEX(Fuels!$D$11:$BG$23,$BD35,AF$29),0)*Support_GJperGWh*(1+AF$241)","v":0},{"$f":"IFERROR(INDEX(Fuels!$D$11:$BG$23,$BD35,AG$29),0)*Support_GJperGWh*(1+AG$241)","v":0},{"$f":"IFERROR(INDEX(Fuels!$D$11:$BG$23,$BD35,AH$29),0)*Support_GJperGWh*(1+AH$241)","v":0},{"$f":"IFERROR(INDEX(Fuels!$D$11:$BG$23,$BD35,AI$29),0)*Support_GJperGWh*(1+AI$241)","v":0},{"$f":"IFERROR(INDEX(Fuels!$D$11:$BG$23,$BD35,AJ$29),0)*Support_GJperGWh*(1+AJ$241)","v":0},{"$f":"IFERROR(INDEX(Fuels!$D$11:$BG$23,$BD35,AK$29),0)*Support_GJperGWh*(1+AK$241)","v":0},{"$f":"IFERROR(INDEX(Fuels!$D$11:$BG$23,$BD35,AL$29),0)*Support_GJperGWh*(1+AL$241)","v":0},{"$f":"IFERROR(INDEX(Fuels!$D$11:$BG$23,$BD35,AM$29),0)*Support_GJperGWh*(1+AM$241)","v":0},{"$f":"IFERROR(INDEX(Fuels!$D$11:$BG$23,$BD35,AN$29),0)*Support_GJperGWh*(1+AN$241)","v":0},{"$f":"IFERROR(INDEX(Fuels!$D$11:$BG$23,$BD35,AO$29),0)*Support_GJperGWh*(1+AO$241)","v":0},{"$f":"IFERROR(INDEX(Fuels!$D$11:$BG$23,$BD35,AP$29),0)*Support_GJperGWh*(1+AP$241)","v":0},{"$f":"IFERROR(INDEX(Fuels!$D$11:$BG$23,$BD35,AQ$29),0)*Support_GJperGWh*(1+AQ$241)","v":0},{"$f":"IFERROR(INDEX(Fuels!$D$11:$BG$23,$BD35,AR$29),0)*Support_GJperGWh*(1+AR$241)","v":0},{"$f":"IFERROR(INDEX(Fuels!$D$11:$BG$23,$BD35,AS$29),0)*Support_GJperGWh*(1+AS$241)","v":0},{"$f":"IFERROR(INDEX(Fuels!$D$11:$BG$23,$BD35,AT$29),0)*Support_GJperGWh*(1+AT$241)","v":0},{"$f":"IFERROR(INDEX(Fuels!$D$11:$BG$23,$BD35,AU$29),0)*Support_GJperGWh*(1+AU$241)","v":0},{"$f":"IFERROR(INDEX(Fuels!$D$11:$BG$23,$BD35,AV$29),0)*Support_GJperGWh*(1+AV$241)","v":0},{"$f":"IFERROR(INDEX(Fuels!$D$11:$BG$23,$BD35,AW$29),0)*Support_GJperGWh*(1+AW$241)","v":0},{"$f":"IFERROR(INDEX(Fuels!$D$11:$BG$23,$BD35,AX$29),0)*Support_GJperGWh*(1+AX$241)","v":0}]
[null,{"$f":"Centralised!$F$310","v":0},null,{"$f":"IFERROR(INDEX(Fuels!$D$11:$BG$23,$BD36,D$29),0)*Support_GJperGWh*(1+D$241)","v":0},{"$f":"IFERROR(INDEX(Fuels!$D$11:$BG$23,$BD36,E$29),0)*Support_GJperGWh*(1+E$241)","v":0},{"$f":"IFERROR(INDEX(Fuels!$D$11:$BG$23,$BD36,F$29),0)*Support_GJperGWh*(1+F$241)","v":0},{"$f":"IFERROR(INDEX(Fuels!$D$11:$BG$23,$BD36,G$29),0)*Support_GJperGWh*(1+G$241)","v":0},{"$f":"IFERROR(INDEX(Fuels!$D$11:$BG$23,$BD36,H$29),0)*Support_GJperGWh*(1+H$241)","v":0},{"$f":"IFERROR(INDEX(Fuels!$D$11:$BG$23,$BD36,I$29),0)*Support_GJperGWh*(1+I$241)","v":0},{"$f":"IFERROR(INDEX(Fuels!$D$11:$BG$23,$BD36,J$29),0)*Support_GJperGWh*(1+J$241)","v":0},{"$f":"IFERROR(INDEX(Fuels!$D$11:$BG$23,$BD36,K$29),0)*Support_GJperGWh*(1+K$241)","v":0},{"$f":"IFERROR(INDEX(Fuels!$D$11:$BG$23,$BD36,L$29),0)*Support_GJperGWh*(1+L$241)","v":0},{"$f":"IFERROR(INDEX(Fuels!$D$11:$BG$23,$BD36,M$29),0)*Support_GJperGWh*(1+M$241)","v":0},{"$f":"IFERROR(INDEX(Fuels!$D$11:$BG$23,$BD36,N$29),0)*Support_GJperGWh*(1+N$241)","v":0},{"$f":"IFERROR(INDEX(Fuels!$D$11:$BG$23,$BD36,O$29),0)*Support_GJperGWh*(1+O$241)","v":0},{"$f":"IFERROR(INDEX(Fuels!$D$11:$BG$23,$BD36,P$29),0)*Support_GJperGWh*(1+P$241)","v":0},{"$f":"IFERROR(INDEX(Fuels!$D$11:$BG$23,$BD36,Q$29),0)*Support_GJperGWh*(1+Q$241)","v":0},{"$f":"IFERROR(INDEX(Fuels!$D$11:$BG$23,$BD36,R$29),0)*Support_GJperGWh*(1+R$241)","v":0},{"$f":"IFERROR(INDEX(Fuels!$D$11:$BG$23,$BD36,S$29),0)*Support_GJperGWh*(1+S$241)","v":0},{"$f":"IFERROR(INDEX(Fuels!$D$11:$BG$23,$BD36,T$29),0)*Support_GJperGWh*(1+T$241)","v":0},{"$f":"IFERROR(INDEX(Fuels!$D$11:$BG$23,$BD36,U$29),0)*Support_GJperGWh*(1+U$241)","v":0},{"$f":"IFERROR(INDEX(Fuels!$D$11:$BG$23,$BD36,V$29),0)*Support_GJperGWh*(1+V$241)","v":0},{"$f":"IFERROR(INDEX(Fuels!$D$11:$BG$23,$BD36,W$29),0)*Support_GJperGWh*(1+W$241)","v":0},{"$f":"IFERROR(INDEX(Fuels!$D$11:$BG$23,$BD36,X$29),0)*Support_GJperGWh*(1+X$241)","v":0},{"$f":"IFERROR(INDEX(Fuels!$D$11:$BG$23,$BD36,Y$29),0)*Support_GJperGWh*(1+Y$241)","v":0},{"$f":"IFERROR(INDEX(Fuels!$D$11:$BG$23,$BD36,Z$29),0)*Support_GJperGWh*(1+Z$241)","v":0},{"$f":"IFERROR(INDEX(Fuels!$D$11:$BG$23,$BD36,AA$29),0)*Support_GJperGWh*(1+AA$241)","v":0},{"$f":"IFERROR(INDEX(Fuels!$D$11:$BG$23,$BD36,AB$29),0)*Support_GJperGWh*(1+AB$241)","v":0},{"$f":"IFERROR(INDEX(Fuels!$D$11:$BG$23,$BD36,AC$29),0)*Support_GJperGWh*(1+AC$241)","v":0},{"$f":"IFERROR(INDEX(Fuels!$D$11:$BG$23,$BD36,AD$29),0)*Support_GJperGWh*(1+AD$241)","v":0},{"$f":"IFERROR(INDEX(Fuels!$D$11:$BG$23,$BD36,AE$29),0)*Support_GJperGWh*(1+AE$241)","v":0},{"$f":"IFERROR(INDEX(Fuels!$D$11:$BG$23,$BD36,AF$29),0)*Support_GJperGWh*(1+AF$241)","v":0},{"$f":"IFERROR(INDEX(Fuels!$D$11:$BG$23,$BD36,AG$29),0)*Support_GJperGWh*(1+AG$241)","v":0},{"$f":"IFERROR(INDEX(Fuels!$D$11:$BG$23,$BD36,AH$29),0)*Support_GJperGWh*(1+AH$241)","v":0},{"$f":"IFERROR(INDEX(Fuels!$D$11:$BG$23,$BD36,AI$29),0)*Support_GJperGWh*(1+AI$241)","v":0},{"$f":"IFERROR(INDEX(Fuels!$D$11:$BG$23,$BD36,AJ$29),0)*Support_GJperGWh*(1+AJ$241)","v":0},{"$f":"IFERROR(INDEX(Fuels!$D$11:$BG$23,$BD36,AK$29),0)*Support_GJperGWh*(1+AK$241)","v":0},{"$f":"IFERROR(INDEX(Fuels!$D$11:$BG$23,$BD36,AL$29),0)*Support_GJperGWh*(1+AL$241)","v":0},{"$f":"IFERROR(INDEX(Fuels!$D$11:$BG$23,$BD36,AM$29),0)*Support_GJperGWh*(1+AM$241)","v":0},{"$f":"IFERROR(INDEX(Fuels!$D$11:$BG$23,$BD36,AN$29),0)*Support_GJperGWh*(1+AN$241)","v":0},{"$f":"IFERROR(INDEX(Fuels!$D$11:$BG$23,$BD36,AO$29),0)*Support_GJperGWh*(1+AO$241)","v":0},{"$f":"IFERROR(INDEX(Fuels!$D$11:$BG$23,$BD36,AP$29),0)*Support_GJperGWh*(1+AP$241)","v":0},{"$f":"IFERROR(INDEX(Fuels!$D$11:$BG$23,$BD36,AQ$29),0)*Support_GJperGWh*(1+AQ$241)","v":0},{"$f":"IFERROR(INDEX(Fuels!$D$11:$BG$23,$BD36,AR$29),0)*Support_GJperGWh*(1+AR$241)","v":0},{"$f":"IFERROR(INDEX(Fuels!$D$11:$BG$23,$BD36,AS$29),0)*Support_GJperGWh*(1+AS$241)","v":0},{"$f":"IFERROR(INDEX(Fuels!$D$11:$BG$23,$BD36,AT$29),0)*Support_GJperGWh*(1+AT$241)","v":0},{"$f":"IFERROR(INDEX(Fuels!$D$11:$BG$23,$BD36,AU$29),0)*Support_GJperGWh*(1+AU$241)","v":0},{"$f":"IFERROR(INDEX(Fuels!$D$11:$BG$23,$BD36,AV$29),0)*Support_GJperGWh*(1+AV$241)","v":0},{"$f":"IFERROR(INDEX(Fuels!$D$11:$BG$23,$BD36,AW$29),0)*Support_GJperGWh*(1+AW$241)","v":0},{"$f":"IFERROR(INDEX(Fuels!$D$11:$BG$23,$BD36,AX$29),0)*Support_GJperGWh*(1+AX$241)","v":0}]
[null,"Source:",{"$f":"Fuels!$C$9&\"  & \"&AZ24","v":"Table F1  & Table E.A3"}]
[null,null,null,null,null,null,null,null,null,null,null,null,null,null,null,null,null,null,null,null,null,null,null,null,null,null,null,null,null,null,null,null,null,null,null,null,null,null,null,null,null,null,null,null,null,null,null,null,null,null,null,"Table E.A4","Emission factors "]
[null,null,null,null,null,null,null,null,null,null,null,null,null,null,null,null,null,null,null,null,null,null,null,null,null,null,null,null,null,null,null,null,null,null,null,null,null,null,null,null,null,null,null,null,null,null,null,null,null,null,null,"Emission","SO₂","CO₂","CH4","N2O","NOx","PM2.5"]
[null,null,null,null,null,null,null,null,null,null,null,null,null,null,null,null,null,null,null,null,null,null,null,null,null,null,null,null,null,null,null,null,null,null,null,null,null,null,null,null,null,null,null,null,null,null,null,null,null,null,null,"Unit",{"$f":"INDEX(Technologies!$B$33:$W$33,,BA54)","v":"g/GJ fuel"},{"$f":"INDEX(Technologies!$B$33:$W$33,,BB54)","v":"kg/GJ fuel"},{"$f":"INDEX(Technologies!$B$33:$W$33,,BC54)","v":"g/GJ fuel"},{"$f":"INDEX(Technologies!$B$33:$W$33,,BD54)","v":"g/GJ fuel"},{"$f":"INDEX(Technologies!$B$33:$W$33,,BE54)","v":"g/GJ fuel"},{"$f":"INDEX(Technologies!$B$33:$W$33,,BF54)","v":"g/GJ fuel"}]
[null,"Table E4","Fuel costs by technology, DH plants, million EUR",null,null,null,null,null,null,null,null,null,null,null,null,null,null,null,null,null,null,null,null,null,null,null,null,null,null,null,null,null,null,null,null,null,null,null,null,null,null,null,null,null,null,null,null,null,null,null,null,{"$f":"AZ27","v":"Excess heat"},{"$f":"IFERROR(VLOOKUP($B46,Technologies!$B$34:$W$65,BA$54,0),\"\")","v":0},{"$f":"IFERROR(VLOOKUP($B46,Technologies!$B$34:$W$65,BB$54,0),\"\")","v":0},{"$f":"IFERROR(VLOOKUP($B46,Technologies!$B$34:$W$65,BC$54,0),\"\")","v":0},{"$f":"IFERROR(VLOOKUP($B46,Technologies!$B$34:$W$65,BD$54,0),\"\")","v":0},{"$f":"IFERROR(VLOOKUP($B46,Technologies!$B$34:$W$65,BE$54,0),\"\")","v":0},{"$f":"IFERROR(VLOOKUP($B46,Technologies!$B$34:$W$65,BF$54,0),\"\")","v":0}]
[null,"Technology",{"$f":"\"NPV \"&Evaluation_StartYear","v":"NPV 2025"},{"$f":"Evaluation_StartYear","v":2025},{"$f":"D45+1","v":2026},{"$f":"E45+1","v":2027},2028,2029,2030,2031,2032,2033,2034,2035,2036,2037,2038,2039,2040,2041,2042,2043,2044,2045,2046,{"$f":"Y45+1","v":2047},{"$f":"Z45+1","v":2048},{"$f":"AA45+1","v":2049},{"$f":"AB45+1","v":2050},{"$f":"AC45+1","v":2051},{"$f":"AD45+1","v":2052},{"$f":"AE45+1","v":2053},{"$f":"AF45+1","v":2054},{"$f":"AG45+1","v":2055},{"$f":"AH45+1","v":2056},{"$f":"AI45+1","v":2057},{"$f":"AJ45+1","v":2058},{"$f":"AK45+1","v":2059},{"$f":"AL45+1","v":2060},{"$f":"AM45+1","v":2061},{"$f":"AN45+1","v":2062},{"$f":"AO45+1","v":2063},{"$f":"AP45+1","v":2064},{"$f":"AQ45+1","v":2065},{"$f":"AR45+1","v":2066},{"$f":"AS45+1","v":2067},2068,{"$f":"AU45+1","v":2069},{"$f":"AV45+1","v":2070},{"$f":"AW45+1","v":2071},null,"Electricity",{"$f":"IFERROR(VLOOKUP($B47,Technologies!$B$34:$W$65,BA$54,0),\"\")","v":0},{"$f":"IFERROR(VLOOKUP($B47,Technologies!$B$34:$W$65,BB$54,0),\"\")","v":0},{"$f":"IFERROR(VLOOKUP($B47,Technologies!$B$34:$W$65,BC$54,0),\"\")","v":0},{"$f":"IFERROR(VLOOKUP($B47,Technologies!$B$34:$W$65,BD$54,0),\"\")","v":0},{"$f":"IFERROR(VLOOKUP($B47,Technologies!$B$34:$W$65,BE$54,0),\"\")","v":0},{"$f":"IFERROR(VLOOKUP($B47,Technologies!$B$34:$W$65,BF$54,0),\"\")","v":0}]
[null,{"$f":"B30","v":"Excess Heat - directly"},{"$f":"NPV(Scenarios_interest_rate,D46:AX46)*(1+Scenarios_interest_rate)","v":0},{"$f":"IFERROR($BA27*D$14*D30/Support_million,0)","v":0},0,0,0,0,0,0,0,0,0,0,0,0,0,0,0,0,0,0,0,0,0,0,0,0,0,0,0,0,0,0,0,0,0,0,0,0,0,0,0,0,0,0,0,0,0,0,null,"Natural gas",{"$f":"IFERROR(VLOOKUP($B48,Technologies!$B$34:$W$65,BA$54,0),\"\")","v":1},{"$f":"IFERROR(VLOOKUP($B48,Technologies!$B$34:$W$65,BB$54,0),\"\")","v":67},{"$f":"IFERROR(VLOOKUP($B48,Technologies!$B$34:$W$65,BC$54,0),\"\")","v":0},{"$f":"IFERROR(VLOOKUP($B48,Technologies!$B$34:$W$65,BD$54,0),\"\")","v":0},{"$f":"IFERROR(VLOOKUP($B48,Technologies!$B$34:$W$65,BE$54,0),\"\")","v":9},{"$f":"IFERROR(VLOOKUP($B48,Technologies!$B$34:$W$65,BF$54,0),\"\")","v":0.1}]
[null,"Heat Pump -excess heat",0,{"$f":"IFERROR($BA28*D$14*D31/Support_million,0)","v":0},0,0,0,0,0,0,0,0,0,0,0,0,0,0,0,0,0,0,0,0,0,0,0,0,0,0,0,0,0,0,0,0,0,0,0,0,0,0,0,0,0,0,0,0,0,0,null,"",{"$f":"IFERROR(VLOOKUP($B49,Technologies!$B$34:$W$65,BA$54,0),\"\")","v":""},{"$f":"IFERROR(VLOOKUP($B49,Technologies!$B$34:$W$65,BB$54,0),\"\")","v":""},{"$f":"IFERROR(VLOOKUP($B49,Technologies!$B$34:$W$65,BC$54,0),\"\")","v":""},{"$f":"IFERROR(VLOOKUP($B49,Technologies!$B$34:$W$65,BD$54,0),\"\")","v":""},{"$f":"IFERROR(VLOOKUP($B49,Technologies!$B$34:$W$65,BE$54,0),\"\")","v":""},{"$f":"IFERROR(VLOOKUP($B49,Technologies!$B$34:$W$65,BF$54,0),\"\")","v":""}]
[null,"Gas boiler",35.353249252849793,{"$f":"IFERROR($BA29*D$14*D32/Support_million,0)","v":0},0,0.37993835736476383,0.67913678301129776,0.92487228089846307,1.1327836666293407,1.4020380034854796,1.6657157084211405,1.6489858126597059,1.6329833036705068,1.6162534079090722,1.5980687386031642,1.5806114560694933,1.5624267867635857,1.5449695042299139,1.5267848349240063,1.5107823259348079,1.4940524301733726,1.4773225344119376,1.4605926386505026,1.4445901296613037,1.4445901296613037,1.4445901296613037,1.4445901296613037,1.4445901296613037,1.4445901296613037,1.4445901296613037,1.4445901296613037,1.4445901296613037,1.4445901296613037,1.4445901296613037,1.4445901296613037,1.4445901296613037,1.4445901296613037,1.4445901296613037,1.4445901296613037,1.4445901296613037,1.4445901296613037,1.4445901296613037,1.4445901296613037,1.4445901296613037,1.4445901296613037,0,0,0,0,0,null,"",{"$f":"IFERROR(VLOOKUP($B50,Technologies!$B$34:$W$65,BA$54,0),\"\")","v":""},{"$f":"IFERROR(VLOOKUP($B50,Technologies!$B$34:$W$65,BB$54,0),\"\")","v":""},{"$f":"IFERROR(VLOOKUP($B50,Technologies!$B$34:$W$65,BC$54,0),\"\")","v":""},{"$f":"IFERROR(VLOOKUP($B50,Technologies!$B$34:$W$65,BD$54,0),\"\")","v":""},{"$f":"IFERROR(VLOOKUP($B50,Technologies!$B$34:$W$65,BE$54,0),\"\")","v":""},{"$f":"IFERROR(VLOOKUP($B50,Technologies!$B$34:$W$65,BF$54,0),\"\")","v":""}]
[null,0,0,{"$f":"IFERROR($BA30*D$14*D33/Support_million,0)","v":0},0,0,0,0,0,0,0,0,0,0,0,0,0,0,0,0,0,0,0,0,0,0,0,0,0,0,0,0,0,0,0,0,0,0,0,0,0,0,0,0,0,0,0,0,0,0,null,"",{"$f":"IFERROR(VLOOKUP($B51,Technologies!$B$34:$W$65,BA$54,0),\"\")","v":""},{"$f":"IFERROR(VLOOKUP($B51,Technologies!$B$34:$W$65,BB$54,0),\"\")","v":""},{"$f":"IFERROR(VLOOKUP($B51,Technologies!$B$34:$W$65,BC$54,0),\"\")","v":""},{"$f":"IFERROR(VLOOKUP($B51,Technologies!$B$34:$W$65,BD$54,0),\"\")","v":""},{"$f":"IFERROR(VLOOKUP($B51,Technologies!$B$34:$W$65,BE$54,0),\"\")","v":""},{"$f":"IFERROR(VLOOKUP($B51,Technologies!$B$34:$W$65,BF$54,0),\"\")","v":""}]
[null,0,0,{"$f":"IFERROR($BA31*D$14*D34/Support_million,0)","v":0},0,0,0,0,0,0,0,0,0,0,0,0,0,0,0,0,0,0,0,0,0,0,0,0,0,0,0,0,0,0,0,0,0,0,0,0,0,0,0,0,0,0,0,0,0,0,null,"",{"$f":"IFERROR(VLOOKUP($B52,Technologies!$B$34:$W$65,BA$54,0),\"\")","v":""},{"$f":"IFERROR(VLOOKUP($B52,Technologies!$B$34:$W$65,BB$54,0),\"\")","v":""},{"$f":"IFERROR(VLOOKUP($B52,Technologies!$B$34:$W$65,BC$54,0),\"\")","v":""},{"$f":"IFERROR(VLOOKUP($B52,Technologies!$B$34:$W$65,BD$54,0),\"\")","v":""},{"$f":"IFERROR(VLOOKUP($B52,Technologies!$B$34:$W$65,BE$54,0),\"\")","v":""},{"$f":"IFERROR(VLOOKUP($B52,Technologies!$B$34:$W$65,BF$54,0),\"\")","v":""}]
[null,0,0,{"$f":"IFERROR($BA32*D$14*D35/Support_million,0)","v":0},0,0,0,0,0,0,0,0,0,0,0,0,0,0,0,0,0,0,0,0,0,0,0,0,0,0,0,0,0,0,0,0,0,0,0,0,0,0,0,0,0,0,0,0,0,0,null,"",{"$f":"IFERROR(VLOOKUP($B53,Technologies!$B$34:$W$65,BA$54,0),\"\")","v":""},{"$f":"IFERROR(VLOOKUP($B53,Technologies!$B$34:$W$65,BB$54,0),\"\")","v":""},{"$f":"IFERROR(VLOOKUP($B53,Technologies!$B$34:$W$65,BC$54,0),\"\")","v":""},{"$f":"IFERROR(VLOOKUP($B53,Technologies!$B$34:$W$65,BD$54,0),\"\")","v":""},{"$f":"IFERROR(VLOOKUP($B53,Technologies!$B$34:$W$65,BE$54,0),\"\")","v":""},{"$f":"IFERROR(VLOOKUP($B53,Technologies!$B$34:$W$65,BF$54,0),\"\")","v":""}]
[null,0,0,{"$f":"IFERROR($BA33*D$14*D36/Support_million,0)","v":0},0,0,0,0,0,0,0,0,0,0,0,0,0,0,0,0,0,0,0,0,0,0,0,0,0,0,0,0,0,0,0,0,0,0,0,0,0,0,0,0,0,0,0,0,0,0,null,"",{"$f":"IFERROR(VLOOKUP($B54,Technologies!$B$34:$W$65,BA$54,0),\"\")","v":""},{"$f":"IFERROR(VLOOKUP($B54,Technologies!$B$34:$W$65,BB$54,0),\"\")","v":""},{"$f":"IFERROR(VLOOKUP($B54,Technologies!$B$34:$W$65,BC$54,0),\"\")","v":""},{"$f":"IFERROR(VLOOKUP($B54,Technologies!$B$34:$W$65,BD$54,0),\"\")","v":""},{"$f":"IFERROR(VLOOKUP($B54,Technologies!$B$34:$W$65,BE$54,0),\"\")","v":""},{"$f":"IFERROR(VLOOKUP($B54,Technologies!$B$34:$W$65,BF$54,0),\"\")","v":""}]
[null,0,0,{"$f":"IFERROR($BA34*D$14*D37/Support_million,0)","v":0},0,0,0,0,0,0,0,0,0,0,0,0,0,0,0,0,0,0,0,0,0,0,0,0,0,0,0,0,0,0,0,0,0,0,0,0,0,0,0,0,0,0,0,0,0,0,null,"",{"$f":"IFERROR(VLOOKUP($B55,Technologies!$B$34:$W$65,BA$54,0),\"\")","v":""},{"$f":"IFERROR(VLOOKUP($B55,Technologies!$B$34:$W$65,BB$54,0),\"\")","v":""},{"$f":"IFERROR(VLOOKUP($B55,Technologies!$B$34:$W$65,BC$54,0),\"\")","v":""},{"$f":"IFERROR(VLOOKUP($B55,Technologies!$B$34:$W$65,BD$54,0),\"\")","v":""},{"$f":"IFERROR(VLOOKUP($B55,Technologies!$B$34:$W$65,BE$54,0),\"\")","v":""},{"$f":"IFERROR(VLOOKUP($B55,Technologies!$B$34:$W$65,BF$54,0),\"\")","v":""}]
[null,0,0,{"$f":"IFERROR($BA35*D$14*D38/Support_million,0)","v":0},0,0,0,0,0,0,0,0,0,0,0,0,0,0,0,0,0,0,0,0,0,0,0,0,0,0,0,0,0,0,0,0,0,0,0,0,0,0,0,0,0,0,0,0,0,0,null,"Column offset",{"$f":"MATCH(BA42,Technologies!$B$32:$W$32,0)","v":12},{"$f":"MATCH(BB42,Technologies!$B$32:$W$32,0)","v":13},{"$f":"MATCH(BC42,Technologies!$B$32:$W$32,0)","v":14},{"$f":"MATCH(BD42,Technologies!$B$32:$W$32,0)","v":15},{"$f":"MATCH(BE42,Technologies!$B$32:$W$32,0)","v":16},{"$f":"MATCH(BF42,Technologies!$B$32:$W$32,0)","v":17}]
[null,0,0,{"$f":"IFERROR($BA36*D$14*D39/Support_million,0)","v":0},0,0,0,0,0,0,0,0,0,0,0,0,0,0,0,0,0,0,0,0,0,0,0,0,0,0,0,0,0,0,0,0,0,0,0,0,0,0,0,0,0,0,0,0,0,0,null,"Convert to ton/GWh",{"$f":"VLOOKUP(BA43,Support!$E$19:$F$20,2,0)","v":3.5999999999999999E-3},{"$f":"VLOOKUP(BB43,Support!$E$19:$F$20,2,0)","v":3.6},{"$f":"VLOOKUP(BC43,Support!$E$19:$F$20,2,0)","v":3.5999999999999999E-3},{"$f":"VLOOKUP(BD43,Support!$E$19:$F$20,2,0)","v":3.5999999999999999E-3},{"$f":"VLOOKUP(BE43,Support!$E$19:$F$20,2,0)","v":3.5999999999999999E-3},{"$f":"VLOOKUP(BF43,Support!$E$19:$F$20,2,0)","v":3.5999999999999999E-3}]
[null,"Source:",{"$f":"B27&\" & \"&AZ24","v":"Table E3 & Table E.A3"},null,null,null,null,null,null,null,null,null,null,null,null,null,null,null,null,null,null,null,null,null,null,null,null,null,null,null,null,null,null,null,null,null,null,null,null,null,null,null,null,null,null,null,null,null,null,null,null,"Source: ",{"$f":"AZ24&\" & \"&Technologies!B30&\" & \"&Support!E14","v":"Table E.A3 & Table T2 & Table SUP.A7"}]
[]
[]
[null,"Table E5","Capital Expenditure accounting DH plants, million EUR",null,null,null,null,null,null,null,null,null,null,null,null,null,null,null,null,null,null,null,null,null,null,null,null,null,null,null,null,null,null,null,null,null,null,null,null,null,null,null,null,null,null,null,null,null,null,null,null,"Table E.A5","Active mix indicators"]
[null,"Technology",{"$f":"\"NPV \"&Evaluation_StartYear","v":"NPV 2025"},{"$f":"Evaluation_StartYear","v":2025},{"$f":"D60+1","v":2026},{"$f":"E60+1","v":2027},2028,2029,2030,2031,2032,2033,2034,2035,2036,2037,2038,2039,2040,2041,2042,2043,2044,2045,2046,{"$f":"Y60+1","v":2047},{"$f":"Z60+1","v":2048},{"$f":"AA60+1","v":2049},{"$f":"AB60+1","v":2050},{"$f":"AC60+1","v":2051},{"$f":"AD60+1","v":2052},{"$f":"AE60+1","v":2053},{"$f":"AF60+1","v":2054},{"$f":"AG60+1","v":2055},{"$f":"AH60+1","v":2056},{"$f":"AI60+1","v":2057},{"$f":"AJ60+1","v":2058},{"$f":"AK60+1","v":2059},{"$f":"AL60+1","v":2060},{"$f":"AM60+1","v":2061},{"$f":"AN60+1","v":2062},{"$f":"AO60+1","v":2063},{"$f":"AP60+1","v":2064},{"$f":"AQ60+1","v":2065},{"$f":"AR60+1","v":2066},{"$f":"AS60+1","v":2067},2068,{"$f":"AU60+1","v":2069},{"$f":"AV60+1","v":2070},{"$f":"AW60+1","v":2071},null,"DH Plants","Lifetime","Buildtime","CAPEX","FOPEX","VOPEX","Max buildtime"]
[null,"Memo: Year number",0,{"$f":"C61+1","v":1},{"$f":"D61+1","v":2},3,4,5,6,7,8,9,10,11,12,13,14,15,16,17,18,19,20,21,22,23,24,25,26,27,28,29,30,31,32,33,34,35,36,37,38,39,40,41,42,43,44,45,46,47,null,null,null,null,"MEUR","MEUR/year","EUR/MWh"]
[null,{"$f":"B30","v":"Excess Heat - directly"},{"$f":"NPV(Scenarios_interest_rate,D62:AX62)*(1+Scenarios_interest_rate)","v":8.6249169790870681},{"$f":"IFERROR(IF($BB62>0,IF(D$61<=$BB62,$BC62/$BB62,0),0),0)","v":7.1428571428571423},{"$f":"IFERROR(IF($BB62>0,IF(E$61<=$BB62,$BC62/$BB62,0),0),0)","v":0},0,0,0,0,0,0,0,{"$f":"IFERROR(IF(AND(M78>L78,M$77>0),$BC62,0)-IF(AND(M$77>0,N$77=0),M78,0),0)","v":0},0,0,0,0,0,0,0,0,0,0,0,0,0,0,0,0,0,0,0,0,0,0,7.1428571428571423,0,0,0,0,0,0,0,0,{"$f":"IFERROR(IF(AND(AS78>AR78,AS$77>0),$BC62,0)-IF(AND(AS$77>0,AT$77=0),AS78,0),0)","v":-4.9999999999999991},{"$f":"IFERROR(IF(AND(AT78>AS78,AT$77>0),$BC62,0)-IF(AND(AT$77>0,AU$77=0),AT78,0),0)","v":0},{"$f":"IFERROR(IF(AND(AU78>AT78,AU$77>0),$BC62,0)-IF(AND(AU$77>0,AY$77=0),AU78,0),0)","v":0},{"$f":"IFERROR(IF(AND(AV78>AU78,AV$77>0),$BC62,0)-IF(AND(AV$77>0,AZ$77=0),AV78,0),0)","v":0},{"$f":"IFERROR(IF(AND(AW78>AV78,AW$77>0),$BC62,0)-IF(AND(AW$77>0,BA$77=0),AW78,0),0)","v":0},{"$f":"IFERROR(IF(AND(AX78>AW78,AX$77>0),$BC62,0)-IF(AND(AX$77>0,BB$77=0),AX78,0),0)","v":0},null,{"$f":"Centralised!$F$301","v":"Excess Heat - directly"},{"$f":"Centralised!H301","v":30},{"$f":"Centralised!I301","v":1},{"$f":"Centralised!T301","v":7.1428571428571423},{"$f":"Centralised!U301","v":7.1428571428571425E-2},{"$f":"Centralised!N301","v":1},{"$f":"MAX(BB62:BB71,BB72)","v":6}]
[null,"Heat Pump -excess heat",0,0,0,0,0,0,0,0,0,0,{"$f":"IFERROR(IF(AND(M79>L79,M$77>0),$BC63,0)-IF(AND(M$77>0,N$77=0),M79,0),0)","v":0},0,0,0,0,0,0,0,0,0,0,0,0,0,0,0,0,0,0,0,0,0,0,0,0,0,0,0,0,0,0,0,0,0,0,0,0,0,null,{"$f":"Centralised!$F$302","v":"Heat Pump -excess heat"},{"$f":"Centralised!H302","v":25},{"$f":"Centralised!I302","v":0.5},{"$f":"Centralised!T302","v":0},{"$f":"Centralised!U302","v":0},{"$f":"Centralised!N302","v":1.8}]
[null,"Gas boiler",2.0678017066227534,0,0,0,0,0,0,0,0,0,{"$f":"IFERROR(IF(AND(M80>L80,M$77>0),$BC64,0)-IF(AND(M$77>0,N$77=0),M80,0),0)","v":0},0,0,0,0,0,0,0,0,0,0,0,0,0,0,0,0,0,5.6190476190476186,0,0,0,0,0,0,0,0,0,0,0,0,0,-2.4723809523809526,0,0,0,0,0,null,{"$f":"Centralised!$F$303","v":"Gas boiler"},{"$f":"Centralised!H303","v":25},{"$f":"Centralised!I303","v":0.5},{"$f":"Centralised!T303","v":5.6190476190476186},{"$f":"Centralised!U303","v":1.9047619047619049E-2},{"$f":"Centralised!N303","v":2}]
[null,0,0,0,0,0,0,0,0,0,0,0,{"$f":"IFERROR(IF(AND(M81>L81,M$77>0),$BC65,0)-IF(AND(M$77>0,N$77=0),M81,0),0)","v":0},0,0,0,0,0,0,0,0,0,0,0,0,0,0,0,0,0,0,0,0,0,0,0,0,0,0,0,0,0,0,0,0,0,0,0,0,0,null,{"$f":"Centralised!$F$304","v":0},{"$f":"Centralised!H304","v":0},{"$f":"Centralised!I304","v":0},{"$f":"Centralised!T304","v":0},{"$f":"Centralised!U304","v":0},{"$f":"Centralised!N304","v":0}]
[null,0,0,0,0,0,0,0,0,0,0,0,{"$f":"IFERROR(IF(AND(M82>L82,M$77>0),$BC66,0)-IF(AND(M$77>0,N$77=0),M82,0),0)","v":0},0,0,0,0,0,0,0,0,0,0,0,0,0,0,0,0,0,0,0,0,0,0,0,0,0,0,0,0,0,0,0,0,0,0,0,0,0,null,{"$f":"Centralised!$F$305","v":0},{"$f":"Centralised!H305","v":0},{"$f":"Centralised!I305","v":0},{"$f":"Centralised!T305","v":0},{"$f":"Centralised!U305","v":0},{"$f":"Centralised!N305","v":0}]
[null,0,0,0,0,0,0,0,0,0,0,0,{"$f":"IFERROR(IF(AND(M83>L83,M$77>0),$BC67,0)-IF(AND(M$77>0,N$77=0),M83,0),0)","v":0},0,0,0,0,0,0,0,0,0,0,0,0,0,0,0,0,0,0,0,0,0,0,0,0,0,0,0,0,0,0,0,0,0,0,0,0,0,null,{"$f":"Centralised!$F$306","v":0},{"$f":"Centralised!H306","v":0},{"$f":"Centralised!I306","v":0},{"$f":"Centralised!T306","v":0},{"$f":"Centralised!U306","v":0},{"$f":"Centralised!N306","v":0}]
[null,0,0,0,0,0,0,0,0,0,0,0,{"$f":"IFERROR(IF(AND(M84>L84,M$77>0),$BC68,0)-IF(AND(M$77>0,N$77=0),M84,0),0)","v":0},0,0,0,0,0,0,0,0,0,0,0,0,0,0,0,0,0,0,0,0,0,0,0,0,0,0,0,0,0,0,0,0,0,0,0,0,0,null,{"$f":"Centralised!$F$307","v":0},{"$f":"Centralised!H307","v":0},{"$f":"Centralised!I307","v":0},{"$f":"Centralised!T307","v":0},{"$f":"Centralised!U307","v":0},{"$f":"Centralised!N307","v":0}]
[null,0,0,0,0,0,0,0,0,0,0,0,{"$f":"IFERROR(IF(AND(M85>L85,M$77>0),$BC69,0)-IF(AND(M$77>0,N$77=0),M85,0),0)","v":0},0,0,0,0,0,0,0,0,0,0,0,0,0,0,0,0,0,0,0,0,0,0,0,0,0,0,0,0,0,0,0,0,0,0,0,0,0,null,{"$f":"Centralised!$F$308","v":0},{"$f":"Centralised!H308","v":0},{"$f":"Centralised!I308","v":0},{"$f":"Centralised!T308","v":0},{"$f":"Centralised!U308","v":0},{"$f":"Centralised!N308","v":0}]
[null,0,0,0,0,0,0,0,0,0,0,0,{"$f":"IFERROR(IF(AND(M86>L86,M$77>0),$BC70,0)-IF(AND(M$77>0,N$77=0),M86,0),0)","v":0},0,0,0,0,0,0,0,0,0,0,0,0,0,0,0,0,0,0,0,0,0,0,0,0,0,0,0,0,0,0,0,0,0,0,0,0,0,null,{"$f":"Centralised!$F$309","v":0},{"$f":"Centralised!H309","v":0},{"$f":"Centralised!I309","v":0},{"$f":"Centralised!T309","v":0},{"$f":"Centralised!U309","v":0},{"$f":"Centralised!N309","v":0}]
[null,0,0,0,0,0,0,0,0,0,0,0,{"$f":"IFERROR(IF(AND(M87>L87,M$77>0),$BC71,0)-IF(AND(M$77>0,N$77=0),M87,0),0)","v":0},0,0,0,0,0,0,0,0,0,0,0,0,0,0,0,0,0,0,0,0,0,0,0,0,0,0,0,0,0,0,0,0,0,0,0,0,0,null,{"$f":"Centralised!$F$310","v":0},{"$f":"Centralised!H310","v":0},{"$f":"Centralised!I310","v":0},{"$f":"Centralised!T310","v":0},{"$f":"Centralised!U310","v":0},{"$f":"Centralised!N310","v":0}]
[null,"DH network",{"$f":"NPV(Scenarios_interest_rate,D72:AX72)*(1+Scenarios_interest_rate)","v":37.19551742362161},{"$f":"IFERROR(IF($BB72>0,IF(D$61<=$BB72,$BC72/$BB72,0),0),0)","v":7.2180959101737079},7.2180959101737079,7.2180959101737079,7.2180959101737079,7.2180959101737079,7.2180959101737079,0,0,0,{"$f":"IFERROR(IF(AND(M88>L88,M$77>0),$BC72,0)-IF(AND(M$77>0,N$77=0),M88,0),0)","v":0},0,0,0,0,0,0,0,0,0,0,0,0,0,0,0,0,0,0,0,0,0,0,0,0,0,0,0,0,0,0,0,{"$f":"IFERROR(IF(AND(AS88>AR88,AS$77>0),$BC72,0)-IF(AND(AS$77>0,AT$77=0),AS88,0),0)","v":-9.5278866014292589},0,0,0,0,0,null,"DH network",{"$f":"Network!K38","v":50},{"$f":"Network!L38+1","v":6},{"$f":"Network!E38","v":43.308575461042246},{"$f":"Network!G38","v":0.32481431595781685},{"$f":"VALUE(Network!H38)","v":2}]
[null,"Source:",{"$f":"AZ59","v":"Table E.A5"},null,null,null,null,null,null,null,null,null,"---> Reinvestments and scrap values from Table E5.2",null,null,null,null,null,null,null,null,null,null,null,null,null,null,null,null,null,null,null,null,null,null,null,null,null,null,null,null,null,null,null,null,null,null,null,null,null,null,"Source: ",{"$f":"Centralised!E298&\" & \"&Network!D5","v":"Table C3 & Table N1"}]
[null,null,{"$f":"C62+C63+C64+C65+C66+C67+C68+C69+C70+C71","v":10.692718685709821},{"$f":"D62+D63+D64+D65+D66+D67+D68+D69+D70+D71","v":7.1428571428571423}]
[null,"Table E5.2","Scrap values, million EUR"]
[null,"Technology",null,{"$f":"Evaluation_StartYear","v":2025},{"$f":"D76+1","v":2026},{"$f":"E76+1","v":2027},{"$f":"F76+1","v":2028},{"$f":"G76+1","v":2029},{"$f":"H76+1","v":2030},{"$f":"I76+1","v":2031},{"$f":"J76+1","v":2032},{"$f":"K76+1","v":2033},{"$f":"L76+1","v":2034},{"$f":"M76+1","v":2035},{"$f":"N76+1","v":2036},{"$f":"O76+1","v":2037},{"$f":"P76+1","v":2038},{"$f":"Q76+1","v":2039},{"$f":"R76+1","v":2040},{"$f":"S76+1","v":2041},{"$f":"T76+1","v":2042},{"$f":"U76+1","v":2043},{"$f":"V76+1","v":2044},{"$f":"W76+1","v":2045},{"$f":"X76+1","v":2046},{"$f":"Y76+1","v":2047},{"$f":"Z76+1","v":2048},{"$f":"AA76+1","v":2049},{"$f":"AB76+1","v":2050},{"$f":"AC76+1","v":2051},{"$f":"AD76+1","v":2052},{"$f":"AE76+1","v":2053},{"$f":"AF76+1","v":2054},{"$f":"AG76+1","v":2055},{"$f":"AH76+1","v":2056},{"$f":"AI76+1","v":2057},{"$f":"AJ76+1","v":2058},{"$f":"AK76+1","v":2059},{"$f":"AL76+1","v":2060},{"$f":"AM76+1","v":2061},{"$f":"AN76+1","v":2062},{"$f":"AO76+1","v":2063},{"$f":"AP76+1","v":2064},{"$f":"AQ76+1","v":2065},{"$f":"AR76+1","v":2066},{"$f":"AS76+1","v":2067},2068,{"$f":"AU76+1","v":2069},{"$f":"AV76+1","v":2070},{"$f":"AW76+1","v":2071}]
[null,"Operation year",null,{"$f":"D13","v":0},0,1,2,3,4,5,6,7,8,9,10,11,12,13,14,15,16,17,18,19,20,21,22,23,24,25,26,27,28,29,30,{"$f":"AJ13","v":31},32,33,34,35,36,37,38,39,40,0,{"$f":"AU13","v":0},0,0,0]
[null,{"$f":"B30","v":"Excess Heat - directly"},null,{"$f":"IFERROR(IF(D$76=Evaluation_FirstYear,$BC62,IF(C78>0,IF(C78-$BC62/$BA62>0.001,C78-$BC62/$BA62,$BC62),0)),0)","v":0},0,7.1428571428571423,6.9047619047619042,6.6666666666666661,6.4285714285714279,6.1904761904761898,5.9523809523809517,5.7142857142857135,5.4761904761904754,5.2380952380952372,4.9999999999999991,4.761904761904761,4.5238095238095228,4.2857142857142847,4.0476190476190466,3.8095238095238084,3.5714285714285703,3.3333333333333321,3.095238095238094,2.8571428571428559,2.6190476190476177,2.3809523809523796,2.1428571428571415,1.9047619047619033,1.6666666666666652,1.428571428571427,1.1904761904761889,0.95238095238095077,0.71428571428571264,0.47619047619047455,0.23809523809523647,7.1428571428571423,6.9047619047619042,6.6666666666666661,6.4285714285714279,6.1904761904761898,5.9523809523809517,5.7142857142857135,5.4761904761904754,5.2380952380952372,4.9999999999999991,4.761904761904761,4.5238095238095228,4.2857142857142847,4.0476190476190466,3.8095238095238084]
[null,{"$f":"B31","v":"Heat Pump -excess heat"},null,{"$f":"IFERROR(IF(D$76=Evaluation_FirstYear,$BC63,IF(C79>0,IF(C79-$BC63/$BA63>0.001,C79-$BC63/$BA63,$BC63),0)),0)","v":0},0,0,0,0,0,0,0,0,0,0,0,0,0,0,0,0,0,0,0,0,0,0,0,0,0,0,0,0,0,0,0,0,0,0,0,0,0,0,0,0,0,0,0,0,0,0]
[null,"Gas boiler",null,{"$f":"IFERROR(IF(D$76=Evaluation_FirstYear,$BC64,IF(C80>0,IF(C80-$BC64/$BA64>0.001,C80-$BC64/$BA64,$BC64),0)),0)","v":0},0,5.6190476190476186,5.3942857142857141,5.1695238095238096,4.9447619047619051,4.7200000000000006,4.4952380952380961,4.2704761904761916,4.0457142857142872,3.8209523809523822,3.5961904761904773,3.3714285714285723,3.1466666666666674,2.9219047619047624,2.6971428571428575,2.4723809523809526,2.2476190476190476,2.0228571428571427,1.798095238095238,1.5733333333333333,1.3485714285714285,1.1238095238095238,0.8990476190476191,0.67428571428571438,0.44952380952380966,0.22476190476190491,5.6190476190476186,5.3942857142857141,5.1695238095238096,4.9447619047619051,4.7200000000000006,4.4952380952380961,4.2704761904761916,4.0457142857142872,3.8209523809523822,3.5961904761904773,3.3714285714285723,3.1466666666666674,2.9219047619047624,2.6971428571428575,2.4723809523809526,2.2476190476190476,2.0228571428571427,1.798095238095238,1.5733333333333333,1.3485714285714285]
[null,0,null,{"$f":"IFERROR(IF(D$76=Evaluation_FirstYear,$BC65,IF(C81>0,IF(C81-$BC65/$BA65>0.001,C81-$BC65/$BA65,$BC65),0)),0)","v":0},0,0,0,0,0,0,0,0,0,0,0,0,0,0,0,0,0,0,0,0,0,0,0,0,0,0,0,0,0,0,0,0,0,0,0,0,0,0,0,0,0,0,0,0,0,0]
[null,0,null,{"$f":"IFERROR(IF(D$76=Evaluation_FirstYear,$BC66,IF(C82>0,IF(C82-$BC66/$BA66>0.001,C82-$BC66/$BA66,$BC66),0)),0)","v":0},0,0,0,0,0,0,0,0,0,0,0,0,0,0,0,0,0,0,0,0,0,0,0,0,0,0,0,0,0,0,0,0,0,0,0,0,0,0,0,0,0,0,0,0,0,0]
[null,0,null,{"$f":"IFERROR(IF(D$76=Evaluation_FirstYear,$BC67,IF(C83>0,IF(C83-$BC67/$BA67>0.001,C83-$BC67/$BA67,$BC67),0)),0)","v":0},0,0,0,0,0,0,0,0,0,0,0,0,0,0,0,0,0,0,0,0,0,0,0,0,0,0,0,0,0,0,0,0,0,0,0,0,0,0,0,0,0,0,0,0,0,0]
[null,0,null,{"$f":"IFERROR(IF(D$76=Evaluation_FirstYear,$BC68,IF(C84>0,IF(C84-$BC68/$BA68>0.001,C84-$BC68/$BA68,$BC68),0)),0)","v":0},0,0,0,0,0,0,0,0,0,0,0,0,0,0,0,0,0,0,0,0,0,0,0,0,0,0,0,0,0,0,0,0,0,0,0,0,0,0,0,0,0,0,0,0,0,0]
[null,0,null,{"$f":"IFERROR(IF(D$76=Evaluation_FirstYear,$BC69,IF(C85>0,IF(C85-$BC69/$BA69>0.001,C85-$BC69/$BA69,$BC69),0)),0)","v":0},0,0,0,0,0,0,0,0,0,0,0,0,0,0,0,0,0,0,0,0,0,0,0,0,0,0,0,0,0,0,0,0,0,0,0,0,0,0,0,0,0,0,0,0,0,0]
[null,0,null,{"$f":"IFERROR(IF(D$76=Evaluation_FirstYear,$BC70,IF(C86>0,IF(C86-$BC70/$BA70>0.001,C86-$BC70/$BA70,$BC70),0)),0)","v":0},0,0,0,0,0,0,0,0,0,0,0,0,0,0,0,0,0,0,0,0,0,0,0,0,0,0,0,0,0,0,0,0,0,0,0,0,0,0,0,0,0,0,0,0,0,0]
[null,0,null,{"$f":"IFERROR(IF(D$76=Evaluation_FirstYear,$BC71,IF(C87>0,IF(C87-$BC71/$BA71>0.001,C87-$BC71/$BA71,$BC71),0)),0)","v":0},0,0,0,0,0,0,0,0,0,0,0,0,0,0,0,0,0,0,0,0,0,0,0,0,0,0,0,0,0,0,0,0,0,0,0,0,0,0,0,0,0,0,0,0,0,0]
[null,"DH network",null,{"$f":"IFERROR(IF(D$76=Evaluation_FirstYear,$BC72,IF(C88>0,IF(C88-$BC72/$BA72>0.001,C88-$BC72/$BA72,$BC72),0)),0)","v":0},0,43.308575461042246,42.442403951821397,41.576232442600549,40.710060933379701,39.843889424158853,38.977717914938005,38.111546405717156,37.245374896496308,36.37920338727546,35.513031878054612,34.646860368833764,33.780688859612916,32.914517350392067,32.048345841171219,31.182174331950375,30.31600282272953,29.449831313508685,28.583659804287841,27.717488295066996,26.851316785846151,25.985145276625307,25.118973767404462,24.252802258183618,23.386630748962773,22.520459239741928,21.654287730521084,20.788116221300239,19.921944712079394,19.05577320285855,18.189601693637705,17.323430184416861,16.457258675196016,15.591087165975171,14.724915656754327,13.858744147533482,12.992572638312637,12.126401129091793,11.260229619870948,10.394058110650104,9.5278866014292589,8.6617150922084143,7.7955435829875697,6.929372073766725,6.0632005645458804,5.1970290553250358]
[null,"Source:",{"$f":"AZ59","v":"Table E.A5"}]
[]
[null,"Table E6","Emissions, all DH technologies, ton/year",null,null,null,null,null,null,null,null,null,null,null,null,null,null,null,null,null,null,null,null,null,null,null,null,null,null,null,null,null,null,null,null,null,null,null,null,null,null,null,null,null,null,null,null,null,null,null,null,"Table E.A6","CO₂ equivalent factors and emission unit costs"]
[null,null,{"$f":"\"NPV \"&Evaluation_StartYear","v":"NPV 2025"},{"$f":"Evaluation_StartYear","v":2025},{"$f":"D92+1","v":2026},{"$f":"E92+1","v":2027},2028,2029,2030,2031,2032,2033,2034,2035,2036,2037,2038,2039,2040,2041,2042,2043,2044,2045,{"$f":"X92+1","v":2046},{"$f":"Y92+1","v":2047},{"$f":"Z92+1","v":2048},{"$f":"AA92+1","v":2049},{"$f":"AB92+1","v":2050},{"$f":"AC92+1","v":2051},{"$f":"AD92+1","v":2052},{"$f":"AE92+1","v":2053},{"$f":"AF92+1","v":2054},{"$f":"AG92+1","v":2055},{"$f":"AH92+1","v":2056},{"$f":"AI92+1","v":2057},{"$f":"AJ92+1","v":2058},{"$f":"AK92+1","v":2059},{"$f":"AL92+1","v":2060},{"$f":"AM92+1","v":2061},{"$f":"AN92+1","v":2062},{"$f":"AO92+1","v":2063},{"$f":"AP92+1","v":2064},{"$f":"AQ92+1","v":2065},{"$f":"AR92+1","v":2066},{"$f":"AS92+1","v":2067},2068,{"$f":"AU92+1","v":2069},{"$f":"AV92+1","v":2070},{"$f":"AW92+1","v":2071},null,"Emission","Indicator","Unit"]
[null,"CO₂",{"$f":"NPV(Scenarios_interest_rate,D93:AX93)*(1+Scenarios_interest_rate)","v":324893.99104229413},{"$f":"SUMPRODUCT($BA$27:$BA$36,$BB44:$BB53)*D$14*$BB$55+D181*(1-D$14)","v":0},0,2347.4116388924231,4694.8232777848461,7042.2349166772692,9389.6465555696923,11737.058194462115,14084.469833354537,14084.469833354538,14084.469833354538,14084.469833354538,14084.469833354538,14084.469833354538,14084.469833354538,14084.469833354538,14084.469833354538,14084.469833354538,14084.469833354538,14084.469833354538,14084.469833354538,14084.469833354538,14084.469833354538,14084.469833354538,14084.469833354538,14084.469833354538,14084.469833354538,14084.469833354538,14084.469833354538,14084.469833354538,14084.469833354538,14084.469833354538,14084.469833354538,14084.469833354538,14084.469833354538,14084.469833354538,14084.469833354538,14084.469833354538,14084.469833354538,14084.469833354538,14084.469833354538,14084.469833354538,14084.469833354538,0,0,0,0,0,null,"CO₂","Eq. CO₂ ","ton CO2e/ton",{"$f":"Options!C16","v":1}]
[null,"CH4",0,{"$f":"SUMPRODUCT($BA$27:$BA$36,$BC44:$BC53)*D$14*$BC$55","v":0},0,0,0,0,0,0,0,0,0,0,0,0,0,0,0,0,0,0,0,0,0,0,0,0,0,0,0,0,0,0,0,0,0,0,0,0,0,0,0,0,0,0,0,0,0,0,null,"CH4","Eq. CO₂ ","ton CO2e/ton",{"$f":"Options!C17","v":25}]
[null,"N2O",0,{"$f":"SUMPRODUCT($BA$27:$BA$36,$BD44:$BD53)*D$14*$BD$55","v":0},0,0,0,0,0,0,0,0,0,0,0,0,0,0,0,0,0,0,0,0,0,0,0,0,0,0,0,0,0,0,0,0,0,0,0,0,0,0,0,0,0,0,0,0,0,0,null,"N2O","Eq. CO₂ ","ton CO2e/ton",{"$f":"Options!C18","v":298}]
[null,"Substitued CO₂",0,{"$f":"-SUM($BC$27:$BC$36)*D14*D22","v":0},0,0,0,0,0,0,0,0,0,0,0,0,0,0,0,0,0,0,0,0,0,0,0,0,0,0,0,0,0,0,0,{"$f":"-SUM($BC$27:$BC$36)*AJ14*AJ22","v":0},0,0,0,0,0,0,0,0,0,0,{"$f":"-SUM($BC$27:$BC$36)*AU14*AU22","v":0},0,0,0,null,"Substituted CO₂","Eq. CO₂ ","ton CO2e/ton",{"$f":"Options!C19","v":1}]
[null,"GHG",324893.99104229413,{"$f":"SUMPRODUCT($BC$93:$BC$96,D93:D96)","v":0},0,2347.4116388924231,4694.8232777848461,7042.2349166772692,9389.6465555696923,11737.058194462115,14084.469833354537,14084.469833354538,14084.469833354538,14084.469833354538,14084.469833354538,14084.469833354538,14084.469833354538,14084.469833354538,14084.469833354538,14084.469833354538,14084.469833354538,14084.469833354538,14084.469833354538,14084.469833354538,14084.469833354538,14084.469833354538,14084.469833354538,14084.469833354538,14084.469833354538,14084.469833354538,14084.469833354538,14084.469833354538,14084.469833354538,14084.469833354538,14084.469833354538,{"$f":"SUMPRODUCT($BC$93:$BC$96,AJ93:AJ96)","v":14084.469833354538},14084.469833354538,14084.469833354538,14084.469833354538,14084.469833354538,14084.469833354538,14084.469833354538,14084.469833354538,14084.469833354538,14084.469833354538,0,0,{"$f":"SUMPRODUCT($BC$93:$BC$96,AV93:AV96)","v":0},{"$f":"SUMPRODUCT($BC$93:$BC$96,AW93:AW96)","v":0},{"$f":"SUMPRODUCT($BC$93:$BC$96,AX93:AX96)","v":0},null,"GHG","Unit cost","EUR/ton",{"$f":"Options!C7","v":319}]
[null,"SO₂",4.849164045407373,{"$f":"SUMPRODUCT($BA$27:$BA$36,$BA44:$BA53)*D$14*$BA$55","v":0},0,3.5035994610334673E-2,7.0071989220669345E-2,0.10510798383100402,0.14014397844133869,0.17517997305167335,0.21021596766200801,0.21021596766200804,0.21021596766200804,0.21021596766200804,0.21021596766200804,0.21021596766200804,0.21021596766200804,0.21021596766200804,0.21021596766200804,0.21021596766200804,0.21021596766200804,0.21021596766200804,0.21021596766200804,0.21021596766200804,0.21021596766200804,0.21021596766200804,0.21021596766200804,0.21021596766200804,0.21021596766200804,0.21021596766200804,0.21021596766200804,0.21021596766200804,0.21021596766200804,0.21021596766200804,0.21021596766200804,0.21021596766200804,0.21021596766200804,0.21021596766200804,0.21021596766200804,0.21021596766200804,0.21021596766200804,0.21021596766200804,0.21021596766200804,0.21021596766200804,0.21021596766200804,0,0,0,0,0,null,"SO₂","Unit cost","EUR/ton",{"$f":"Options!C8","v":41676}]
[null,"NOx",43.642476408666369,{"$f":"SUMPRODUCT($BA$27:$BA$36,$BE44:$BE53)*D$14*$BE$55","v":0},0,0.31532395149301201,0.63064790298602402,0.9459718544790362,1.261295805972048,1.5766197574650602,1.891943708958072,1.8919437089580724,1.8919437089580724,1.8919437089580724,1.8919437089580724,1.8919437089580724,1.8919437089580724,1.8919437089580724,1.8919437089580724,1.8919437089580724,1.8919437089580724,1.8919437089580724,1.8919437089580724,1.8919437089580724,1.8919437089580724,1.8919437089580724,1.8919437089580724,1.8919437089580724,1.8919437089580724,1.8919437089580724,1.8919437089580724,1.8919437089580724,1.8919437089580724,1.8919437089580724,1.8919437089580724,1.8919437089580724,1.8919437089580724,1.8919437089580724,1.8919437089580724,1.8919437089580724,1.8919437089580724,1.8919437089580724,1.8919437089580724,1.8919437089580724,1.8919437089580724,0,0,0,0,0,null,"NOx","Unit cost","EUR/ton",{"$f":"Options!C9","v":44503}]
[null,"PM2.5",0.48491640454073748,{"$f":"SUMPRODUCT($BA$27:$BA$36,$BF44:$BF53)*D$14*$BF$55","v":0},0,3.5035994610334675E-3,7.007198922066935E-3,1.0510798383100402E-2,1.401439784413387E-2,1.7517997305167336E-2,2.1021596766200804E-2,2.1021596766200804E-2,2.1021596766200804E-2,2.1021596766200804E-2,2.1021596766200804E-2,2.1021596766200804E-2,2.1021596766200804E-2,2.1021596766200804E-2,2.1021596766200804E-2,2.1021596766200804E-2,2.1021596766200804E-2,2.1021596766200804E-2,2.1021596766200804E-2,2.1021596766200804E-2,2.1021596766200804E-2,2.1021596766200804E-2,2.1021596766200804E-2,2.1021596766200804E-2,2.1021596766200804E-2,2.1021596766200804E-2,2.1021596766200804E-2,2.1021596766200804E-2,2.1021596766200804E-2,2.1021596766200804E-2,2.1021596766200804E-2,2.1021596766200804E-2,2.1021596766200804E-2,2.1021596766200804E-2,2.1021596766200804E-2,2.1021596766200804E-2,2.1021596766200804E-2,2.1021596766200804E-2,2.1021596766200804E-2,2.1021596766200804E-2,2.1021596766200804E-2,0,0,0,0,0,null,"PM2.5","Unit cost","EUR/ton",{"$f":"Options!C10","v":151834}]
[null,"Source:",{"$f":"B11&\", \"&B17&\", \"&AZ24&\"  & \"&AZ41","v":"Table E1, Table E2, Table E.A3  & Table E.A4"},null,null,null,null,null,null,null,null,null,null,null,null,null,null,null,null,null,null,null,null,null,null,null,null,null,null,null,null,null,null,null,null,null,null,null,null,null,null,null,null,null,null,null,null,null,null,null,null,"Source: ",{"$f":"Options!$B$5&\" & \"&Options!$B$14","v":"Table O1 & Table O2"}]
[]
[]
[null,"Table E7","Cost breakdown, all DH technologies, million EUR/year"]
[null,null,{"$f":"\"NPV \"&Evaluation_StartYear","v":"NPV 2025"},{"$f":"Evaluation_StartYear","v":2025},{"$f":"D105+1","v":2026},{"$f":"E105+1","v":2027},2028,2029,2030,2031,2032,2033,2034,2035,2036,2037,2038,2039,2040,2041,2042,2043,2044,2045,{"$f":"X105+1","v":2046},{"$f":"Y105+1","v":2047},{"$f":"Z105+1","v":2048},{"$f":"AA105+1","v":2049},{"$f":"AB105+1","v":2050},{"$f":"AC105+1","v":2051},{"$f":"AD105+1","v":2052},{"$f":"AE105+1","v":2053},{"$f":"AF105+1","v":2054},{"$f":"AG105+1","v":2055},{"$f":"AH105+1","v":2056},{"$f":"AI105+1","v":2057},{"$f":"AJ105+1","v":2058},{"$f":"AK105+1","v":2059},{"$f":"AL105+1","v":2060},{"$f":"AM105+1","v":2061},{"$f":"AN105+1","v":2062},{"$f":"AO105+1","v":2063},{"$f":"AP105+1","v":2064},{"$f":"AQ105+1","v":2065},{"$f":"AR105+1","v":2066},{"$f":"AS105+1","v":2067},2068,{"$f":"AU105+1","v":2069},{"$f":"AV105+1","v":2070},{"$f":"AW105+1","v":2071}]
[null,"DH net total",{"$f":"NPV(Scenarios_interest_rate,D106:AX106)*(1+Scenarios_interest_rate)","v":67.214171446692845},{"$f":"SUM(D107:D109)","v":7.2180959101737079},7.2180959101737079,7.7002231513015946,7.8575360764716642,8.0148490016417338,8.1721619268118033,1.1113789418081641,1.2686918669782334,1.2686918669782337,1.2686918669782337,1.2686918669782337,1.2686918669782337,1.2686918669782337,1.2686918669782337,1.2686918669782337,1.2686918669782337,1.2686918669782337,1.2686918669782337,1.2686918669782337,1.2686918669782337,1.2686918669782337,1.2686918669782337,{"$f":"SUM(Z107:Z109)","v":1.2686918669782337},1.2686918669782337,1.2686918669782337,1.2686918669782337,1.2686918669782337,1.2686918669782337,1.2686918669782337,1.2686918669782337,1.2686918669782337,1.2686918669782337,{"$f":"SUM(AJ107:AJ109)","v":1.2686918669782337},1.2686918669782337,1.2686918669782337,1.2686918669782337,1.2686918669782337,1.2686918669782337,1.2686918669782337,1.2686918669782337,1.2686918669782337,-8.2591947344510253,0,{"$f":"SUM(AU107:AU109)","v":0},0,0,0]
[null,"DH net CAPEX",37.19551742362161,{"$f":"D72","v":7.2180959101737079},{"$f":"E72","v":7.2180959101737079},7.2180959101737079,7.2180959101737079,7.2180959101737079,7.2180959101737079,0,0,0,0,0,0,0,0,0,0,0,0,0,0,0,{"$f":"Y72","v":0},0,0,0,0,0,0,0,0,0,0,{"$f":"AJ72","v":0},0,0,0,0,0,0,0,0,-9.5278866014292589,0,{"$f":"AU72","v":0},0,0,0]
[null,"DH net FOPEX",8.2457262356138763,{"$f":"IF(D14>0,$BD$72,0)","v":0},0,0.32481431595781685,0.32481431595781685,0.32481431595781685,0.32481431595781685,0.32481431595781685,0.32481431595781685,0.32481431595781685,0.32481431595781685,0.32481431595781685,0.32481431595781685,0.32481431595781685,0.32481431595781685,0.32481431595781685,0.32481431595781685,0.32481431595781685,0.32481431595781685,0.32481431595781685,0.32481431595781685,0.32481431595781685,0.32481431595781685,0.32481431595781685,0.32481431595781685,0.32481431595781685,0.32481431595781685,0.32481431595781685,0.32481431595781685,0.32481431595781685,0.32481431595781685,0.32481431595781685,0.32481431595781685,{"$f":"IF(AJ14>0,$BD$72,0)","v":0.32481431595781685},0.32481431595781685,0.32481431595781685,0.32481431595781685,0.32481431595781685,0.32481431595781685,0.32481431595781685,0.32481431595781685,0.32481431595781685,0.32481431595781685,0,{"$f":"IF(AU14>0,$BD$72,0)","v":0},0,0,0]
[null,"DH net VOPEX",21.772927787457331,{"$f":"$BE72*D14*SUM($BB$27:$BB$36)/Support_thousand","v":0},0,0.15731292517006942,0.31462585034013885,0.47193877551020835,0.62925170068027769,0.78656462585034714,0.94387755102041659,0.94387755102041671,0.94387755102041671,0.94387755102041671,0.94387755102041671,0.94387755102041671,0.94387755102041671,0.94387755102041671,0.94387755102041671,0.94387755102041671,0.94387755102041671,0.94387755102041671,0.94387755102041671,0.94387755102041671,0.94387755102041671,0.94387755102041671,0.94387755102041671,0.94387755102041671,0.94387755102041671,0.94387755102041671,0.94387755102041671,0.94387755102041671,0.94387755102041671,0.94387755102041671,0.94387755102041671,0.94387755102041671,0.94387755102041671,0.94387755102041671,0.94387755102041671,0.94387755102041671,0.94387755102041671,0.94387755102041671,0.94387755102041671,0.94387755102041671,0.94387755102041671,0,0,0,0,0]
[null,"DH prod. CAPEX",10.692718685709822,{"$f":"SUM(D62:D71)","v":7.1428571428571423},{"$f":"SUM(E62:E71)","v":0},0,0,0,0,0,0,0,0,0,0,0,0,0,0,0,0,0,0,0,{"$f":"SUM(Y62:Y71)","v":0},{"$f":"SUM(Z62:Z71)","v":0},0,0,0,0,5.6190476190476186,0,0,0,0,{"$f":"SUM(AJ62:AJ71)","v":7.1428571428571423},0,0,0,0,0,0,0,0,-7.4723809523809521,0,{"$f":"SUM(AU62:AU71)","v":0},0,0,0]
[null,"DH prod. FOPEX",2.2968257889372388,{"$f":"IF(D14=0,0,SUM($BD$62:$BD$71))","v":0},0,9.0476190476190474E-2,9.0476190476190474E-2,9.0476190476190474E-2,9.0476190476190474E-2,9.0476190476190474E-2,9.0476190476190474E-2,9.0476190476190474E-2,9.0476190476190474E-2,9.0476190476190474E-2,9.0476190476190474E-2,9.0476190476190474E-2,9.0476190476190474E-2,9.0476190476190474E-2,9.0476190476190474E-2,9.0476190476190474E-2,9.0476190476190474E-2,9.0476190476190474E-2,9.0476190476190474E-2,9.0476190476190474E-2,9.0476190476190474E-2,9.0476190476190474E-2,9.0476190476190474E-2,9.0476190476190474E-2,9.0476190476190474E-2,9.0476190476190474E-2,9.0476190476190474E-2,9.0476190476190474E-2,9.0476190476190474E-2,9.0476190476190474E-2,9.0476190476190474E-2,9.0476190476190474E-2,9.0476190476190474E-2,9.0476190476190474E-2,9.0476190476190474E-2,9.0476190476190474E-2,9.0476190476190474E-2,9.0476190476190474E-2,9.0476190476190474E-2,9.0476190476190474E-2,9.0476190476190474E-2,0,0,0,0,0]
[null,"DH prod. VOPEX",12.300803406972488,{"$f":"SUMPRODUCT($BA$27:$BA$36,$BE$62:$BE$71)*D14/1000","v":0},0,8.8875294346382333E-2,0.17775058869276467,0.26662588303914703,0.35550117738552933,0.44437647173191169,0.53325176607829394,0.53325176607829405,0.53325176607829405,0.53325176607829405,0.53325176607829405,0.53325176607829405,0.53325176607829405,0.53325176607829405,0.53325176607829405,0.53325176607829405,0.53325176607829405,0.53325176607829405,0.53325176607829405,0.53325176607829405,0.53325176607829405,0.53325176607829405,0.53325176607829405,0.53325176607829405,0.53325176607829405,0.53325176607829405,0.53325176607829405,0.53325176607829405,0.53325176607829405,0.53325176607829405,0.53325176607829405,{"$f":"SUMPRODUCT($BA$27:$BA$36,$BE$62:$BE$71)*AJ14/1000","v":0.53325176607829405},0.53325176607829405,0.53325176607829405,0.53325176607829405,0.53325176607829405,0.53325176607829405,0.53325176607829405,0.53325176607829405,0.53325176607829405,0.53325176607829405,0,{"$f":"SUMPRODUCT($BA$27:$BA$36,$BE$62:$BE$71)*AU14/1000","v":0},0,0,0]
[null,"DH Fuel costs",{"$f":"NPV(Scenarios_interest_rate,D113:AX113)*(1+Scenarios_interest_rate)","v":35.353249252849793},{"$f":"SUM(D46:D55)","v":0},0,0.37993835736476383,0.67913678301129776,0.92487228089846307,1.1327836666293407,1.4020380034854796,1.6657157084211405,1.6489858126597059,1.6329833036705068,1.6162534079090722,1.5980687386031642,1.5806114560694933,1.5624267867635857,1.5449695042299139,1.5267848349240063,1.5107823259348079,1.4940524301733726,1.4773225344119376,1.4605926386505026,1.4445901296613037,1.4445901296613037,{"$f":"SUM(Z46:Z55)","v":1.4445901296613037},1.4445901296613037,1.4445901296613037,1.4445901296613037,1.4445901296613037,1.4445901296613037,1.4445901296613037,1.4445901296613037,1.4445901296613037,1.4445901296613037,{"$f":"SUM(AJ46:AJ55)","v":1.4445901296613037},1.4445901296613037,1.4445901296613037,1.4445901296613037,1.4445901296613037,1.4445901296613037,1.4445901296613037,1.4445901296613037,1.4445901296613037,1.4445901296613037,0,{"$f":"SUM(AU46:AU55)","v":0},0,0,0]
[null,"Electricity income",0,{"$f":"-SUM($BC$27:$BC$36)*D14*D20/Support_million","v":0},0,0,0,0,0,0,0,0,0,0,0,0,0,0,0,0,0,0,0,0,0,0,0,0,0,0,0,0,0,0,0,0,0,0,0,0,0,0,0,0,0,0,0,0,0,0]
[null,"Costs excl. externatlities",127.85776858116216,{"$f":"SUM(D107:D114)","v":14.360953053030851},{"$f":"SUM(E107:E114)","v":7.2180959101737079},{"$f":"SUM(F107:F114)","v":8.2595129934889311},8.8048996386519178,9.2968233560555333,9.7509229613028623,3.0482696075017457,3.5581355319538583,3.5414056361924242,3.5254031272032247,3.5086732314417901,3.4904885621358823,3.4730312796022114,3.454846610296304,3.4373893277626317,3.4192046584567244,3.4032021494675258,3.3864722537060907,3.3697423579446557,3.3530124621832207,3.3370099531940216,{"$f":"SUM(Y107:Y114)","v":3.3370099531940216},{"$f":"SUM(Z107:Z114)","v":3.3370099531940216},3.3370099531940216,3.3370099531940216,3.3370099531940216,3.3370099531940216,8.9560575722416402,3.3370099531940216,3.3370099531940216,3.3370099531940216,3.3370099531940216,{"$f":"SUM(AJ107:AJ114)","v":10.479867096051164},3.3370099531940216,3.3370099531940216,3.3370099531940216,3.3370099531940216,3.3370099531940216,3.3370099531940216,3.3370099531940216,3.3370099531940216,-13.663257600616189,0,{"$f":"SUM(AU107:AU114)","v":0},0,0,0]
[null,"Externalities",105.85912482823011,{"$f":"SUMPRODUCT($BC$97:$BC$100,D97:D100)/Support_million","v":0},0,0.76484930025192344,1.5296986005038469,2.2945479007557696,3.0593972010076937,3.8242465012596161,4.5890958015115384,4.5890958015115393,4.5890958015115393,4.5890958015115393,4.5890958015115393,4.5890958015115393,4.5890958015115393,4.5890958015115393,4.5890958015115393,4.5890958015115393,4.5890958015115393,4.5890958015115393,4.5890958015115393,4.5890958015115393,4.5890958015115393,4.5890958015115393,4.5890958015115393,4.5890958015115393,4.5890958015115393,4.5890958015115393,4.5890958015115393,4.5890958015115393,4.5890958015115393,4.5890958015115393,4.5890958015115393,4.5890958015115393,4.5890958015115393,4.5890958015115393,4.5890958015115393,4.5890958015115393,4.5890958015115393,4.5890958015115393,4.5890958015115393,4.5890958015115393,4.5890958015115393,0,0,0,0,0]
[null,"Total economic costs",233.71689340939227,{"$f":"D116+D115","v":14.360953053030851},{"$f":"E116+E115","v":7.2180959101737079},9.0243622937408539,10.334598239155765,11.591371256811303,12.810320162310557,6.8725161087613618,8.1472313334653972,8.1305014377039626,8.1144989287147631,8.0977690329533303,8.0795843636474221,8.0621270811137506,8.0439424118078442,8.026485129274171,8.0083004599682646,7.992297950979065,7.9755680552176305,7.958838159456195,7.9421082636947595,7.9261057547055609,{"$f":"Y116+Y115","v":7.9261057547055609},7.9261057547055609,7.9261057547055609,7.9261057547055609,7.9261057547055609,7.9261057547055609,13.54515337375318,7.9261057547055609,7.9261057547055609,7.9261057547055609,7.9261057547055609,{"$f":"AJ116+AJ115","v":15.068962897562702},7.9261057547055609,7.9261057547055609,7.9261057547055609,7.9261057547055609,7.9261057547055609,7.9261057547055609,7.9261057547055609,7.9261057547055609,-9.074161799104651,0,{"$f":"AU116+AU115","v":0},0,0,0]
[null,"Source:",{"$f":"B11&\", \"&B17&\", \"&B44&\", \"&B59&\", \"&AZ24&\", \"&AZ59&\"  & \"&AZ91","v":"Table E1, Table E2, Table E4, Table E5, Table E.A3, Table E.A5  & Table E.A6"}]
[]
[]
[null,"Evaluation of non-DH costs for the entire period"]
[]
[null,"Selected scenario"]
[null,null,null,null,null,null,null,null,null,null,null,null,null,null,null,null,null,null,null,null,null,null,null,null,null,null,null,null,null,null,null,null,null,null,null,null,null,null,null,null,null,null,null,null,null,null,null,null,null,null,null,"Table E.A7","Heat consumption"]
[null,null,null,null,null,null,null,null,null,null,null,null,null,null,null,null,null,null,null,null,null,null,null,null,null,null,null,null,null,null,null,null,null,null,null,null,null,null,null,null,null,null,null,null,null,null,null,null,null,null,null,"Heat consumption","GWh/year",{"$f":"Scenarios!P12","v":333}]
[null,null,null,null,null,null,null,null,null,null,null,null,null,null,null,null,null,null,null,null,null,null,null,null,null,null,null,null,null,null,null,null,null,null,null,null,null,null,null,null,null,null,null,null,null,null,null,null,null,null,null,"Source: ",{"$f":"Scenarios!B10","v":"Table S1"}]
[null,"Table E8","Heat consumption"]
[null,null,{"$f":"\"NPV \"&Evaluation_StartYear","v":"NPV 2025"},{"$f":"Evaluation_StartYear","v":2025},{"$f":"D128+1","v":2026},{"$f":"E128+1","v":2027},{"$f":"F128+1","v":2028},{"$f":"G128+1","v":2029},{"$f":"H128+1","v":2030},{"$f":"I128+1","v":2031},{"$f":"J128+1","v":2032},{"$f":"K128+1","v":2033},{"$f":"L128+1","v":2034},{"$f":"M128+1","v":2035},{"$f":"N128+1","v":2036},{"$f":"O128+1","v":2037},{"$f":"P128+1","v":2038},{"$f":"Q128+1","v":2039},{"$f":"R128+1","v":2040},{"$f":"S128+1","v":2041},{"$f":"T128+1","v":2042},{"$f":"U128+1","v":2043},{"$f":"V128+1","v":2044},{"$f":"W128+1","v":2045},{"$f":"X128+1","v":2046},{"$f":"Y128+1","v":2047},{"$f":"Z128+1","v":2048},{"$f":"AA128+1","v":2049},{"$f":"AB128+1","v":2050},{"$f":"AC128+1","v":2051},{"$f":"AD128+1","v":2052},{"$f":"AE128+1","v":2053},{"$f":"AF128+1","v":2054},{"$f":"AG128+1","v":2055},{"$f":"AH128+1","v":2056},{"$f":"AI128+1","v":2057},{"$f":"AJ128+1","v":2058},{"$f":"AK128+1","v":2059},{"$f":"AL128+1","v":2060},{"$f":"AM128+1","v":2061},{"$f":"AN128+1","v":2062},{"$f":"AO128+1","v":2063},{"$f":"AP128+1","v":2064},{"$f":"AQ128+1","v":2065},{"$f":"AR128+1","v":2066},{"$f":"AS128+1","v":2067},2068,{"$f":"AU128+1","v":2069},{"$f":"AV128+1","v":2070},{"$f":"AW128+1","v":2071}]
[null,"Heat consumption (GWh)",{"$f":"NPV(Scenarios_interest_rate,D129:AX129)*(1+Scenarios_interest_rate)","v":9112.0409554483667},{"$f":"IF(D128>Evaluation_FirstYear+Evaluation_ProjectYears-1,0,$BB$125)","v":333},333,333,333,333,333,333,333,333,333,333,333,333,333,333,333,333,333,333,333,333,333,333,333,333,333,333,333,333,333,333,333,333,333,333,333,333,333,333,333,333,333,0,0,0,0,0,null,"Table E.A8","Lookup for identifying fuel from technology"]
[null,"Source:",{"$f":"B11&\"  & \"&AZ124","v":"Table E1  & Table E.A7"},null,null,null,null,null,null,null,null,null,null,null,null,null,null,null,null,null,null,null,null,null,null,null,null,null,null,null,null,null,null,null,null,null,null,null,null,null,null,null,null,null,null,null,null,null,null,null,null,null,null,"Fuel use","VOPEX","Fuel distribution costs"]
[null,null,null,null,null,null,null,null,null,null,null,null,null,null,null,null,null,null,null,null,null,null,null,null,null,null,null,null,null,null,null,null,null,null,null,null,null,null,null,null,null,null,null,null,null,null,null,null,null,null,null,"Fuel","Row offset","GWh/year","EUR/MWh","EUR/MWh","MEUR"]
[null,"Table E9","Fuel price by technology, EUR/GWh",null,null,null,null,null,null,null,null,null,null,null,null,null,null,null,null,null,null,null,null,null,null,null,null,null,null,null,null,null,null,null,null,null,null,null,null,null,null,null,null,null,null,null,null,null,null,null,null,{"$f":"IFERROR(INDEX(Technologies!$D$9:$D$26,MATCH(B135,Technologies!$B$9:$B$26,0)),\"\")","v":"Natural gas"},{"$f":"IFERROR(MATCH(AZ132,Fuels!$C$11:$C$23,0),\"\")","v":1},{"$f":"Individual!X156","v":343.29896907216494},{"$f":"Individual!N156","v":0},{"$f":"Individual!O156","v":10.8},{"$f":"BD132*BB132/Support_thousand","v":3.7076288659793817}]
[null,"Technology",{"$f":"\"NPV \"&Evaluation_StartYear","v":"NPV 2025"},{"$f":"Evaluation_StartYear","v":2025},{"$f":"D133+1","v":2026},{"$f":"E133+1","v":2027},{"$f":"F133+1","v":2028},{"$f":"G133+1","v":2029},{"$f":"H133+1","v":2030},{"$f":"I133+1","v":2031},{"$f":"J133+1","v":2032},{"$f":"K133+1","v":2033},{"$f":"L133+1","v":2034},{"$f":"M133+1","v":2035},{"$f":"N133+1","v":2036},{"$f":"O133+1","v":2037},{"$f":"P133+1","v":2038},{"$f":"Q133+1","v":2039},{"$f":"R133+1","v":2040},{"$f":"S133+1","v":2041},{"$f":"T133+1","v":2042},{"$f":"U133+1","v":2043},{"$f":"V133+1","v":2044},{"$f":"W133+1","v":2045},{"$f":"X133+1","v":2046},{"$f":"Y133+1","v":2047},{"$f":"Z133+1","v":2048},{"$f":"AA133+1","v":2049},{"$f":"AB133+1","v":2050},{"$f":"AC133+1","v":2051},{"$f":"AD133+1","v":2052},{"$f":"AE133+1","v":2053},{"$f":"AF133+1","v":2054},{"$f":"AG133+1","v":2055},{"$f":"AH133+1","v":2056},{"$f":"AI133+1","v":2057},{"$f":"AJ133+1","v":2058},{"$f":"AK133+1","v":2059},{"$f":"AL133+1","v":2060},{"$f":"AM133+1","v":2061},{"$f":"AN133+1","v":2062},{"$f":"AO133+1","v":2063},{"$f":"AP133+1","v":2064},{"$f":"AQ133+1","v":2065},{"$f":"AR133+1","v":2066},{"$f":"AS133+1","v":2067},2068,{"$f":"AU133+1","v":2069},{"$f":"AV133+1","v":2070},{"$f":"AW133+1","v":2071},null,{"$f":"IFERROR(INDEX(Technologies!$D$9:$D$26,MATCH(B136,Technologies!$B$9:$B$26,0)),\"\")","v":""},{"$f":"IFERROR(MATCH(AZ133,Fuels!$C$11:$C$23,0),\"\")","v":""},{"$f":"Individual!X157","v":0},{"$f":"Individual!N157","v":0},{"$f":"Individual!O157","v":0},0]
[null,"Column offset",null,{"$f":"MATCH(D133,Fuels!$D$10:$BG$10,0)","v":6},{"$f":"MATCH(E133,Fuels!$D$10:$BG$10,0)","v":7},{"$f":"MATCH(F133,Fuels!$D$10:$BG$10,0)","v":8},{"$f":"MATCH(G133,Fuels!$D$10:$BG$10,0)","v":9},{"$f":"MATCH(H133,Fuels!$D$10:$BG$10,0)","v":10},{"$f":"MATCH(I133,Fuels!$D$10:$BG$10,0)","v":11},{"$f":"MATCH(J133,Fuels!$D$10:$BG$10,0)","v":12},{"$f":"MATCH(K133,Fuels!$D$10:$BG$10,0)","v":13},{"$f":"MATCH(L133,Fuels!$D$10:$BG$10,0)","v":14},{"$f":"MATCH(M133,Fuels!$D$10:$BG$10,0)","v":15},{"$f":"MATCH(N133,Fuels!$D$10:$BG$10,0)","v":16},{"$f":"MATCH(O133,Fuels!$D$10:$BG$10,0)","v":17},{"$f":"MATCH(P133,Fuels!$D$10:$BG$10,0)","v":18},{"$f":"MATCH(Q133,Fuels!$D$10:$BG$10,0)","v":19},{"$f":"MATCH(R133,Fuels!$D$10:$BG$10,0)","v":20},{"$f":"MATCH(S133,Fuels!$D$10:$BG$10,0)","v":21},{"$f":"MATCH(T133,Fuels!$D$10:$BG$10,0)","v":22},{"$f":"MATCH(U133,Fuels!$D$10:$BG$10,0)","v":23},{"$f":"MATCH(V133,Fuels!$D$10:$BG$10,0)","v":24},{"$f":"MATCH(W133,Fuels!$D$10:$BG$10,0)","v":25},{"$f":"MATCH(X133,Fuels!$D$10:$BG$10,0)","v":26},{"$f":"MATCH(Y133,Fuels!$D$10:$BG$10,0)","v":27},{"$f":"MATCH(Z133,Fuels!$D$10:$BG$10,0)","v":28},{"$f":"MATCH(AA133,Fuels!$D$10:$BG$10,0)","v":29},{"$f":"MATCH(AB133,Fuels!$D$10:$BG$10,0)","v":30},{"$f":"MATCH(AC133,Fuels!$D$10:$BG$10,0)","v":31},{"$f":"MATCH(AD133,Fuels!$D$10:$BG$10,0)","v":32},{"$f":"MATCH(AE133,Fuels!$D$10:$BG$10,0)","v":33},{"$f":"MATCH(AF133,Fuels!$D$10:$BG$10,0)","v":34},{"$f":"MATCH(AG133,Fuels!$D$10:$BG$10,0)","v":35},{"$f":"MATCH(AH133,Fuels!$D$10:$BG$10,0)","v":36},{"$f":"MATCH(AI133,Fuels!$D$10:$BG$10,0)","v":37},{"$f":"MATCH(AJ133,Fuels!$D$10:$BG$10,0)","v":38},{"$f":"MATCH(AK133,Fuels!$D$10:$BG$10,0)","v":39},{"$f":"MATCH(AL133,Fuels!$D$10:$BG$10,0)","v":40},{"$f":"MATCH(AM133,Fuels!$D$10:$BG$10,0)","v":41},{"$f":"MATCH(AN133,Fuels!$D$10:$BG$10,0)","v":42},{"$f":"MATCH(AO133,Fuels!$D$10:$BG$10,0)","v":43},{"$f":"MATCH(AP133,Fuels!$D$10:$BG$10,0)","v":44},{"$f":"MATCH(AQ133,Fuels!$D$10:$BG$10,0)","v":45},{"$f":"MATCH(AR133,Fuels!$D$10:$BG$10,0)","v":46},{"$f":"MATCH(AS133,Fuels!$D$10:$BG$10,0)","v":47},{"$f":"MATCH(AT133,Fuels!$D$10:$BG$10,0)","v":48},{"$f":"MATCH(AU133,Fuels!$D$10:$BG$10,0)","v":49},{"$f":"MATCH(AV133,Fuels!$D$10:$BG$10,0)","v":50},{"$f":"MATCH(AW133,Fuels!$D$10:$BG$10,0)","v":51},{"$f":"MATCH(AX133,Fuels!$D$10:$BG$10,0)","v":52},null,{"$f":"IFERROR(INDEX(Technologies!$D$9:$D$26,MATCH(B137,Technologies!$B$9:$B$26,0)),\"\")","v":""},{"$f":"IFERROR(MATCH(AZ134,Fuels!$C$11:$C$23,0),\"\")","v":""},{"$f":"Individual!X158","v":0},{"$f":"Individual!N158","v":0},{"$f":"Individual!O158","v":0},0]
[null,{"$f":"Individual!$E156","v":"Gas boiler"},null,{"$f":"IFERROR(INDEX(Fuels!$D$11:$BG$23,$BA132,D$134),0)*Support_GJperGWh*(1+D$242)","v":52305.586136595324},{"$f":"IFERROR(INDEX(Fuels!$D$11:$BG$23,$BA132,E$134),0)*Support_GJperGWh*(1+E$242)","v":44569.989806320082},{"$f":"IFERROR(INDEX(Fuels!$D$11:$BG$23,$BA132,F$134),0)*Support_GJperGWh*(1+F$242)","v":39039.225280326202},{"$f":"IFERROR(INDEX(Fuels!$D$11:$BG$23,$BA132,G$134),0)*Support_GJperGWh*(1+G$242)","v":34891.15188583079},{"$f":"IFERROR(INDEX(Fuels!$D$11:$BG$23,$BA132,H$134),0)*Support_GJperGWh*(1+H$242)","v":31677.329255861365},{"$f":"IFERROR(INDEX(Fuels!$D$11:$BG$23,$BA132,I$134),0)*Support_GJperGWh*(1+I$242)","v":29098.797145769626},{"$f":"IFERROR(INDEX(Fuels!$D$11:$BG$23,$BA132,J$134),0)*Support_GJperGWh*(1+J$242)","v":28812.293577981651},{"$f":"IFERROR(INDEX(Fuels!$D$11:$BG$23,$BA132,K$134),0)*Support_GJperGWh*(1+K$242)","v":28525.790010193679},{"$f":"IFERROR(INDEX(Fuels!$D$11:$BG$23,$BA132,L$134),0)*Support_GJperGWh*(1+L$242)","v":28239.286442405712},{"$f":"IFERROR(INDEX(Fuels!$D$11:$BG$23,$BA132,M$134),0)*Support_GJperGWh*(1+M$242)","v":27965.239551478084},{"$f":"IFERROR(INDEX(Fuels!$D$11:$BG$23,$BA132,N$134),0)*Support_GJperGWh*(1+N$242)","v":27678.735983690116},{"$f":"IFERROR(INDEX(Fuels!$D$11:$BG$23,$BA132,O$134),0)*Support_GJperGWh*(1+O$242)","v":27367.319062181446},{"$f":"IFERROR(INDEX(Fuels!$D$11:$BG$23,$BA132,P$134),0)*Support_GJperGWh*(1+P$242)","v":27068.358817533132},{"$f":"IFERROR(INDEX(Fuels!$D$11:$BG$23,$BA132,Q$134),0)*Support_GJperGWh*(1+Q$242)","v":26756.941896024469},{"$f":"IFERROR(INDEX(Fuels!$D$11:$BG$23,$BA132,R$134),0)*Support_GJperGWh*(1+R$242)","v":26457.981651376147},{"$f":"IFERROR(INDEX(Fuels!$D$11:$BG$23,$BA132,S$134),0)*Support_GJperGWh*(1+S$242)","v":26146.564729867485},{"$f":"IFERROR(INDEX(Fuels!$D$11:$BG$23,$BA132,T$134),0)*Support_GJperGWh*(1+T$242)","v":25872.517838939861},{"$f":"IFERROR(INDEX(Fuels!$D$11:$BG$23,$BA132,U$134),0)*Support_GJperGWh*(1+U$242)","v":25586.014271151886},{"$f":"IFERROR(INDEX(Fuels!$D$11:$BG$23,$BA132,V$134),0)*Support_GJperGWh*(1+V$242)","v":25299.510703363918},{"$f":"IFERROR(INDEX(Fuels!$D$11:$BG$23,$BA132,W$134),0)*Support_GJperGWh*(1+W$242)","v":25013.007135575943},{"$f":"IFERROR(INDEX(Fuels!$D$11:$BG$23,$BA132,X$134),0)*Support_GJperGWh*(1+X$242)","v":24738.960244648319},{"$f":"IFERROR(INDEX(Fuels!$D$11:$BG$23,$BA132,Y$134),0)*Support_GJperGWh*(1+Y$242)","v":24738.960244648319},{"$f":"IFERROR(INDEX(Fuels!$D$11:$BG$23,$BA132,Z$134),0)*Support_GJperGWh*(1+Z$242)","v":24738.960244648319},{"$f":"IFERROR(INDEX(Fuels!$D$11:$BG$23,$BA132,AA$134),0)*Support_GJperGWh*(1+AA$242)","v":24738.960244648319},{"$f":"IFERROR(INDEX(Fuels!$D$11:$BG$23,$BA132,AB$134),0)*Support_GJperGWh*(1+AB$242)","v":24738.960244648319},{"$f":"IFERROR(INDEX(Fuels!$D$11:$BG$23,$BA132,AC$134),0)*Support_GJperGWh*(1+AC$242)","v":24738.960244648319},{"$f":"IFERROR(INDEX(Fuels!$D$11:$BG$23,$BA132,AD$134),0)*Support_GJperGWh*(1+AD$242)","v":24738.960244648319},{"$f":"IFERROR(INDEX(Fuels!$D$11:$BG$23,$BA132,AE$134),0)*Support_GJperGWh*(1+AE$242)","v":24738.960244648319},{"$f":"IFERROR(INDEX(Fuels!$D$11:$BG$23,$BA132,AF$134),0)*Support_GJperGWh*(1+AF$242)","v":24738.960244648319},{"$f":"IFERROR(INDEX(Fuels!$D$11:$BG$23,$BA132,AG$134),0)*Support_GJperGWh*(1+AG$242)","v":24738.960244648319},{"$f":"IFERROR(INDEX(Fuels!$D$11:$BG$23,$BA132,AH$134),0)*Support_GJperGWh*(1+AH$242)","v":24738.960244648319},{"$f":"IFERROR(INDEX(Fuels!$D$11:$BG$23,$BA132,AI$134),0)*Support_GJperGWh*(1+AI$242)","v":24738.960244648319},{"$f":"IFERROR(INDEX(Fuels!$D$11:$BG$23,$BA132,AJ$134),0)*Support_GJperGWh*(1+AJ$242)","v":24738.960244648319},{"$f":"IFERROR(INDEX(Fuels!$D$11:$BG$23,$BA132,AK$134),0)*Support_GJperGWh*(1+AK$242)","v":24738.960244648319},{"$f":"IFERROR(INDEX(Fuels!$D$11:$BG$23,$BA132,AL$134),0)*Support_GJperGWh*(1+AL$242)","v":24738.960244648319},{"$f":"IFERROR(INDEX(Fuels!$D$11:$BG$23,$BA132,AM$134),0)*Support_GJperGWh*(1+AM$242)","v":24738.960244648319},{"$f":"IFERROR(INDEX(Fuels!$D$11:$BG$23,$BA132,AN$134),0)*Support_GJperGWh*(1+AN$242)","v":24738.960244648319},{"$f":"IFERROR(INDEX(Fuels!$D$11:$BG$23,$BA132,AO$134),0)*Support_GJperGWh*(1+AO$242)","v":24738.960244648319},{"$f":"IFERROR(INDEX(Fuels!$D$11:$BG$23,$BA132,AP$134),0)*Support_GJperGWh*(1+AP$242)","v":24738.960244648319},{"$f":"IFERROR(INDEX(Fuels!$D$11:$BG$23,$BA132,AQ$134),0)*Support_GJperGWh*(1+AQ$242)","v":24738.960244648319},{"$f":"IFERROR(INDEX(Fuels!$D$11:$BG$23,$BA132,AR$134),0)*Support_GJperGWh*(1+AR$242)","v":24738.960244648319},{"$f":"IFERROR(INDEX(Fuels!$D$11:$BG$23,$BA132,AS$134),0)*Support_GJperGWh*(1+AS$242)","v":24738.960244648319},{"$f":"IFERROR(INDEX(Fuels!$D$11:$BG$23,$BA132,AT$134),0)*Support_GJperGWh*(1+AT$242)","v":24738.960244648319},{"$f":"IFERROR(INDEX(Fuels!$D$11:$BG$23,$BA132,AU$134),0)*Support_GJperGWh*(1+AU$242)","v":24738.960244648319},{"$f":"IFERROR(INDEX(Fuels!$D$11:$BG$23,$BA132,AV$134),0)*Support_GJperGWh*(1+AV$242)","v":24738.960244648319},{"$f":"IFERROR(INDEX(Fuels!$D$11:$BG$23,$BA132,AW$134),0)*Support_GJperGWh*(1+AW$242)","v":24738.960244648319},{"$f":"IFERROR(INDEX(Fuels!$D$11:$BG$23,$BA132,AX$134),0)*Support_GJperGWh*(1+AX$242)","v":24738.960244648319},null,{"$f":"IFERROR(INDEX(Technologies!$D$9:$D$26,MATCH(B138,Technologies!$B$9:$B$26,0)),\"\")","v":""},{"$f":"IFERROR(MATCH(AZ135,Fuels!$C$11:$C$23,0),\"\")","v":""},{"$f":"Individual!X159","v":0},{"$f":"Individual!N159","v":0},{"$f":"Individual!O159","v":0},0]
[null,{"$f":"Individual!$E157","v":0},null,{"$f":"IFERROR(INDEX(Fuels!$D$11:$BG$23,$BA133,D$134),0)*Support_GJperGWh*(1+D$242)","v":0},{"$f":"IFERROR(INDEX(Fuels!$D$11:$BG$23,$BA133,E$134),0)*Support_GJperGWh*(1+E$242)","v":0},{"$f":"IFERROR(INDEX(Fuels!$D$11:$BG$23,$BA133,F$134),0)*Support_GJperGWh*(1+F$242)","v":0},{"$f":"IFERROR(INDEX(Fuels!$D$11:$BG$23,$BA133,G$134),0)*Support_GJperGWh*(1+G$242)","v":0},{"$f":"IFERROR(INDEX(Fuels!$D$11:$BG$23,$BA133,H$134),0)*Support_GJperGWh*(1+H$242)","v":0},{"$f":"IFERROR(INDEX(Fuels!$D$11:$BG$23,$BA133,I$134),0)*Support_GJperGWh*(1+I$242)","v":0},{"$f":"IFERROR(INDEX(Fuels!$D$11:$BG$23,$BA133,J$134),0)*Support_GJperGWh*(1+J$242)","v":0},{"$f":"IFERROR(INDEX(Fuels!$D$11:$BG$23,$BA133,K$134),0)*Support_GJperGWh*(1+K$242)","v":0},{"$f":"IFERROR(INDEX(Fuels!$D$11:$BG$23,$BA133,L$134),0)*Support_GJperGWh*(1+L$242)","v":0},{"$f":"IFERROR(INDEX(Fuels!$D$11:$BG$23,$BA133,M$134),0)*Support_GJperGWh*(1+M$242)","v":0},{"$f":"IFERROR(INDEX(Fuels!$D$11:$BG$23,$BA133,N$134),0)*Support_GJperGWh*(1+N$242)","v":0},{"$f":"IFERROR(INDEX(Fuels!$D$11:$BG$23,$BA133,O$134),0)*Support_GJperGWh*(1+O$242)","v":0},{"$f":"IFERROR(INDEX(Fuels!$D$11:$BG$23,$BA133,P$134),0)*Support_GJperGWh*(1+P$242)","v":0},{"$f":"IFERROR(INDEX(Fuels!$D$11:$BG$23,$BA133,Q$134),0)*Support_GJperGWh*(1+Q$242)","v":0},{"$f":"IFERROR(INDEX(Fuels!$D$11:$BG$23,$BA133,R$134),0)*Support_GJperGWh*(1+R$242)","v":0},{"$f":"IFERROR(INDEX(Fuels!$D$11:$BG$23,$BA133,S$134),0)*Support_GJperGWh*(1+S$242)","v":0},{"$f":"IFERROR(INDEX(Fuels!$D$11:$BG$23,$BA133,T$134),0)*Support_GJperGWh*(1+T$242)","v":0},{"$f":"IFERROR(INDEX(Fuels!$D$11:$BG$23,$BA133,U$134),0)*Support_GJperGWh*(1+U$242)","v":0},{"$f":"IFERROR(INDEX(Fuels!$D$11:$BG$23,$BA133,V$134),0)*Support_GJperGWh*(1+V$242)","v":0},{"$f":"IFERROR(INDEX(Fuels!$D$11:$BG$23,$BA133,W$134),0)*Support_GJperGWh*(1+W$242)","v":0},{"$f":"IFERROR(INDEX(Fuels!$D$11:$BG$23,$BA133,X$134),0)*Support_GJperGWh*(1+X$242)","v":0},{"$f":"IFERROR(INDEX(Fuels!$D$11:$BG$23,$BA133,Y$134),0)*Support_GJperGWh*(1+Y$242)","v":0},{"$f":"IFERROR(INDEX(Fuels!$D$11:$BG$23,$BA133,Z$134),0)*Support_GJperGWh*(1+Z$242)","v":0},{"$f":"IFERROR(INDEX(Fuels!$D$11:$BG$23,$BA133,AA$134),0)*Support_GJperGWh*(1+AA$242)","v":0},{"$f":"IFERROR(INDEX(Fuels!$D$11:$BG$23,$BA133,AB$134),0)*Support_GJperGWh*(1+AB$242)","v":0},{"$f":"IFERROR(INDEX(Fuels!$D$11:$BG$23,$BA133,AC$134),0)*Support_GJperGWh*(1+AC$242)","v":0},{"$f":"IFERROR(INDEX(Fuels!$D$11:$BG$23,$BA133,AD$134),0)*Support_GJperGWh*(1+AD$242)","v":0},{"$f":"IFERROR(INDEX(Fuels!$D$11:$BG$23,$BA133,AE$134),0)*Support_GJperGWh*(1+AE$242)","v":0},{"$f":"IFERROR(INDEX(Fuels!$D$11:$BG$23,$BA133,AF$134),0)*Support_GJperGWh*(1+AF$242)","v":0},{"$f":"IFERROR(INDEX(Fuels!$D$11:$BG$23,$BA133,AG$134),0)*Support_GJperGWh*(1+AG$242)","v":0},{"$f":"IFERROR(INDEX(Fuels!$D$11:$BG$23,$BA133,AH$134),0)*Support_GJperGWh*(1+AH$242)","v":0},{"$f":"IFERROR(INDEX(Fuels!$D$11:$BG$23,$BA133,AI$134),0)*Support_GJperGWh*(1+AI$242)","v":0},{"$f":"IFERROR(INDEX(Fuels!$D$11:$BG$23,$BA133,AJ$134),0)*Support_GJperGWh*(1+AJ$242)","v":0},{"$f":"IFERROR(INDEX(Fuels!$D$11:$BG$23,$BA133,AK$134),0)*Support_GJperGWh*(1+AK$242)","v":0},{"$f":"IFERROR(INDEX(Fuels!$D$11:$BG$23,$BA133,AL$134),0)*Support_GJperGWh*(1+AL$242)","v":0},{"$f":"IFERROR(INDEX(Fuels!$D$11:$BG$23,$BA133,AM$134),0)*Support_GJperGWh*(1+AM$242)","v":0},{"$f":"IFERROR(INDEX(Fuels!$D$11:$BG$23,$BA133,AN$134),0)*Support_GJperGWh*(1+AN$242)","v":0},{"$f":"IFERROR(INDEX(Fuels!$D$11:$BG$23,$BA133,AO$134),0)*Support_GJperGWh*(1+AO$242)","v":0},{"$f":"IFERROR(INDEX(Fuels!$D$11:$BG$23,$BA133,AP$134),0)*Support_GJperGWh*(1+AP$242)","v":0},{"$f":"IFERROR(INDEX(Fuels!$D$11:$BG$23,$BA133,AQ$134),0)*Support_GJperGWh*(1+AQ$242)","v":0},{"$f":"IFERROR(INDEX(Fuels!$D$11:$BG$23,$BA133,AR$134),0)*Support_GJperGWh*(1+AR$242)","v":0},{"$f":"IFERROR(INDEX(Fuels!$D$11:$BG$23,$BA133,AS$134),0)*Support_GJperGWh*(1+AS$242)","v":0},{"$f":"IFERROR(INDEX(Fuels!$D$11:$BG$23,$BA133,AT$134),0)*Support_GJperGWh*(1+AT$242)","v":0},{"$f":"IFERROR(INDEX(Fuels!$D$11:$BG$23,$BA133,AU$134),0)*Support_GJperGWh*(1+AU$242)","v":0},{"$f":"IFERROR(INDEX(Fuels!$D$11:$BG$23,$BA133,AV$134),0)*Support_GJperGWh*(1+AV$242)","v":0},{"$f":"IFERROR(INDEX(Fuels!$D$11:$BG$23,$BA133,AW$134),0)*Support_GJperGWh*(1+AW$242)","v":0},{"$f":"IFERROR(INDEX(Fuels!$D$11:$BG$23,$BA133,AX$134),0)*Support_GJperGWh*(1+AX$242)","v":0},null,{"$f":"IFERROR(INDEX(Technologies!$D$9:$D$26,MATCH(B139,Technologies!$B$9:$B$26,0)),\"\")","v":""},{"$f":"IFERROR(MATCH(AZ136,Fuels!$C$11:$C$23,0),\"\")","v":""},{"$f":"Individual!X160","v":0},{"$f":"Individual!N160","v":0},{"$f":"Individual!O160","v":0},0]
[null,{"$f":"Individual!$E158","v":0},null,{"$f":"IFERROR(INDEX(Fuels!$D$11:$BG$23,$BA134,D$134),0)*Support_GJperGWh*(1+D$242)","v":0},{"$f":"IFERROR(INDEX(Fuels!$D$11:$BG$23,$BA134,E$134),0)*Support_GJperGWh*(1+E$242)","v":0},{"$f":"IFERROR(INDEX(Fuels!$D$11:$BG$23,$BA134,F$134),0)*Support_GJperGWh*(1+F$242)","v":0},{"$f":"IFERROR(INDEX(Fuels!$D$11:$BG$23,$BA134,G$134),0)*Support_GJperGWh*(1+G$242)","v":0},{"$f":"IFERROR(INDEX(Fuels!$D$11:$BG$23,$BA134,H$134),0)*Support_GJperGWh*(1+H$242)","v":0},{"$f":"IFERROR(INDEX(Fuels!$D$11:$BG$23,$BA134,I$134),0)*Support_GJperGWh*(1+I$242)","v":0},{"$f":"IFERROR(INDEX(Fuels!$D$11:$BG$23,$BA134,J$134),0)*Support_GJperGWh*(1+J$242)","v":0},{"$f":"IFERROR(INDEX(Fuels!$D$11:$BG$23,$BA134,K$134),0)*Support_GJperGWh*(1+K$242)","v":0},{"$f":"IFERROR(INDEX(Fuels!$D$11:$BG$23,$BA134,L$134),0)*Support_GJperGWh*(1+L$242)","v":0},{"$f":"IFERROR(INDEX(Fuels!$D$11:$BG$23,$BA134,M$134),0)*Support_GJperGWh*(1+M$242)","v":0},{"$f":"IFERROR(INDEX(Fuels!$D$11:$BG$23,$BA134,N$134),0)*Support_GJperGWh*(1+N$242)","v":0},{"$f":"IFERROR(INDEX(Fuels!$D$11:$BG$23,$BA134,O$134),0)*Support_GJperGWh*(1+O$242)","v":0},{"$f":"IFERROR(INDEX(Fuels!$D$11:$BG$23,$BA134,P$134),0)*Support_GJperGWh*(1+P$242)","v":0},{"$f":"IFERROR(INDEX(Fuels!$D$11:$BG$23,$BA134,Q$134),0)*Support_GJperGWh*(1+Q$242)","v":0},{"$f":"IFERROR(INDEX(Fuels!$D$11:$BG$23,$BA134,R$134),0)*Support_GJperGWh*(1+R$242)","v":0},{"$f":"IFERROR(INDEX(Fuels!$D$11:$BG$23,$BA134,S$134),0)*Support_GJperGWh*(1+S$242)","v":0},{"$f":"IFERROR(INDEX(Fuels!$D$11:$BG$23,$BA134,T$134),0)*Support_GJperGWh*(1+T$242)","v":0},{"$f":"IFERROR(INDEX(Fuels!$D$11:$BG$23,$BA134,U$134),0)*Support_GJperGWh*(1+U$242)","v":0},{"$f":"IFERROR(INDEX(Fuels!$D$11:$BG$23,$BA134,V$134),0)*Support_GJperGWh*(1+V$242)","v":0},{"$f":"IFERROR(INDEX(Fuels!$D$11:$BG$23,$BA134,W$134),0)*Support_GJperGWh*(1+W$242)","v":0},{"$f":"IFERROR(INDEX(Fuels!$D$11:$BG$23,$BA134,X$134),0)*Support_GJperGWh*(1+X$242)","v":0},{"$f":"IFERROR(INDEX(Fuels!$D$11:$BG$23,$BA134,Y$134),0)*Support_GJperGWh*(1+Y$242)","v":0},{"$f":"IFERROR(INDEX(Fuels!$D$11:$BG$23,$BA134,Z$134),0)*Support_GJperGWh*(1+Z$242)","v":0},{"$f":"IFERROR(INDEX(Fuels!$D$11:$BG$23,$BA134,AA$134),0)*Support_GJperGWh*(1+AA$242)","v":0},{"$f":"IFERROR(INDEX(Fuels!$D$11:$BG$23,$BA134,AB$134),0)*Support_GJperGWh*(1+AB$242)","v":0},{"$f":"IFERROR(INDEX(Fuels!$D$11:$BG$23,$BA134,AC$134),0)*Support_GJperGWh*(1+AC$242)","v":0},{"$f":"IFERROR(INDEX(Fuels!$D$11:$BG$23,$BA134,AD$134),0)*Support_GJperGWh*(1+AD$242)","v":0},{"$f":"IFERROR(INDEX(Fuels!$D$11:$BG$23,$BA134,AE$134),0)*Support_GJperGWh*(1+AE$242)","v":0},{"$f":"IFERROR(INDEX(Fuels!$D$11:$BG$23,$BA134,AF$134),0)*Support_GJperGWh*(1+AF$242)","v":0},{"$f":"IFERROR(INDEX(Fuels!$D$11:$BG$23,$BA134,AG$134),0)*Support_GJperGWh*(1+AG$242)","v":0},{"$f":"IFERROR(INDEX(Fuels!$D$11:$BG$23,$BA134,AH$134),0)*Support_GJperGWh*(1+AH$242)","v":0},{"$f":"IFERROR(INDEX(Fuels!$D$11:$BG$23,$BA134,AI$134),0)*Support_GJperGWh*(1+AI$242)","v":0},{"$f":"IFERROR(INDEX(Fuels!$D$11:$BG$23,$BA134,AJ$134),0)*Support_GJperGWh*(1+AJ$242)","v":0},{"$f":"IFERROR(INDEX(Fuels!$D$11:$BG$23,$BA134,AK$134),0)*Support_GJperGWh*(1+AK$242)","v":0},{"$f":"IFERROR(INDEX(Fuels!$D$11:$BG$23,$BA134,AL$134),0)*Support_GJperGWh*(1+AL$242)","v":0},{"$f":"IFERROR(INDEX(Fuels!$D$11:$BG$23,$BA134,AM$134),0)*Support_GJperGWh*(1+AM$242)","v":0},{"$f":"IFERROR(INDEX(Fuels!$D$11:$BG$23,$BA134,AN$134),0)*Support_GJperGWh*(1+AN$242)","v":0},{"$f":"IFERROR(INDEX(Fuels!$D$11:$BG$23,$BA134,AO$134),0)*Support_GJperGWh*(1+AO$242)","v":0},{"$f":"IFERROR(INDEX(Fuels!$D$11:$BG$23,$BA134,AP$134),0)*Support_GJperGWh*(1+AP$242)","v":0},{"$f":"IFERROR(INDEX(Fuels!$D$11:$BG$23,$BA134,AQ$134),0)*Support_GJperGWh*(1+AQ$242)","v":0},{"$f":"IFERROR(INDEX(Fuels!$D$11:$BG$23,$BA134,AR$134),0)*Support_GJperGWh*(1+AR$242)","v":0},{"$f":"IFERROR(INDEX(Fuels!$D$11:$BG$23,$BA134,AS$134),0)*Support_GJperGWh*(1+AS$242)","v":0},{"$f":"IFERROR(INDEX(Fuels!$D$11:$BG$23,$BA134,AT$134),0)*Support_GJperGWh*(1+AT$242)","v":0},{"$f":"IFERROR(INDEX(Fuels!$D$11:$BG$23,$BA134,AU$134),0)*Support_GJperGWh*(1+AU$242)","v":0},{"$f":"IFERROR(INDEX(Fuels!$D$11:$BG$23,$BA134,AV$134),0)*Support_GJperGWh*(1+AV$242)","v":0},{"$f":"IFERROR(INDEX(Fuels!$D$11:$BG$23,$BA134,AW$134),0)*Support_GJperGWh*(1+AW$242)","v":0},{"$f":"IFERROR(INDEX(Fuels!$D$11:$BG$23,$BA134,AX$134),0)*Support_GJperGWh*(1+AX$242)","v":0},null,{"$f":"IFERROR(INDEX(Technologies!$D$9:$D$26,MATCH(B140,Technologies!$B$9:$B$26,0)),\"\")","v":""},{"$f":"IFERROR(MATCH(AZ137,Fuels!$C$11:$C$23,0),\"\")","v":""},{"$f":"Individual!X161","v":0},{"$f":"Individual!N161","v":0},{"$f":"Individual!O161","v":0},0]
[null,{"$f":"Individual!$E159","v":0},null,{"$f":"IFERROR(INDEX(Fuels!$D$11:$BG$23,$BA135,D$134),0)*Support_GJperGWh*(1+D$242)","v":0},{"$f":"IFERROR(INDEX(Fuels!$D$11:$BG$23,$BA135,E$134),0)*Support_GJperGWh*(1+E$242)","v":0},{"$f":"IFERROR(INDEX(Fuels!$D$11:$BG$23,$BA135,F$134),0)*Support_GJperGWh*(1+F$242)","v":0},{"$f":"IFERROR(INDEX(Fuels!$D$11:$BG$23,$BA135,G$134),0)*Support_GJperGWh*(1+G$242)","v":0},{"$f":"IFERROR(INDEX(Fuels!$D$11:$BG$23,$BA135,H$134),0)*Support_GJperGWh*(1+H$242)","v":0},{"$f":"IFERROR(INDEX(Fuels!$D$11:$BG$23,$BA135,I$134),0)*Support_GJperGWh*(1+I$242)","v":0},{"$f":"IFERROR(INDEX(Fuels!$D$11:$BG$23,$BA135,J$134),0)*Support_GJperGWh*(1+J$242)","v":0},{"$f":"IFERROR(INDEX(Fuels!$D$11:$BG$23,$BA135,K$134),0)*Support_GJperGWh*(1+K$242)","v":0},{"$f":"IFERROR(INDEX(Fuels!$D$11:$BG$23,$BA135,L$134),0)*Support_GJperGWh*(1+L$242)","v":0},{"$f":"IFERROR(INDEX(Fuels!$D$11:$BG$23,$BA135,M$134),0)*Support_GJperGWh*(1+M$242)","v":0},{"$f":"IFERROR(INDEX(Fuels!$D$11:$BG$23,$BA135,N$134),0)*Support_GJperGWh*(1+N$242)","v":0},{"$f":"IFERROR(INDEX(Fuels!$D$11:$BG$23,$BA135,O$134),0)*Support_GJperGWh*(1+O$242)","v":0},{"$f":"IFERROR(INDEX(Fuels!$D$11:$BG$23,$BA135,P$134),0)*Support_GJperGWh*(1+P$242)","v":0},{"$f":"IFERROR(INDEX(Fuels!$D$11:$BG$23,$BA135,Q$134),0)*Support_GJperGWh*(1+Q$242)","v":0},{"$f":"IFERROR(INDEX(Fuels!$D$11:$BG$23,$BA135,R$134),0)*Support_GJperGWh*(1+R$242)","v":0},{"$f":"IFERROR(INDEX(Fuels!$D$11:$BG$23,$BA135,S$134),0)*Support_GJperGWh*(1+S$242)","v":0},{"$f":"IFERROR(INDEX(Fuels!$D$11:$BG$23,$BA135,T$134),0)*Support_GJperGWh*(1+T$242)","v":0},{"$f":"IFERROR(INDEX(Fuels!$D$11:$BG$23,$BA135,U$134),0)*Support_GJperGWh*(1+U$242)","v":0},{"$f":"IFERROR(INDEX(Fuels!$D$11:$BG$23,$BA135,V$134),0)*Support_GJperGWh*(1+V$242)","v":0},{"$f":"IFERROR(INDEX(Fuels!$D$11:$BG$23,$BA135,W$134),0)*Support_GJperGWh*(1+W$242)","v":0},{"$f":"IFERROR(INDEX(Fuels!$D$11:$BG$23,$BA135,X$134),0)*Support_GJperGWh*(1+X$242)","v":0},{"$f":"IFERROR(INDEX(Fuels!$D$11:$BG$23,$BA135,Y$134),0)*Support_GJperGWh*(1+Y$242)","v":0},{"$f":"IFERROR(INDEX(Fuels!$D$11:$BG$23,$BA135,Z$134),0)*Support_GJperGWh*(1+Z$242)","v":0},{"$f":"IFERROR(INDEX(Fuels!$D$11:$BG$23,$BA135,AA$134),0)*Support_GJperGWh*(1+AA$242)","v":0},{"$f":"IFERROR(INDEX(Fuels!$D$11:$BG$23,$BA135,AB$134),0)*Support_GJperGWh*(1+AB$242)","v":0},{"$f":"IFERROR(INDEX(Fuels!$D$11:$BG$23,$BA135,AC$134),0)*Support_GJperGWh*(1+AC$242)","v":0},{"$f":"IFERROR(INDEX(Fuels!$D$11:$BG$23,$BA135,AD$134),0)*Support_GJperGWh*(1+AD$242)","v":0},{"$f":"IFERROR(INDEX(Fuels!$D$11:$BG$23,$BA135,AE$134),0)*Support_GJperGWh*(1+AE$242)","v":0},{"$f":"IFERROR(INDEX(Fuels!$D$11:$BG$23,$BA135,AF$134),0)*Support_GJperGWh*(1+AF$242)","v":0},{"$f":"IFERROR(INDEX(Fuels!$D$11:$BG$23,$BA135,AG$134),0)*Support_GJperGWh*(1+AG$242)","v":0},{"$f":"IFERROR(INDEX(Fuels!$D$11:$BG$23,$BA135,AH$134),0)*Support_GJperGWh*(1+AH$242)","v":0},{"$f":"IFERROR(INDEX(Fuels!$D$11:$BG$23,$BA135,AI$134),0)*Support_GJperGWh*(1+AI$242)","v":0},{"$f":"IFERROR(INDEX(Fuels!$D$11:$BG$23,$BA135,AJ$134),0)*Support_GJperGWh*(1+AJ$242)","v":0},{"$f":"IFERROR(INDEX(Fuels!$D$11:$BG$23,$BA135,AK$134),0)*Support_GJperGWh*(1+AK$242)","v":0},{"$f":"IFERROR(INDEX(Fuels!$D$11:$BG$23,$BA135,AL$134),0)*Support_GJperGWh*(1+AL$242)","v":0},{"$f":"IFERROR(INDEX(Fuels!$D$11:$BG$23,$BA135,AM$134),0)*Support_GJperGWh*(1+AM$242)","v":0},{"$f":"IFERROR(INDEX(Fuels!$D$11:$BG$23,$BA135,AN$134),0)*Support_GJperGWh*(1+AN$242)","v":0},{"$f":"IFERROR(INDEX(Fuels!$D$11:$BG$23,$BA135,AO$134),0)*Support_GJperGWh*(1+AO$242)","v":0},{"$f":"IFERROR(INDEX(Fuels!$D$11:$BG$23,$BA135,AP$134),0)*Support_GJperGWh*(1+AP$242)","v":0},{"$f":"IFERROR(INDEX(Fuels!$D$11:$BG$23,$BA135,AQ$134),0)*Support_GJperGWh*(1+AQ$242)","v":0},{"$f":"IFERROR(INDEX(Fuels!$D$11:$BG$23,$BA135,AR$134),0)*Support_GJperGWh*(1+AR$242)","v":0},{"$f":"IFERROR(INDEX(Fuels!$D$11:$BG$23,$BA135,AS$134),0)*Support_GJperGWh*(1+AS$242)","v":0},{"$f":"IFERROR(INDEX(Fuels!$D$11:$BG$23,$BA135,AT$134),0)*Support_GJperGWh*(1+AT$242)","v":0},{"$f":"IFERROR(INDEX(Fuels!$D$11:$BG$23,$BA135,AU$134),0)*Support_GJperGWh*(1+AU$242)","v":0},{"$f":"IFERROR(INDEX(Fuels!$D$11:$BG$23,$BA135,AV$134),0)*Support_GJperGWh*(1+AV$242)","v":0},{"$f":"IFERROR(INDEX(Fuels!$D$11:$BG$23,$BA135,AW$134),0)*Support_GJperGWh*(1+AW$242)","v":0},{"$f":"IFERROR(INDEX(Fuels!$D$11:$BG$23,$BA135,AX$134),0)*Support_GJperGWh*(1+AX$242)","v":0},null,{"$f":"IFERROR(INDEX(Technologies!$D$9:$D$26,MATCH(B141,Technologies!$B$9:$B$26,0)),\"\")","v":""},{"$f":"IFERROR(MATCH(AZ138,Fuels!$C$11:$C$23,0),\"\")","v":""},{"$f":"Individual!X162","v":0},{"$f":"Individual!N162","v":0},{"$f":"Individual!O162","v":0},0]
[null,{"$f":"Individual!$E160","v":0},null,{"$f":"IFERROR(INDEX(Fuels!$D$11:$BG$23,$BA136,D$134),0)*Support_GJperGWh*(1+D$242)","v":0},{"$f":"IFERROR(INDEX(Fuels!$D$11:$BG$23,$BA136,E$134),0)*Support_GJperGWh*(1+E$242)","v":0},{"$f":"IFERROR(INDEX(Fuels!$D$11:$BG$23,$BA136,F$134),0)*Support_GJperGWh*(1+F$242)","v":0},{"$f":"IFERROR(INDEX(Fuels!$D$11:$BG$23,$BA136,G$134),0)*Support_GJperGWh*(1+G$242)","v":0},{"$f":"IFERROR(INDEX(Fuels!$D$11:$BG$23,$BA136,H$134),0)*Support_GJperGWh*(1+H$242)","v":0},{"$f":"IFERROR(INDEX(Fuels!$D$11:$BG$23,$BA136,I$134),0)*Support_GJperGWh*(1+I$242)","v":0},{"$f":"IFERROR(INDEX(Fuels!$D$11:$BG$23,$BA136,J$134),0)*Support_GJperGWh*(1+J$242)","v":0},{"$f":"IFERROR(INDEX(Fuels!$D$11:$BG$23,$BA136,K$134),0)*Support_GJperGWh*(1+K$242)","v":0},{"$f":"IFERROR(INDEX(Fuels!$D$11:$BG$23,$BA136,L$134),0)*Support_GJperGWh*(1+L$242)","v":0},{"$f":"IFERROR(INDEX(Fuels!$D$11:$BG$23,$BA136,M$134),0)*Support_GJperGWh*(1+M$242)","v":0},{"$f":"IFERROR(INDEX(Fuels!$D$11:$BG$23,$BA136,N$134),0)*Support_GJperGWh*(1+N$242)","v":0},{"$f":"IFERROR(INDEX(Fuels!$D$11:$BG$23,$BA136,O$134),0)*Support_GJperGWh*(1+O$242)","v":0},{"$f":"IFERROR(INDEX(Fuels!$D$11:$BG$23,$BA136,P$134),0)*Support_GJperGWh*(1+P$242)","v":0},{"$f":"IFERROR(INDEX(Fuels!$D$11:$BG$23,$BA136,Q$134),0)*Support_GJperGWh*(1+Q$242)","v":0},{"$f":"IFERROR(INDEX(Fuels!$D$11:$BG$23,$BA136,R$134),0)*Support_GJperGWh*(1+R$242)","v":0},{"$f":"IFERROR(INDEX(Fuels!$D$11:$BG$23,$BA136,S$134),0)*Support_GJperGWh*(1+S$242)","v":0},{"$f":"IFERROR(INDEX(Fuels!$D$11:$BG$23,$BA136,T$134),0)*Support_GJperGWh*(1+T$242)","v":0},{"$f":"IFERROR(INDEX(Fuels!$D$11:$BG$23,$BA136,U$134),0)*Support_GJperGWh*(1+U$242)","v":0},{"$f":"IFERROR(INDEX(Fuels!$D$11:$BG$23,$BA136,V$134),0)*Support_GJperGWh*(1+V$242)","v":0},{"$f":"IFERROR(INDEX(Fuels!$D$11:$BG$23,$BA136,W$134),0)*Support_GJperGWh*(1+W$242)","v":0},{"$f":"IFERROR(INDEX(Fuels!$D$11:$BG$23,$BA136,X$134),0)*Support_GJperGWh*(1+X$242)","v":0},{"$f":"IFERROR(INDEX(Fuels!$D$11:$BG$23,$BA136,Y$134),0)*Support_GJperGWh*(1+Y$242)","v":0},{"$f":"IFERROR(INDEX(Fuels!$D$11:$BG$23,$BA136,Z$134),0)*Support_GJperGWh*(1+Z$242)","v":0},{"$f":"IFERROR(INDEX(Fuels!$D$11:$BG$23,$BA136,AA$134),0)*Support_GJperGWh*(1+AA$242)","v":0},{"$f":"IFERROR(INDEX(Fuels!$D$11:$BG$23,$BA136,AB$134),0)*Support_GJperGWh*(1+AB$242)","v":0},{"$f":"IFERROR(INDEX(Fuels!$D$11:$BG$23,$BA136,AC$134),0)*Support_GJperGWh*(1+AC$242)","v":0},{"$f":"IFERROR(INDEX(Fuels!$D$11:$BG$23,$BA136,AD$134),0)*Support_GJperGWh*(1+AD$242)","v":0},{"$f":"IFERROR(INDEX(Fuels!$D$11:$BG$23,$BA136,AE$134),0)*Support_GJperGWh*(1+AE$242)","v":0},{"$f":"IFERROR(INDEX(Fuels!$D$11:$BG$23,$BA136,AF$134),0)*Support_GJperGWh*(1+AF$242)","v":0},{"$f":"IFERROR(INDEX(Fuels!$D$11:$BG$23,$BA136,AG$134),0)*Support_GJperGWh*(1+AG$242)","v":0},{"$f":"IFERROR(INDEX(Fuels!$D$11:$BG$23,$BA136,AH$134),0)*Support_GJperGWh*(1+AH$242)","v":0},{"$f":"IFERROR(INDEX(Fuels!$D$11:$BG$23,$BA136,AI$134),0)*Support_GJperGWh*(1+AI$242)","v":0},{"$f":"IFERROR(INDEX(Fuels!$D$11:$BG$23,$BA136,AJ$134),0)*Support_GJperGWh*(1+AJ$242)","v":0},{"$f":"IFERROR(INDEX(Fuels!$D$11:$BG$23,$BA136,AK$134),0)*Support_GJperGWh*(1+AK$242)","v":0},{"$f":"IFERROR(INDEX(Fuels!$D$11:$BG$23,$BA136,AL$134),0)*Support_GJperGWh*(1+AL$242)","v":0},{"$f":"IFERROR(INDEX(Fuels!$D$11:$BG$23,$BA136,AM$134),0)*Support_GJperGWh*(1+AM$242)","v":0},{"$f":"IFERROR(INDEX(Fuels!$D$11:$BG$23,$BA136,AN$134),0)*Support_GJperGWh*(1+AN$242)","v":0},{"$f":"IFERROR(INDEX(Fuels!$D$11:$BG$23,$BA136,AO$134),0)*Support_GJperGWh*(1+AO$242)","v":0},{"$f":"IFERROR(INDEX(Fuels!$D$11:$BG$23,$BA136,AP$134),0)*Support_GJperGWh*(1+AP$242)","v":0},{"$f":"IFERROR(INDEX(Fuels!$D$11:$BG$23,$BA136,AQ$134),0)*Support_GJperGWh*(1+AQ$242)","v":0},{"$f":"IFERROR(INDEX(Fuels!$D$11:$BG$23,$BA136,AR$134),0)*Support_GJperGWh*(1+AR$242)","v":0},{"$f":"IFERROR(INDEX(Fuels!$D$11:$BG$23,$BA136,AS$134),0)*Support_GJperGWh*(1+AS$242)","v":0},{"$f":"IFERROR(INDEX(Fuels!$D$11:$BG$23,$BA136,AT$134),0)*Support_GJperGWh*(1+AT$242)","v":0},{"$f":"IFERROR(INDEX(Fuels!$D$11:$BG$23,$BA136,AU$134),0)*Support_GJperGWh*(1+AU$242)","v":0},{"$f":"IFERROR(INDEX(Fuels!$D$11:$BG$23,$BA136,AV$134),0)*Support_GJperGWh*(1+AV$242)","v":0},{"$f":"IFERROR(INDEX(Fuels!$D$11:$BG$23,$BA136,AW$134),0)*Support_GJperGWh*(1+AW$242)","v":0},{"$f":"IFERROR(INDEX(Fuels!$D$11:$BG$23,$BA136,AX$134),0)*Support_GJperGWh*(1+AX$242)","v":0},null,{"$f":"IFERROR(INDEX(Technologies!$D$9:$D$26,MATCH(B142,Technologies!$B$9:$B$26,0)),\"\")","v":""},{"$f":"IFERROR(MATCH(AZ139,Fuels!$C$11:$C$23,0),\"\")","v":""},{"$f":"Individual!X163","v":0},{"$f":"Individual!N163","v":0},{"$f":"Individual!O163","v":0},0]
[null,{"$f":"Individual!$E161","v":0},null,{"$f":"IFERROR(INDEX(Fuels!$D$11:$BG$23,$BA137,D$134),0)*Support_GJperGWh*(1+D$242)","v":0},{"$f":"IFERROR(INDEX(Fuels!$D$11:$BG$23,$BA137,E$134),0)*Support_GJperGWh*(1+E$242)","v":0},{"$f":"IFERROR(INDEX(Fuels!$D$11:$BG$23,$BA137,F$134),0)*Support_GJperGWh*(1+F$242)","v":0},{"$f":"IFERROR(INDEX(Fuels!$D$11:$BG$23,$BA137,G$134),0)*Support_GJperGWh*(1+G$242)","v":0},{"$f":"IFERROR(INDEX(Fuels!$D$11:$BG$23,$BA137,H$134),0)*Support_GJperGWh*(1+H$242)","v":0},{"$f":"IFERROR(INDEX(Fuels!$D$11:$BG$23,$BA137,I$134),0)*Support_GJperGWh*(1+I$242)","v":0},{"$f":"IFERROR(INDEX(Fuels!$D$11:$BG$23,$BA137,J$134),0)*Support_GJperGWh*(1+J$242)","v":0},{"$f":"IFERROR(INDEX(Fuels!$D$11:$BG$23,$BA137,K$134),0)*Support_GJperGWh*(1+K$242)","v":0},{"$f":"IFERROR(INDEX(Fuels!$D$11:$BG$23,$BA137,L$134),0)*Support_GJperGWh*(1+L$242)","v":0},{"$f":"IFERROR(INDEX(Fuels!$D$11:$BG$23,$BA137,M$134),0)*Support_GJperGWh*(1+M$242)","v":0},{"$f":"IFERROR(INDEX(Fuels!$D$11:$BG$23,$BA137,N$134),0)*Support_GJperGWh*(1+N$242)","v":0},{"$f":"IFERROR(INDEX(Fuels!$D$11:$BG$23,$BA137,O$134),0)*Support_GJperGWh*(1+O$242)","v":0},{"$f":"IFERROR(INDEX(Fuels!$D$11:$BG$23,$BA137,P$134),0)*Support_GJperGWh*(1+P$242)","v":0},{"$f":"IFERROR(INDEX(Fuels!$D$11:$BG$23,$BA137,Q$134),0)*Support_GJperGWh*(1+Q$242)","v":0},{"$f":"IFERROR(INDEX(Fuels!$D$11:$BG$23,$BA137,R$134),0)*Support_GJperGWh*(1+R$242)","v":0},{"$f":"IFERROR(INDEX(Fuels!$D$11:$BG$23,$BA137,S$134),0)*Support_GJperGWh*(1+S$242)","v":0},{"$f":"IFERROR(INDEX(Fuels!$D$11:$BG$23,$BA137,T$134),0)*Support_GJperGWh*(1+T$242)","v":0},{"$f":"IFERROR(INDEX(Fuels!$D$11:$BG$23,$BA137,U$134),0)*Support_GJperGWh*(1+U$242)","v":0},{"$f":"IFERROR(INDEX(Fuels!$D$11:$BG$23,$BA137,V$134),0)*Support_GJperGWh*(1+V$242)","v":0},{"$f":"IFERROR(INDEX(Fuels!$D$11:$BG$23,$BA137,W$134),0)*Support_GJperGWh*(1+W$242)","v":0},{"$f":"IFERROR(INDEX(Fuels!$D$11:$BG$23,$BA137,X$134),0)*Support_GJperGWh*(1+X$242)","v":0},{"$f":"IFERROR(INDEX(Fuels!$D$11:$BG$23,$BA137,Y$134),0)*Support_GJperGWh*(1+Y$242)","v":0},{"$f":"IFERROR(INDEX(Fuels!$D$11:$BG$23,$BA137,Z$134),0)*Support_GJperGWh*(1+Z$242)","v":0},{"$f":"IFERROR(INDEX(Fuels!$D$11:$BG$23,$BA137,AA$134),0)*Support_GJperGWh*(1+AA$242)","v":0},{"$f":"IFERROR(INDEX(Fuels!$D$11:$BG$23,$BA137,AB$134),0)*Support_GJperGWh*(1+AB$242)","v":0},{"$f":"IFERROR(INDEX(Fuels!$D$11:$BG$23,$BA137,AC$134),0)*Support_GJperGWh*(1+AC$242)","v":0},{"$f":"IFERROR(INDEX(Fuels!$D$11:$BG$23,$BA137,AD$134),0)*Support_GJperGWh*(1+AD$242)","v":0},{"$f":"IFERROR(INDEX(Fuels!$D$11:$BG$23,$BA137,AE$134),0)*Support_GJperGWh*(1+AE$242)","v":0},{"$f":"IFERROR(INDEX(Fuels!$D$11:$BG$23,$BA137,AF$134),0)*Support_GJperGWh*(1+AF$242)","v":0},{"$f":"IFERROR(INDEX(Fuels!$D$11:$BG$23,$BA137,AG$134),0)*Support_GJperGWh*(1+AG$242)","v":0},{"$f":"IFERROR(INDEX(Fuels!$D$11:$BG$23,$BA137,AH$134),0)*Support_GJperGWh*(1+AH$242)","v":0},{"$f":"IFERROR(INDEX(Fuels!$D$11:$BG$23,$BA137,AI$134),0)*Support_GJperGWh*(1+AI$242)","v":0},{"$f":"IFERROR(INDEX(Fuels!$D$11:$BG$23,$BA137,AJ$134),0)*Support_GJperGWh*(1+AJ$242)","v":0},{"$f":"IFERROR(INDEX(Fuels!$D$11:$BG$23,$BA137,AK$134),0)*Support_GJperGWh*(1+AK$242)","v":0},{"$f":"IFERROR(INDEX(Fuels!$D$11:$BG$23,$BA137,AL$134),0)*Support_GJperGWh*(1+AL$242)","v":0},{"$f":"IFERROR(INDEX(Fuels!$D$11:$BG$23,$BA137,AM$134),0)*Support_GJperGWh*(1+AM$242)","v":0},{"$f":"IFERROR(INDEX(Fuels!$D$11:$BG$23,$BA137,AN$134),0)*Support_GJperGWh*(1+AN$242)","v":0},{"$f":"IFERROR(INDEX(Fuels!$D$11:$BG$23,$BA137,AO$134),0)*Support_GJperGWh*(1+AO$242)","v":0},{"$f":"IFERROR(INDEX(Fuels!$D$11:$BG$23,$BA137,AP$134),0)*Support_GJperGWh*(1+AP$242)","v":0},{"$f":"IFERROR(INDEX(Fuels!$D$11:$BG$23,$BA137,AQ$134),0)*Support_GJperGWh*(1+AQ$242)","v":0},{"$f":"IFERROR(INDEX(Fuels!$D$11:$BG$23,$BA137,AR$134),0)*Support_GJperGWh*(1+AR$242)","v":0},{"$f":"IFERROR(INDEX(Fuels!$D$11:$BG$23,$BA137,AS$134),0)*Support_GJperGWh*(1+AS$242)","v":0},{"$f":"IFERROR(INDEX(Fuels!$D$11:$BG$23,$BA137,AT$134),0)*Support_GJperGWh*(1+AT$242)","v":0},{"$f":"IFERROR(INDEX(Fuels!$D$11:$BG$23,$BA137,AU$134),0)*Support_GJperGWh*(1+AU$242)","v":0},{"$f":"IFERROR(INDEX(Fuels!$D$11:$BG$23,$BA137,AV$134),0)*Support_GJperGWh*(1+AV$242)","v":0},{"$f":"IFERROR(INDEX(Fuels!$D$11:$BG$23,$BA137,AW$134),0)*Support_GJperGWh*(1+AW$242)","v":0},{"$f":"IFERROR(INDEX(Fuels!$D$11:$BG$23,$BA137,AX$134),0)*Support_GJperGWh*(1+AX$242)","v":0},null,{"$f":"IFERROR(INDEX(Technologies!$D$9:$D$26,MATCH(B143,Technologies!$B$9:$B$26,0)),\"\")","v":""},{"$f":"IFERROR(MATCH(AZ140,Fuels!$C$11:$C$23,0),\"\")","v":""},{"$f":"Individual!X164","v":0},{"$f":"Individual!N164","v":0},{"$f":"Individual!O164","v":0},0]
[null,{"$f":"Individual!$E162","v":0},null,{"$f":"IFERROR(INDEX(Fuels!$D$11:$BG$23,$BA138,D$134),0)*Support_GJperGWh*(1+D$242)","v":0},{"$f":"IFERROR(INDEX(Fuels!$D$11:$BG$23,$BA138,E$134),0)*Support_GJperGWh*(1+E$242)","v":0},{"$f":"IFERROR(INDEX(Fuels!$D$11:$BG$23,$BA138,F$134),0)*Support_GJperGWh*(1+F$242)","v":0},{"$f":"IFERROR(INDEX(Fuels!$D$11:$BG$23,$BA138,G$134),0)*Support_GJperGWh*(1+G$242)","v":0},{"$f":"IFERROR(INDEX(Fuels!$D$11:$BG$23,$BA138,H$134),0)*Support_GJperGWh*(1+H$242)","v":0},{"$f":"IFERROR(INDEX(Fuels!$D$11:$BG$23,$BA138,I$134),0)*Support_GJperGWh*(1+I$242)","v":0},{"$f":"IFERROR(INDEX(Fuels!$D$11:$BG$23,$BA138,J$134),0)*Support_GJperGWh*(1+J$242)","v":0},{"$f":"IFERROR(INDEX(Fuels!$D$11:$BG$23,$BA138,K$134),0)*Support_GJperGWh*(1+K$242)","v":0},{"$f":"IFERROR(INDEX(Fuels!$D$11:$BG$23,$BA138,L$134),0)*Support_GJperGWh*(1+L$242)","v":0},{"$f":"IFERROR(INDEX(Fuels!$D$11:$BG$23,$BA138,M$134),0)*Support_GJperGWh*(1+M$242)","v":0},{"$f":"IFERROR(INDEX(Fuels!$D$11:$BG$23,$BA138,N$134),0)*Support_GJperGWh*(1+N$242)","v":0},{"$f":"IFERROR(INDEX(Fuels!$D$11:$BG$23,$BA138,O$134),0)*Support_GJperGWh*(1+O$242)","v":0},{"$f":"IFERROR(INDEX(Fuels!$D$11:$BG$23,$BA138,P$134),0)*Support_GJperGWh*(1+P$242)","v":0},{"$f":"IFERROR(INDEX(Fuels!$D$11:$BG$23,$BA138,Q$134),0)*Support_GJperGWh*(1+Q$242)","v":0},{"$f":"IFERROR(INDEX(Fuels!$D$11:$BG$23,$BA138,R$134),0)*Support_GJperGWh*(1+R$242)","v":0},{"$f":"IFERROR(INDEX(Fuels!$D$11:$BG$23,$BA138,S$134),0)*Support_GJperGWh*(1+S$242)","v":0},{"$f":"IFERROR(INDEX(Fuels!$D$11:$BG$23,$BA138,T$134),0)*Support_GJperGWh*(1+T$242)","v":0},{"$f":"IFERROR(INDEX(Fuels!$D$11:$BG$23,$BA138,U$134),0)*Support_GJperGWh*(1+U$242)","v":0},{"$f":"IFERROR(INDEX(Fuels!$D$11:$BG$23,$BA138,V$134),0)*Support_GJperGWh*(1+V$242)","v":0},{"$f":"IFERROR(INDEX(Fuels!$D$11:$BG$23,$BA138,W$134),0)*Support_GJperGWh*(1+W$242)","v":0},{"$f":"IFERROR(INDEX(Fuels!$D$11:$BG$23,$BA138,X$134),0)*Support_GJperGWh*(1+X$242)","v":0},{"$f":"IFERROR(INDEX(Fuels!$D$11:$BG$23,$BA138,Y$134),0)*Support_GJperGWh*(1+Y$242)","v":0},{"$f":"IFERROR(INDEX(Fuels!$D$11:$BG$23,$BA138,Z$134),0)*Support_GJperGWh*(1+Z$242)","v":0},{"$f":"IFERROR(INDEX(Fuels!$D$11:$BG$23,$BA138,AA$134),0)*Support_GJperGWh*(1+AA$242)","v":0},{"$f":"IFERROR(INDEX(Fuels!$D$11:$BG$23,$BA138,AB$134),0)*Support_GJperGWh*(1+AB$242)","v":0},{"$f":"IFERROR(INDEX(Fuels!$D$11:$BG$23,$BA138,AC$134),0)*Support_GJperGWh*(1+AC$242)","v":0},{"$f":"IFERROR(INDEX(Fuels!$D$11:$BG$23,$BA138,AD$134),0)*Support_GJperGWh*(1+AD$242)","v":0},{"$f":"IFERROR(INDEX(Fuels!$D$11:$BG$23,$BA138,AE$134),0)*Support_GJperGWh*(1+AE$242)","v":0},{"$f":"IFERROR(INDEX(Fuels!$D$11:$BG$23,$BA138,AF$134),0)*Support_GJperGWh*(1+AF$242)","v":0},{"$f":"IFERROR(INDEX(Fuels!$D$11:$BG$23,$BA138,AG$134),0)*Support_GJperGWh*(1+AG$242)","v":0},{"$f":"IFERROR(INDEX(Fuels!$D$11:$BG$23,$BA138,AH$134),0)*Support_GJperGWh*(1+AH$242)","v":0},{"$f":"IFERROR(INDEX(Fuels!$D$11:$BG$23,$BA138,AI$134),0)*Support_GJperGWh*(1+AI$242)","v":0},{"$f":"IFERROR(INDEX(Fuels!$D$11:$BG$23,$BA138,AJ$134),0)*Support_GJperGWh*(1+AJ$242)","v":0},{"$f":"IFERROR(INDEX(Fuels!$D$11:$BG$23,$BA138,AK$134),0)*Support_GJperGWh*(1+AK$242)","v":0},{"$f":"IFERROR(INDEX(Fuels!$D$11:$BG$23,$BA138,AL$134),0)*Support_GJperGWh*(1+AL$242)","v":0},{"$f":"IFERROR(INDEX(Fuels!$D$11:$BG$23,$BA138,AM$134),0)*Support_GJperGWh*(1+AM$242)","v":0},{"$f":"IFERROR(INDEX(Fuels!$D$11:$BG$23,$BA138,AN$134),0)*Support_GJperGWh*(1+AN$242)","v":0},{"$f":"IFERROR(INDEX(Fuels!$D$11:$BG$23,$BA138,AO$134),0)*Support_GJperGWh*(1+AO$242)","v":0},{"$f":"IFERROR(INDEX(Fuels!$D$11:$BG$23,$BA138,AP$134),0)*Support_GJperGWh*(1+AP$242)","v":0},{"$f":"IFERROR(INDEX(Fuels!$D$11:$BG$23,$BA138,AQ$134),0)*Support_GJperGWh*(1+AQ$242)","v":0},{"$f":"IFERROR(INDEX(Fuels!$D$11:$BG$23,$BA138,AR$134),0)*Support_GJperGWh*(1+AR$242)","v":0},{"$f":"IFERROR(INDEX(Fuels!$D$11:$BG$23,$BA138,AS$134),0)*Support_GJperGWh*(1+AS$242)","v":0},{"$f":"IFERROR(INDEX(Fuels!$D$11:$BG$23,$BA138,AT$134),0)*Support_GJperGWh*(1+AT$242)","v":0},{"$f":"IFERROR(INDEX(Fuels!$D$11:$BG$23,$BA138,AU$134),0)*Support_GJperGWh*(1+AU$242)","v":0},{"$f":"IFERROR(INDEX(Fuels!$D$11:$BG$23,$BA138,AV$134),0)*Support_GJperGWh*(1+AV$242)","v":0},{"$f":"IFERROR(INDEX(Fuels!$D$11:$BG$23,$BA138,AW$134),0)*Support_GJperGWh*(1+AW$242)","v":0},{"$f":"IFERROR(INDEX(Fuels!$D$11:$BG$23,$BA138,AX$134),0)*Support_GJperGWh*(1+AX$242)","v":0},null,{"$f":"IFERROR(INDEX(Technologies!$D$9:$D$26,MATCH(B144,Technologies!$B$9:$B$26,0)),\"\")","v":""},{"$f":"IFERROR(MATCH(AZ141,Fuels!$C$11:$C$23,0),\"\")","v":""},{"$f":"Individual!X165","v":0},{"$f":"Individual!N165","v":0},{"$f":"Individual!O165","v":0},0]
[null,{"$f":"Individual!$E163","v":0},null,{"$f":"IFERROR(INDEX(Fuels!$D$11:$BG$23,$BA139,D$134),0)*Support_GJperGWh*(1+D$242)","v":0},{"$f":"IFERROR(INDEX(Fuels!$D$11:$BG$23,$BA139,E$134),0)*Support_GJperGWh*(1+E$242)","v":0},{"$f":"IFERROR(INDEX(Fuels!$D$11:$BG$23,$BA139,F$134),0)*Support_GJperGWh*(1+F$242)","v":0},{"$f":"IFERROR(INDEX(Fuels!$D$11:$BG$23,$BA139,G$134),0)*Support_GJperGWh*(1+G$242)","v":0},{"$f":"IFERROR(INDEX(Fuels!$D$11:$BG$23,$BA139,H$134),0)*Support_GJperGWh*(1+H$242)","v":0},{"$f":"IFERROR(INDEX(Fuels!$D$11:$BG$23,$BA139,I$134),0)*Support_GJperGWh*(1+I$242)","v":0},{"$f":"IFERROR(INDEX(Fuels!$D$11:$BG$23,$BA139,J$134),0)*Support_GJperGWh*(1+J$242)","v":0},{"$f":"IFERROR(INDEX(Fuels!$D$11:$BG$23,$BA139,K$134),0)*Support_GJperGWh*(1+K$242)","v":0},{"$f":"IFERROR(INDEX(Fuels!$D$11:$BG$23,$BA139,L$134),0)*Support_GJperGWh*(1+L$242)","v":0},{"$f":"IFERROR(INDEX(Fuels!$D$11:$BG$23,$BA139,M$134),0)*Support_GJperGWh*(1+M$242)","v":0},{"$f":"IFERROR(INDEX(Fuels!$D$11:$BG$23,$BA139,N$134),0)*Support_GJperGWh*(1+N$242)","v":0},{"$f":"IFERROR(INDEX(Fuels!$D$11:$BG$23,$BA139,O$134),0)*Support_GJperGWh*(1+O$242)","v":0},{"$f":"IFERROR(INDEX(Fuels!$D$11:$BG$23,$BA139,P$134),0)*Support_GJperGWh*(1+P$242)","v":0},{"$f":"IFERROR(INDEX(Fuels!$D$11:$BG$23,$BA139,Q$134),0)*Support_GJperGWh*(1+Q$242)","v":0},{"$f":"IFERROR(INDEX(Fuels!$D$11:$BG$23,$BA139,R$134),0)*Support_GJperGWh*(1+R$242)","v":0},{"$f":"IFERROR(INDEX(Fuels!$D$11:$BG$23,$BA139,S$134),0)*Support_GJperGWh*(1+S$242)","v":0},{"$f":"IFERROR(INDEX(Fuels!$D$11:$BG$23,$BA139,T$134),0)*Support_GJperGWh*(1+T$242)","v":0},{"$f":"IFERROR(INDEX(Fuels!$D$11:$BG$23,$BA139,U$134),0)*Support_GJperGWh*(1+U$242)","v":0},{"$f":"IFERROR(INDEX(Fuels!$D$11:$BG$23,$BA139,V$134),0)*Support_GJperGWh*(1+V$242)","v":0},{"$f":"IFERROR(INDEX(Fuels!$D$11:$BG$23,$BA139,W$134),0)*Support_GJperGWh*(1+W$242)","v":0},{"$f":"IFERROR(INDEX(Fuels!$D$11:$BG$23,$BA139,X$134),0)*Support_GJperGWh*(1+X$242)","v":0},{"$f":"IFERROR(INDEX(Fuels!$D$11:$BG$23,$BA139,Y$134),0)*Support_GJperGWh*(1+Y$242)","v":0},{"$f":"IFERROR(INDEX(Fuels!$D$11:$BG$23,$BA139,Z$134),0)*Support_GJperGWh*(1+Z$242)","v":0},{"$f":"IFERROR(INDEX(Fuels!$D$11:$BG$23,$BA139,AA$134),0)*Support_GJperGWh*(1+AA$242)","v":0},{"$f":"IFERROR(INDEX(Fuels!$D$11:$BG$23,$BA139,AB$134),0)*Support_GJperGWh*(1+AB$242)","v":0},{"$f":"IFERROR(INDEX(Fuels!$D$11:$BG$23,$BA139,AC$134),0)*Support_GJperGWh*(1+AC$242)","v":0},{"$f":"IFERROR(INDEX(Fuels!$D$11:$BG$23,$BA139,AD$134),0)*Support_GJperGWh*(1+AD$242)","v":0},{"$f":"IFERROR(INDEX(Fuels!$D$11:$BG$23,$BA139,AE$134),0)*Support_GJperGWh*(1+AE$242)","v":0},{"$f":"IFERROR(INDEX(Fuels!$D$11:$BG$23,$BA139,AF$134),0)*Support_GJperGWh*(1+AF$242)","v":0},{"$f":"IFERROR(INDEX(Fuels!$D$11:$BG$23,$BA139,AG$134),0)*Support_GJperGWh*(1+AG$242)","v":0},{"$f":"IFERROR(INDEX(Fuels!$D$11:$BG$23,$BA139,AH$134),0)*Support_GJperGWh*(1+AH$242)","v":0},{"$f":"IFERROR(INDEX(Fuels!$D$11:$BG$23,$BA139,AI$134),0)*Support_GJperGWh*(1+AI$242)","v":0},{"$f":"IFERROR(INDEX(Fuels!$D$11:$BG$23,$BA139,AJ$134),0)*Support_GJperGWh*(1+AJ$242)","v":0},{"$f":"IFERROR(INDEX(Fuels!$D$11:$BG$23,$BA139,AK$134),0)*Support_GJperGWh*(1+AK$242)","v":0},{"$f":"IFERROR(INDEX(Fuels!$D$11:$BG$23,$BA139,AL$134),0)*Support_GJperGWh*(1+AL$242)","v":0},{"$f":"IFERROR(INDEX(Fuels!$D$11:$BG$23,$BA139,AM$134),0)*Support_GJperGWh*(1+AM$242)","v":0},{"$f":"IFERROR(INDEX(Fuels!$D$11:$BG$23,$BA139,AN$134),0)*Support_GJperGWh*(1+AN$242)","v":0},{"$f":"IFERROR(INDEX(Fuels!$D$11:$BG$23,$BA139,AO$134),0)*Support_GJperGWh*(1+AO$242)","v":0},{"$f":"IFERROR(INDEX(Fuels!$D$11:$BG$23,$BA139,AP$134),0)*Support_GJperGWh*(1+AP$242)","v":0},{"$f":"IFERROR(INDEX(Fuels!$D$11:$BG$23,$BA139,AQ$134),0)*Support_GJperGWh*(1+AQ$242)","v":0},{"$f":"IFERROR(INDEX(Fuels!$D$11:$BG$23,$BA139,AR$134),0)*Support_GJperGWh*(1+AR$242)","v":0},{"$f":"IFERROR(INDEX(Fuels!$D$11:$BG$23,$BA139,AS$134),0)*Support_GJperGWh*(1+AS$242)","v":0},{"$f":"IFERROR(INDEX(Fuels!$D$11:$BG$23,$BA139,AT$134),0)*Support_GJperGWh*(1+AT$242)","v":0},{"$f":"IFERROR(INDEX(Fuels!$D$11:$BG$23,$BA139,AU$134),0)*Support_GJperGWh*(1+AU$242)","v":0},{"$f":"IFERROR(INDEX(Fuels!$D$11:$BG$23,$BA139,AV$134),0)*Support_GJperGWh*(1+AV$242)","v":0},{"$f":"IFERROR(INDEX(Fuels!$D$11:$BG$23,$BA139,AW$134),0)*Support_GJperGWh*(1+AW$242)","v":0},{"$f":"IFERROR(INDEX(Fuels!$D$11:$BG$23,$BA139,AX$134),0)*Support_GJperGWh*(1+AX$242)","v":0},null,"Source: ",{"$f":"Technologies!$B$5&\"  & \"&Individual!D152","v":"Table T1  & Table I3"}]
[null,{"$f":"Individual!$E164","v":0},null,{"$f":"IFERROR(INDEX(Fuels!$D$11:$BG$23,$BA140,D$134),0)*Support_GJperGWh*(1+D$242)","v":0},{"$f":"IFERROR(INDEX(Fuels!$D$11:$BG$23,$BA140,E$134),0)*Support_GJperGWh*(1+E$242)","v":0},{"$f":"IFERROR(INDEX(Fuels!$D$11:$BG$23,$BA140,F$134),0)*Support_GJperGWh*(1+F$242)","v":0},{"$f":"IFERROR(INDEX(Fuels!$D$11:$BG$23,$BA140,G$134),0)*Support_GJperGWh*(1+G$242)","v":0},{"$f":"IFERROR(INDEX(Fuels!$D$11:$BG$23,$BA140,H$134),0)*Support_GJperGWh*(1+H$242)","v":0},{"$f":"IFERROR(INDEX(Fuels!$D$11:$BG$23,$BA140,I$134),0)*Support_GJperGWh*(1+I$242)","v":0},{"$f":"IFERROR(INDEX(Fuels!$D$11:$BG$23,$BA140,J$134),0)*Support_GJperGWh*(1+J$242)","v":0},{"$f":"IFERROR(INDEX(Fuels!$D$11:$BG$23,$BA140,K$134),0)*Support_GJperGWh*(1+K$242)","v":0},{"$f":"IFERROR(INDEX(Fuels!$D$11:$BG$23,$BA140,L$134),0)*Support_GJperGWh*(1+L$242)","v":0},{"$f":"IFERROR(INDEX(Fuels!$D$11:$BG$23,$BA140,M$134),0)*Support_GJperGWh*(1+M$242)","v":0},{"$f":"IFERROR(INDEX(Fuels!$D$11:$BG$23,$BA140,N$134),0)*Support_GJperGWh*(1+N$242)","v":0},{"$f":"IFERROR(INDEX(Fuels!$D$11:$BG$23,$BA140,O$134),0)*Support_GJperGWh*(1+O$242)","v":0},{"$f":"IFERROR(INDEX(Fuels!$D$11:$BG$23,$BA140,P$134),0)*Support_GJperGWh*(1+P$242)","v":0},{"$f":"IFERROR(INDEX(Fuels!$D$11:$BG$23,$BA140,Q$134),0)*Support_GJperGWh*(1+Q$242)","v":0},{"$f":"IFERROR(INDEX(Fuels!$D$11:$BG$23,$BA140,R$134),0)*Support_GJperGWh*(1+R$242)","v":0},{"$f":"IFERROR(INDEX(Fuels!$D$11:$BG$23,$BA140,S$134),0)*Support_GJperGWh*(1+S$242)","v":0},{"$f":"IFERROR(INDEX(Fuels!$D$11:$BG$23,$BA140,T$134),0)*Support_GJperGWh*(1+T$242)","v":0},{"$f":"IFERROR(INDEX(Fuels!$D$11:$BG$23,$BA140,U$134),0)*Support_GJperGWh*(1+U$242)","v":0},{"$f":"IFERROR(INDEX(Fuels!$D$11:$BG$23,$BA140,V$134),0)*Support_GJperGWh*(1+V$242)","v":0},{"$f":"IFERROR(INDEX(Fuels!$D$11:$BG$23,$BA140,W$134),0)*Support_GJperGWh*(1+W$242)","v":0},{"$f":"IFERROR(INDEX(Fuels!$D$11:$BG$23,$BA140,X$134),0)*Support_GJperGWh*(1+X$242)","v":0},{"$f":"IFERROR(INDEX(Fuels!$D$11:$BG$23,$BA140,Y$134),0)*Support_GJperGWh*(1+Y$242)","v":0},{"$f":"IFERROR(INDEX(Fuels!$D$11:$BG$23,$BA140,Z$134),0)*Support_GJperGWh*(1+Z$242)","v":0},{"$f":"IFERROR(INDEX(Fuels!$D$11:$BG$23,$BA140,AA$134),0)*Support_GJperGWh*(1+AA$242)","v":0},{"$f":"IFERROR(INDEX(Fuels!$D$11:$BG$23,$BA140,AB$134),0)*Support_GJperGWh*(1+AB$242)","v":0},{"$f":"IFERROR(INDEX(Fuels!$D$11:$BG$23,$BA140,AC$134),0)*Support_GJperGWh*(1+AC$242)","v":0},{"$f":"IFERROR(INDEX(Fuels!$D$11:$BG$23,$BA140,AD$134),0)*Support_GJperGWh*(1+AD$242)","v":0},{"$f":"IFERROR(INDEX(Fuels!$D$11:$BG$23,$BA140,AE$134),0)*Support_GJperGWh*(1+AE$242)","v":0},{"$f":"IFERROR(INDEX(Fuels!$D$11:$BG$23,$BA140,AF$134),0)*Support_GJperGWh*(1+AF$242)","v":0},{"$f":"IFERROR(INDEX(Fuels!$D$11:$BG$23,$BA140,AG$134),0)*Support_GJperGWh*(1+AG$242)","v":0},{"$f":"IFERROR(INDEX(Fuels!$D$11:$BG$23,$BA140,AH$134),0)*Support_GJperGWh*(1+AH$242)","v":0},{"$f":"IFERROR(INDEX(Fuels!$D$11:$BG$23,$BA140,AI$134),0)*Support_GJperGWh*(1+AI$242)","v":0},{"$f":"IFERROR(INDEX(Fuels!$D$11:$BG$23,$BA140,AJ$134),0)*Support_GJperGWh*(1+AJ$242)","v":0},{"$f":"IFERROR(INDEX(Fuels!$D$11:$BG$23,$BA140,AK$134),0)*Support_GJperGWh*(1+AK$242)","v":0},{"$f":"IFERROR(INDEX(Fuels!$D$11:$BG$23,$BA140,AL$134),0)*Support_GJperGWh*(1+AL$242)","v":0},{"$f":"IFERROR(INDEX(Fuels!$D$11:$BG$23,$BA140,AM$134),0)*Support_GJperGWh*(1+AM$242)","v":0},{"$f":"IFERROR(INDEX(Fuels!$D$11:$BG$23,$BA140,AN$134),0)*Support_GJperGWh*(1+AN$242)","v":0},{"$f":"IFERROR(INDEX(Fuels!$D$11:$BG$23,$BA140,AO$134),0)*Support_GJperGWh*(1+AO$242)","v":0},{"$f":"IFERROR(INDEX(Fuels!$D$11:$BG$23,$BA140,AP$134),0)*Support_GJperGWh*(1+AP$242)","v":0},{"$f":"IFERROR(INDEX(Fuels!$D$11:$BG$23,$BA140,AQ$134),0)*Support_GJperGWh*(1+AQ$242)","v":0},{"$f":"IFERROR(INDEX(Fuels!$D$11:$BG$23,$BA140,AR$134),0)*Support_GJperGWh*(1+AR$242)","v":0},{"$f":"IFERROR(INDEX(Fuels!$D$11:$BG$23,$BA140,AS$134),0)*Support_GJperGWh*(1+AS$242)","v":0},{"$f":"IFERROR(INDEX(Fuels!$D$11:$BG$23,$BA140,AT$134),0)*Support_GJperGWh*(1+AT$242)","v":0},{"$f":"IFERROR(INDEX(Fuels!$D$11:$BG$23,$BA140,AU$134),0)*Support_GJperGWh*(1+AU$242)","v":0},{"$f":"IFERROR(INDEX(Fuels!$D$11:$BG$23,$BA140,AV$134),0)*Support_GJperGWh*(1+AV$242)","v":0},{"$f":"IFERROR(INDEX(Fuels!$D$11:$BG$23,$BA140,AW$134),0)*Support_GJperGWh*(1+AW$242)","v":0},{"$f":"IFERROR(INDEX(Fuels!$D$11:$BG$23,$BA140,AX$134),0)*Support_GJperGWh*(1+AX$242)","v":0}]
[null,{"$f":"Individual!$E165","v":0},null,{"$f":"IFERROR(INDEX(Fuels!$D$11:$BG$23,$BA141,D$134),0)*Support_GJperGWh*(1+D$242)","v":0},{"$f":"IFERROR(INDEX(Fuels!$D$11:$BG$23,$BA141,E$134),0)*Support_GJperGWh*(1+E$242)","v":0},{"$f":"IFERROR(INDEX(Fuels!$D$11:$BG$23,$BA141,F$134),0)*Support_GJperGWh*(1+F$242)","v":0},{"$f":"IFERROR(INDEX(Fuels!$D$11:$BG$23,$BA141,G$134),0)*Support_GJperGWh*(1+G$242)","v":0},{"$f":"IFERROR(INDEX(Fuels!$D$11:$BG$23,$BA141,H$134),0)*Support_GJperGWh*(1+H$242)","v":0},{"$f":"IFERROR(INDEX(Fuels!$D$11:$BG$23,$BA141,I$134),0)*Support_GJperGWh*(1+I$242)","v":0},{"$f":"IFERROR(INDEX(Fuels!$D$11:$BG$23,$BA141,J$134),0)*Support_GJperGWh*(1+J$242)","v":0},{"$f":"IFERROR(INDEX(Fuels!$D$11:$BG$23,$BA141,K$134),0)*Support_GJperGWh*(1+K$242)","v":0},{"$f":"IFERROR(INDEX(Fuels!$D$11:$BG$23,$BA141,L$134),0)*Support_GJperGWh*(1+L$242)","v":0},{"$f":"IFERROR(INDEX(Fuels!$D$11:$BG$23,$BA141,M$134),0)*Support_GJperGWh*(1+M$242)","v":0},{"$f":"IFERROR(INDEX(Fuels!$D$11:$BG$23,$BA141,N$134),0)*Support_GJperGWh*(1+N$242)","v":0},{"$f":"IFERROR(INDEX(Fuels!$D$11:$BG$23,$BA141,O$134),0)*Support_GJperGWh*(1+O$242)","v":0},{"$f":"IFERROR(INDEX(Fuels!$D$11:$BG$23,$BA141,P$134),0)*Support_GJperGWh*(1+P$242)","v":0},{"$f":"IFERROR(INDEX(Fuels!$D$11:$BG$23,$BA141,Q$134),0)*Support_GJperGWh*(1+Q$242)","v":0},{"$f":"IFERROR(INDEX(Fuels!$D$11:$BG$23,$BA141,R$134),0)*Support_GJperGWh*(1+R$242)","v":0},{"$f":"IFERROR(INDEX(Fuels!$D$11:$BG$23,$BA141,S$134),0)*Support_GJperGWh*(1+S$242)","v":0},{"$f":"IFERROR(INDEX(Fuels!$D$11:$BG$23,$BA141,T$134),0)*Support_GJperGWh*(1+T$242)","v":0},{"$f":"IFERROR(INDEX(Fuels!$D$11:$BG$23,$BA141,U$134),0)*Support_GJperGWh*(1+U$242)","v":0},{"$f":"IFERROR(INDEX(Fuels!$D$11:$BG$23,$BA141,V$134),0)*Support_GJperGWh*(1+V$242)","v":0},{"$f":"IFERROR(INDEX(Fuels!$D$11:$BG$23,$BA141,W$134),0)*Support_GJperGWh*(1+W$242)","v":0},{"$f":"IFERROR(INDEX(Fuels!$D$11:$BG$23,$BA141,X$134),0)*Support_GJperGWh*(1+X$242)","v":0},{"$f":"IFERROR(INDEX(Fuels!$D$11:$BG$23,$BA141,Y$134),0)*Support_GJperGWh*(1+Y$242)","v":0},{"$f":"IFERROR(INDEX(Fuels!$D$11:$BG$23,$BA141,Z$134),0)*Support_GJperGWh*(1+Z$242)","v":0},{"$f":"IFERROR(INDEX(Fuels!$D$11:$BG$23,$BA141,AA$134),0)*Support_GJperGWh*(1+AA$242)","v":0},{"$f":"IFERROR(INDEX(Fuels!$D$11:$BG$23,$BA141,AB$134),0)*Support_GJperGWh*(1+AB$242)","v":0},{"$f":"IFERROR(INDEX(Fuels!$D$11:$BG$23,$BA141,AC$134),0)*Support_GJperGWh*(1+AC$242)","v":0},{"$f":"IFERROR(INDEX(Fuels!$D$11:$BG$23,$BA141,AD$134),0)*Support_GJperGWh*(1+AD$242)","v":0},{"$f":"IFERROR(INDEX(Fuels!$D$11:$BG$23,$BA141,AE$134),0)*Support_GJperGWh*(1+AE$242)","v":0},{"$f":"IFERROR(INDEX(Fuels!$D$11:$BG$23,$BA141,AF$134),0)*Support_GJperGWh*(1+AF$242)","v":0},{"$f":"IFERROR(INDEX(Fuels!$D$11:$BG$23,$BA141,AG$134),0)*Support_GJperGWh*(1+AG$242)","v":0},{"$f":"IFERROR(INDEX(Fuels!$D$11:$BG$23,$BA141,AH$134),0)*Support_GJperGWh*(1+AH$242)","v":0},{"$f":"IFERROR(INDEX(Fuels!$D$11:$BG$23,$BA141,AI$134),0)*Support_GJperGWh*(1+AI$242)","v":0},{"$f":"IFERROR(INDEX(Fuels!$D$11:$BG$23,$BA141,AJ$134),0)*Support_GJperGWh*(1+AJ$242)","v":0},{"$f":"IFERROR(INDEX(Fuels!$D$11:$BG$23,$BA141,AK$134),0)*Support_GJperGWh*(1+AK$242)","v":0},{"$f":"IFERROR(INDEX(Fuels!$D$11:$BG$23,$BA141,AL$134),0)*Support_GJperGWh*(1+AL$242)","v":0},{"$f":"IFERROR(INDEX(Fuels!$D$11:$BG$23,$BA141,AM$134),0)*Support_GJperGWh*(1+AM$242)","v":0},{"$f":"IFERROR(INDEX(Fuels!$D$11:$BG$23,$BA141,AN$134),0)*Support_GJperGWh*(1+AN$242)","v":0},{"$f":"IFERROR(INDEX(Fuels!$D$11:$BG$23,$BA141,AO$134),0)*Support_GJperGWh*(1+AO$242)","v":0},{"$f":"IFERROR(INDEX(Fuels!$D$11:$BG$23,$BA141,AP$134),0)*Support_GJperGWh*(1+AP$242)","v":0},{"$f":"IFERROR(INDEX(Fuels!$D$11:$BG$23,$BA141,AQ$134),0)*Support_GJperGWh*(1+AQ$242)","v":0},{"$f":"IFERROR(INDEX(Fuels!$D$11:$BG$23,$BA141,AR$134),0)*Support_GJperGWh*(1+AR$242)","v":0},{"$f":"IFERROR(INDEX(Fuels!$D$11:$BG$23,$BA141,AS$134),0)*Support_GJperGWh*(1+AS$242)","v":0},{"$f":"IFERROR(INDEX(Fuels!$D$11:$BG$23,$BA141,AT$134),0)*Support_GJperGWh*(1+AT$242)","v":0},{"$f":"IFERROR(INDEX(Fuels!$D$11:$BG$23,$BA141,AU$134),0)*Support_GJperGWh*(1+AU$242)","v":0},{"$f":"IFERROR(INDEX(Fuels!$D$11:$BG$23,$BA141,AV$134),0)*Support_GJperGWh*(1+AV$242)","v":0},{"$f":"IFERROR(INDEX(Fuels!$D$11:$BG$23,$BA141,AW$134),0)*Support_GJperGWh*(1+AW$242)","v":0},{"$f":"IFERROR(INDEX(Fuels!$D$11:$BG$23,$BA141,AX$134),0)*Support_GJperGWh*(1+AX$242)","v":0}]
[null,"Source:",{"$f":"Individual!D152&\"  & \"&Fuels!$C$9","v":"Table I3  & Table F1"},null,null,null,null,null,null,null,null,null,null,null,null,null,null,null,null,null,null,null,null,null,null,null,null,null,null,null,null,null,null,null,null,null,null,null,null,null,null,null,null,null,null,null,null,null,null,null,null,"Table E.A9","Fuel"]
[null,null,null,null,null,null,null,null,null,null,null,null,null,null,null,null,null,null,null,null,null,null,null,null,null,null,null,null,null,null,null,null,null,null,null,null,null,null,null,null,null,null,null,null,null,null,null,null,null,null,null,null,"CO₂","CH4","N2O","SO₂","NOx","PM2.5"]
[null,null,null,null,null,null,null,null,null,null,null,null,null,null,null,null,null,null,null,null,null,null,null,null,null,null,null,null,null,null,null,null,null,null,null,null,null,null,null,null,null,null,null,null,null,null,null,null,null,null,null,null,{"$f":"INDEX(Technologies!$B$33:$W$33,,BA158)","v":"kg/GJ fuel"},{"$f":"INDEX(Technologies!$B$33:$W$33,,BB158)","v":"g/GJ fuel"},{"$f":"INDEX(Technologies!$B$33:$W$33,,BC158)","v":"g/GJ fuel"},{"$f":"INDEX(Technologies!$B$33:$W$33,,BD158)","v":"g/GJ fuel"},{"$f":"INDEX(Technologies!$B$33:$W$33,,BE158)","v":"g/GJ fuel"},{"$f":"INDEX(Technologies!$B$33:$W$33,,BF158)","v":"g/GJ fuel"}]
[null,"Table E10","Fuel cost by technology, non-DH with DH-project, million EUR",null,null,null,null,null,null,null,null,null,null,null,null,null,null,null,null,null,null,null,null,null,null,null,null,null,null,null,null,null,null,null,null,null,null,null,null,null,null,null,null,null,null,null,null,null,null,null,null,{"$f":"AZ132","v":"Natural gas"},{"$f":"IFERROR(VLOOKUP($B150,Technologies!$B$7:$R$26,BA$158,0),\"\")","v":67},{"$f":"IFERROR(VLOOKUP($B150,Technologies!$B$7:$R$26,BB$158,0),\"\")","v":0},{"$f":"IFERROR(VLOOKUP($B150,Technologies!$B$7:$R$26,BC$158,0),\"\")","v":0},{"$f":"IFERROR(VLOOKUP($B150,Technologies!$B$7:$R$26,BD$158,0),\"\")","v":1},{"$f":"IFERROR(VLOOKUP($B150,Technologies!$B$7:$R$26,BE$158,0),\"\")","v":20},{"$f":"IFERROR(VLOOKUP($B150,Technologies!$B$7:$R$26,BF$158,0),\"\")","v":0}]
[null,"Technology",{"$f":"\"NPV \"&Evaluation_StartYear","v":"NPV 2025"},{"$f":"Evaluation_StartYear","v":2025},{"$f":"D149+1","v":2026},{"$f":"E149+1","v":2027},{"$f":"F149+1","v":2028},{"$f":"G149+1","v":2029},{"$f":"H149+1","v":2030},{"$f":"I149+1","v":2031},{"$f":"J149+1","v":2032},{"$f":"K149+1","v":2033},{"$f":"L149+1","v":2034},{"$f":"M149+1","v":2035},{"$f":"N149+1","v":2036},{"$f":"O149+1","v":2037},{"$f":"P149+1","v":2038},{"$f":"Q149+1","v":2039},{"$f":"R149+1","v":2040},{"$f":"S149+1","v":2041},{"$f":"T149+1","v":2042},{"$f":"U149+1","v":2043},{"$f":"V149+1","v":2044},{"$f":"W149+1","v":2045},{"$f":"X149+1","v":2046},{"$f":"Y149+1","v":2047},{"$f":"Z149+1","v":2048},{"$f":"AA149+1","v":2049},{"$f":"AB149+1","v":2050},{"$f":"AC149+1","v":2051},{"$f":"AD149+1","v":2052},{"$f":"AE149+1","v":2053},{"$f":"AF149+1","v":2054},{"$f":"AG149+1","v":2055},{"$f":"AH149+1","v":2056},{"$f":"AI149+1","v":2057},{"$f":"AJ149+1","v":2058},{"$f":"AK149+1","v":2059},{"$f":"AL149+1","v":2060},{"$f":"AM149+1","v":2061},{"$f":"AN149+1","v":2062},{"$f":"AO149+1","v":2063},{"$f":"AP149+1","v":2064},{"$f":"AQ149+1","v":2065},{"$f":"AR149+1","v":2066},{"$f":"AS149+1","v":2067},2068,{"$f":"AU149+1","v":2069},{"$f":"AV149+1","v":2070},{"$f":"AW149+1","v":2071},null,"",{"$f":"IFERROR(VLOOKUP($B151,Technologies!$B$7:$R$26,BA$158,0),\"\")","v":""},{"$f":"IFERROR(VLOOKUP($B151,Technologies!$B$7:$R$26,BB$158,0),\"\")","v":""},{"$f":"IFERROR(VLOOKUP($B151,Technologies!$B$7:$R$26,BC$158,0),\"\")","v":""},{"$f":"IFERROR(VLOOKUP($B151,Technologies!$B$7:$R$26,BD$158,0),\"\")","v":""},{"$f":"IFERROR(VLOOKUP($B151,Technologies!$B$7:$R$26,BE$158,0),\"\")","v":""},{"$f":"IFERROR(VLOOKUP($B151,Technologies!$B$7:$R$26,BF$158,0),\"\")","v":""}]
[null,{"$f":"B135","v":"Gas boiler"},{"$f":"NPV(Scenarios_interest_rate,D150:AX150)*(1+Scenarios_interest_rate)","v":268.2634527690974},{"$f":"IFERROR(IF(D$149>Evaluation_FirstYear+Evaluation_ProjectYears-1,0,$BB132*D135/Support_million),0)","v":17.9564537974085},15.300831552066585,13.402125792111983,11.978096472146035,10.874794476496735,9.9895870613827693,9.8912306819256592,9.792874302468551,9.6945179230114444,9.6004379078785593,9.5020815284214528,9.3951724203158982,9.2925396765345685,9.1856305684290191,9.0829978246476877,8.9760887165421366,8.8820087014092497,8.7836523219521414,8.6852959424950349,8.5869395630379266,8.4928595479050415,8.4928595479050415,8.4928595479050415,8.4928595479050415,8.4928595479050415,8.4928595479050415,8.4928595479050415,8.4928595479050415,8.4928595479050415,8.4928595479050415,8.4928595479050415,8.4928595479050415,8.4928595479050415,8.4928595479050415,8.4928595479050415,8.4928595479050415,8.4928595479050415,8.4928595479050415,8.4928595479050415,8.4928595479050415,8.4928595479050415,8.4928595479050415,0,0,0,0,0,null,"",{"$f":"IFERROR(VLOOKUP($B152,Technologies!$B$7:$R$26,BA$158,0),\"\")","v":""},{"$f":"IFERROR(VLOOKUP($B152,Technologies!$B$7:$R$26,BB$158,0),\"\")","v":""},{"$f":"IFERROR(VLOOKUP($B152,Technologies!$B$7:$R$26,BC$158,0),\"\")","v":""},{"$f":"IFERROR(VLOOKUP($B152,Technologies!$B$7:$R$26,BD$158,0),\"\")","v":""},{"$f":"IFERROR(VLOOKUP($B152,Technologies!$B$7:$R$26,BE$158,0),\"\")","v":""},{"$f":"IFERROR(VLOOKUP($B152,Technologies!$B$7:$R$26,BF$158,0),\"\")","v":""}]
[null,0,0,{"$f":"IFERROR(IF(D$149>Evaluation_FirstYear+Evaluation_ProjectYears-1,0,$BB133*D136/Support_million),0)","v":0},0,0,0,0,0,0,0,0,0,0,0,0,0,0,0,0,0,0,0,0,0,0,0,0,0,0,0,0,0,0,0,0,0,0,0,0,0,0,0,0,0,0,0,0,0,0,null,"",{"$f":"IFERROR(VLOOKUP($B153,Technologies!$B$7:$R$26,BA$158,0),\"\")","v":""},{"$f":"IFERROR(VLOOKUP($B153,Technologies!$B$7:$R$26,BB$158,0),\"\")","v":""},{"$f":"IFERROR(VLOOKUP($B153,Technologies!$B$7:$R$26,BC$158,0),\"\")","v":""},{"$f":"IFERROR(VLOOKUP($B153,Technologies!$B$7:$R$26,BD$158,0),\"\")","v":""},{"$f":"IFERROR(VLOOKUP($B153,Technologies!$B$7:$R$26,BE$158,0),\"\")","v":""},{"$f":"IFERROR(VLOOKUP($B153,Technologies!$B$7:$R$26,BF$158,0),\"\")","v":""}]
[null,0,0,{"$f":"IFERROR(IF(D$149>Evaluation_FirstYear+Evaluation_ProjectYears-1,0,$BB134*D137/Support_million),0)","v":0},0,0,0,0,0,0,0,0,0,0,0,0,0,0,0,0,0,0,0,0,0,0,0,0,0,0,0,0,0,0,0,0,0,0,0,0,0,0,0,0,0,0,0,0,0,0,null,"",{"$f":"IFERROR(VLOOKUP($B154,Technologies!$B$7:$R$26,BA$158,0),\"\")","v":""},{"$f":"IFERROR(VLOOKUP($B154,Technologies!$B$7:$R$26,BB$158,0),\"\")","v":""},{"$f":"IFERROR(VLOOKUP($B154,Technologies!$B$7:$R$26,BC$158,0),\"\")","v":""},{"$f":"IFERROR(VLOOKUP($B154,Technologies!$B$7:$R$26,BD$158,0),\"\")","v":""},{"$f":"IFERROR(VLOOKUP($B154,Technologies!$B$7:$R$26,BE$158,0),\"\")","v":""},{"$f":"IFERROR(VLOOKUP($B154,Technologies!$B$7:$R$26,BF$158,0),\"\")","v":""}]
[null,0,0,{"$f":"IFERROR(IF(D$149>Evaluation_FirstYear+Evaluation_ProjectYears-1,0,$BB135*D138/Support_million),0)","v":0},0,0,0,0,0,0,0,0,0,0,0,0,0,0,0,0,0,0,0,0,0,0,0,0,0,0,0,0,0,0,0,0,0,0,0,0,0,0,0,0,0,0,0,0,0,0,null,"",{"$f":"IFERROR(VLOOKUP($B155,Technologies!$B$7:$R$26,BA$158,0),\"\")","v":""},{"$f":"IFERROR(VLOOKUP($B155,Technologies!$B$7:$R$26,BB$158,0),\"\")","v":""},{"$f":"IFERROR(VLOOKUP($B155,Technologies!$B$7:$R$26,BC$158,0),\"\")","v":""},{"$f":"IFERROR(VLOOKUP($B155,Technologies!$B$7:$R$26,BD$158,0),\"\")","v":""},{"$f":"IFERROR(VLOOKUP($B155,Technologies!$B$7:$R$26,BE$158,0),\"\")","v":""},{"$f":"IFERROR(VLOOKUP($B155,Technologies!$B$7:$R$26,BF$158,0),\"\")","v":""}]
[null,0,0,{"$f":"IFERROR(IF(D$149>Evaluation_FirstYear+Evaluation_ProjectYears-1,0,$BB136*D139/Support_million),0)","v":0},0,0,0,0,0,0,0,0,0,0,0,0,0,0,0,0,0,0,0,0,0,0,0,0,0,0,0,0,0,0,0,0,0,0,0,0,0,0,0,0,0,0,0,0,0,0,null,"",{"$f":"IFERROR(VLOOKUP($B156,Technologies!$B$7:$R$26,BA$158,0),\"\")","v":""},{"$f":"IFERROR(VLOOKUP($B156,Technologies!$B$7:$R$26,BB$158,0),\"\")","v":""},{"$f":"IFERROR(VLOOKUP($B156,Technologies!$B$7:$R$26,BC$158,0),\"\")","v":""},{"$f":"IFERROR(VLOOKUP($B156,Technologies!$B$7:$R$26,BD$158,0),\"\")","v":""},{"$f":"IFERROR(VLOOKUP($B156,Technologies!$B$7:$R$26,BE$158,0),\"\")","v":""},{"$f":"IFERROR(VLOOKUP($B156,Technologies!$B$7:$R$26,BF$158,0),\"\")","v":""}]
[null,0,0,{"$f":"IFERROR(IF(D$149>Evaluation_FirstYear+Evaluation_ProjectYears-1,0,$BB137*D140/Support_million),0)","v":0},0,0,0,0,0,0,0,0,0,0,0,0,0,0,0,0,0,0,0,0,0,0,0,0,0,0,0,0,0,0,0,0,0,0,0,0,0,0,0,0,0,0,0,0,0,0,null,"",{"$f":"IFERROR(VLOOKUP($B157,Technologies!$B$7:$R$26,BA$158,0),\"\")","v":""},{"$f":"IFERROR(VLOOKUP($B157,Technologies!$B$7:$R$26,BB$158,0),\"\")","v":""},{"$f":"IFERROR(VLOOKUP($B157,Technologies!$B$7:$R$26,BC$158,0),\"\")","v":""},{"$f":"IFERROR(VLOOKUP($B157,Technologies!$B$7:$R$26,BD$158,0),\"\")","v":""},{"$f":"IFERROR(VLOOKUP($B157,Technologies!$B$7:$R$26,BE$158,0),\"\")","v":""},{"$f":"IFERROR(VLOOKUP($B157,Technologies!$B$7:$R$26,BF$158,0),\"\")","v":""}]
[null,0,0,{"$f":"IFERROR(IF(D$149>Evaluation_FirstYear+Evaluation_ProjectYears-1,0,$BB138*D141/Support_million),0)","v":0},0,0,0,0,0,0,0,0,0,0,0,0,0,0,0,0,0,0,0,0,0,0,0,0,0,0,0,0,0,0,0,0,0,0,0,0,0,0,0,0,0,0,0,0,0,0,null,"",{"$f":"IFERROR(VLOOKUP($B158,Technologies!$B$7:$R$26,BA$158,0),\"\")","v":""},{"$f":"IFERROR(VLOOKUP($B158,Technologies!$B$7:$R$26,BB$158,0),\"\")","v":""},{"$f":"IFERROR(VLOOKUP($B158,Technologies!$B$7:$R$26,BC$158,0),\"\")","v":""},{"$f":"IFERROR(VLOOKUP($B158,Technologies!$B$7:$R$26,BD$158,0),\"\")","v":""},{"$f":"IFERROR(VLOOKUP($B158,Technologies!$B$7:$R$26,BE$158,0),\"\")","v":""},{"$f":"IFERROR(VLOOKUP($B158,Technologies!$B$7:$R$26,BF$158,0),\"\")","v":""}]
[null,0,0,{"$f":"IFERROR(IF(D$149>Evaluation_FirstYear+Evaluation_ProjectYears-1,0,$BB139*D142/Support_million),0)","v":0},0,0,0,0,0,0,0,0,0,0,0,0,0,0,0,0,0,0,0,0,0,0,0,0,0,0,0,0,0,0,0,0,0,0,0,0,0,0,0,0,0,0,0,0,0,0,null,"",{"$f":"IFERROR(VLOOKUP($B159,Technologies!$B$7:$R$26,BA$158,0),\"\")","v":""},{"$f":"IFERROR(VLOOKUP($B159,Technologies!$B$7:$R$26,BB$158,0),\"\")","v":""},{"$f":"IFERROR(VLOOKUP($B159,Technologies!$B$7:$R$26,BC$158,0),\"\")","v":""},{"$f":"IFERROR(VLOOKUP($B159,Technologies!$B$7:$R$26,BD$158,0),\"\")","v":""},{"$f":"IFERROR(VLOOKUP($B159,Technologies!$B$7:$R$26,BE$158,0),\"\")","v":""},{"$f":"IFERROR(VLOOKUP($B159,Technologies!$B$7:$R$26,BF$158,0),\"\")","v":""}]
[null,0,0,{"$f":"IFERROR(IF(D$149>Evaluation_FirstYear+Evaluation_ProjectYears-1,0,$BB140*D143/Support_million),0)","v":0},0,0,0,0,0,0,0,0,0,0,0,0,0,0,0,0,0,0,0,0,0,0,0,0,0,0,0,0,0,0,0,0,0,0,0,0,0,0,0,0,0,0,0,0,0,0,null,"Column offset",{"$f":"MATCH(BA146,Technologies!$B$32:$W$32,0)","v":13},{"$f":"MATCH(BB146,Technologies!$B$32:$W$32,0)","v":14},{"$f":"MATCH(BC146,Technologies!$B$32:$W$32,0)","v":15},{"$f":"MATCH(BD146,Technologies!$B$32:$W$32,0)","v":12},{"$f":"MATCH(BE146,Technologies!$B$32:$W$32,0)","v":16},{"$f":"MATCH(BF146,Technologies!$B$32:$W$32,0)","v":17}]
[null,0,0,{"$f":"IFERROR(IF(D$149>Evaluation_FirstYear+Evaluation_ProjectYears-1,0,$BB141*D144/Support_million),0)","v":0},0,0,0,0,0,0,0,0,0,0,0,0,0,0,0,0,0,0,0,0,0,0,0,0,0,0,0,0,0,0,0,0,0,0,0,0,0,0,0,0,0,0,0,0,0,0,null,"Convert to ton/GWh",{"$f":"VLOOKUP(BA147,Support!$E$19:$F$20,2,0)","v":3.6},{"$f":"VLOOKUP(BB147,Support!$E$19:$F$20,2,0)","v":3.5999999999999999E-3},{"$f":"VLOOKUP(BC147,Support!$E$19:$F$20,2,0)","v":3.5999999999999999E-3},{"$f":"VLOOKUP(BD147,Support!$E$19:$F$20,2,0)","v":3.5999999999999999E-3},{"$f":"VLOOKUP(BE147,Support!$E$19:$F$20,2,0)","v":3.5999999999999999E-3},{"$f":"VLOOKUP(BF147,Support!$E$19:$F$20,2,0)","v":3.5999999999999999E-3}]
[null,"Source:",{"$f":"B11&\", \"&B132&\"  & \"&AZ129","v":"Table E1, Table E9  & Table E.A8"},null,null,null,null,null,null,null,null,null,null,null,null,null,null,null,null,null,null,null,null,null,null,null,null,null,null,null,null,null,null,null,null,null,null,null,null,null,null,null,null,null,null,null,null,null,null,null,null,"Source: ",{"$f":"Technologies!B5","v":"Table T1"}]
[]
[]
[null,null,null,null,null,null,null,null,null,null,null,null,null,null,null,null,null,null,null,null,null,null,null,null,null,null,null,null,null,null,null,null,null,null,null,null,null,null,null,null,null,null,null,null,null,null,null,null,null,null,null,"Table E.A10","Total system indicators"]
[null,"Table E11","Capital Expenditure accounting non-DH with DH-project, million EUR",null,null,null,null,null,null,null,null,null,null,null,null,null,null,null,null,null,null,null,null,null,null,null,null,null,null,null,null,null,null,null,null,null,null,null,null,null,null,null,null,null,null,null,null,null,null,null,null,null,{"$f":"Individual!Y154","v":"Effect"},{"$f":"Individual!Z154","v":"CAPEX"},{"$f":"Individual!AA154","v":"CAPEX"},{"$f":"Individual!AB154","v":"FOPEX"}]
[null,null,{"$f":"\"NPV \"&Evaluation_StartYear","v":"NPV 2025"},{"$f":"Evaluation_StartYear","v":2025},{"$f":"D165+1","v":2026},{"$f":"E165+1","v":2027},{"$f":"F165+1","v":2028},{"$f":"G165+1","v":2029},{"$f":"H165+1","v":2030},{"$f":"I165+1","v":2031},{"$f":"J165+1","v":2032},{"$f":"K165+1","v":2033},{"$f":"L165+1","v":2034},{"$f":"M165+1","v":2035},{"$f":"N165+1","v":2036},{"$f":"O165+1","v":2037},{"$f":"P165+1","v":2038},{"$f":"Q165+1","v":2039},{"$f":"R165+1","v":2040},{"$f":"S165+1","v":2041},{"$f":"T165+1","v":2042},{"$f":"U165+1","v":2043},{"$f":"V165+1","v":2044},{"$f":"W165+1","v":2045},{"$f":"X165+1","v":2046},{"$f":"Y165+1","v":2047},{"$f":"Z165+1","v":2048},{"$f":"AA165+1","v":2049},{"$f":"AB165+1","v":2050},{"$f":"AC165+1","v":2051},{"$f":"AD165+1","v":2052},{"$f":"AE165+1","v":2053},{"$f":"AF165+1","v":2054},{"$f":"AG165+1","v":2055},{"$f":"AH165+1","v":2056},{"$f":"AI165+1","v":2057},{"$f":"AJ165+1","v":2058},{"$f":"AK165+1","v":2059},{"$f":"AL165+1","v":2060},{"$f":"AM165+1","v":2061},{"$f":"AN165+1","v":2062},{"$f":"AO165+1","v":2063},{"$f":"AP165+1","v":2064},{"$f":"AQ165+1","v":2065},{"$f":"AR165+1","v":2066},{"$f":"AS165+1","v":2067},2068,{"$f":"AU165+1","v":2069},{"$f":"AV165+1","v":2070},{"$f":"AW165+1","v":2071},null,null,{"$f":"Individual!Y155","v":"MW"},{"$f":"Individual!Z155","v":"mill EUR"},{"$f":"Individual!AA155","v":"mill. EUR/y"},{"$f":"Individual!AB155","v":"mill. EUR/y"}]
[null,{"$f":"B135","v":"Gas boiler"},{"$f":"NPV(Scenarios_interest_rate,D166:AX166)*(1+Scenarios_interest_rate)","v":83.943296163162231},{"$f":"IFERROR(IF(D$165>Evaluation_FirstYear+Evaluation_ProjectYears-1,0,$BC166),0)","v":3.0677120262084658},3.0677120262084658,3.0677120262084658,3.0677120262084658,3.0677120262084658,3.0677120262084658,3.0677120262084658,3.0677120262084658,3.0677120262084658,3.0677120262084658,{"$f":"IFERROR(IF(N$165>Evaluation_FirstYear+Evaluation_ProjectYears-1,0,$BC166),0)","v":3.0677120262084658},3.0677120262084658,3.0677120262084658,3.0677120262084658,3.0677120262084658,3.0677120262084658,3.0677120262084658,3.0677120262084658,3.0677120262084658,3.0677120262084658,{"$f":"IFERROR(IF(X$165>Evaluation_FirstYear+Evaluation_ProjectYears-1,0,$BC166),0)","v":3.0677120262084658},3.0677120262084658,3.0677120262084658,3.0677120262084658,3.0677120262084658,3.0677120262084658,3.0677120262084658,3.0677120262084658,3.0677120262084658,3.0677120262084658,{"$f":"IFERROR(IF(AH$165>Evaluation_FirstYear+Evaluation_ProjectYears-1,0,$BC166),0)","v":3.0677120262084658},3.0677120262084658,3.0677120262084658,3.0677120262084658,3.0677120262084658,3.0677120262084658,3.0677120262084658,3.0677120262084658,3.0677120262084658,3.0677120262084658,{"$f":"IFERROR(IF(AR$165>Evaluation_FirstYear+Evaluation_ProjectYears-1,0,$BC166),0)","v":3.0677120262084658},3.0677120262084658,0,0,0,0,0,null,{"$f":"Individual!$E156","v":"Gas boiler"},{"$f":"Individual!Y156","v":151.36363636363637},{"$f":"Individual!Z156","v":48.739090909090912},{"$f":"Individual!AA156","v":3.0677120262084658},{"$f":"Individual!AB156","v":2.0706545454545453}]
[null,0,0,0,0,0,0,0,0,0,0,0,0,0,0,0,0,0,0,0,0,0,0,0,0,0,0,0,0,0,0,0,0,0,0,0,0,0,0,0,0,0,0,0,0,0,0,0,0,0,null,{"$f":"Individual!$E157","v":0},{"$f":"Individual!Y157","v":0},{"$f":"Individual!Z157","v":0},{"$f":"Individual!AA157","v":0},{"$f":"Individual!AB157","v":0}]
[null,0,0,0,0,0,0,0,0,0,0,0,0,0,0,0,0,0,0,0,0,0,0,0,0,0,0,0,0,0,0,0,0,0,0,0,0,0,0,0,0,0,0,0,0,0,0,0,0,0,null,{"$f":"Individual!$E158","v":0},{"$f":"Individual!Y158","v":0},{"$f":"Individual!Z158","v":0},{"$f":"Individual!AA158","v":0},{"$f":"Individual!AB158","v":0}]
[null,0,0,0,0,0,0,0,0,0,0,0,0,0,0,0,0,0,0,0,0,0,0,0,0,0,0,0,0,0,0,0,0,0,0,0,0,0,0,0,0,0,0,0,0,0,0,0,0,0,null,{"$f":"Individual!$E159","v":0},{"$f":"Individual!Y159","v":0},{"$f":"Individual!Z159","v":0},{"$f":"Individual!AA159","v":0},{"$f":"Individual!AB159","v":0}]
[null,0,0,0,0,0,0,0,0,0,0,0,0,0,0,0,0,0,0,0,0,0,0,0,0,0,0,0,0,0,0,0,0,0,0,0,0,0,0,0,0,0,0,0,0,0,0,0,0,0,null,{"$f":"Individual!$E160","v":0},{"$f":"Individual!Y160","v":0},{"$f":"Individual!Z160","v":0},{"$f":"Individual!AA160","v":0},{"$f":"Individual!AB160","v":0}]
[null,0,0,0,0,0,0,0,0,0,0,0,0,0,0,0,0,0,0,0,0,0,0,0,0,0,0,0,0,0,0,0,0,0,0,0,0,0,0,0,0,0,0,0,0,0,0,0,0,0,null,{"$f":"Individual!$E161","v":0},{"$f":"Individual!Y161","v":0},{"$f":"Individual!Z161","v":0},{"$f":"Individual!AA161","v":0},{"$f":"Individual!AB161","v":0}]
[null,0,0,0,0,0,0,0,0,0,0,0,0,0,0,0,0,0,0,0,0,0,0,0,0,0,0,0,0,0,0,0,0,0,0,0,0,0,0,0,0,0,0,0,0,0,0,0,0,0,null,{"$f":"Individual!$E162","v":0},{"$f":"Individual!Y162","v":0},{"$f":"Individual!Z162","v":0},{"$f":"Individual!AA162","v":0},{"$f":"Individual!AB162","v":0}]
[null,0,0,0,0,0,0,0,0,0,0,0,0,0,0,0,0,0,0,0,0,0,0,0,0,0,0,0,0,0,0,0,0,0,0,0,0,0,0,0,0,0,0,0,0,0,0,0,0,0,null,{"$f":"Individual!$E163","v":0},{"$f":"Individual!Y163","v":0},{"$f":"Individual!Z163","v":0},{"$f":"Individual!AA163","v":0},{"$f":"Individual!AB163","v":0}]
[null,0,0,0,0,0,0,0,0,0,0,0,0,0,0,0,0,0,0,0,0,0,0,0,0,0,0,0,0,0,0,0,0,0,0,0,0,0,0,0,0,0,0,0,0,0,0,0,0,0,null,{"$f":"Individual!$E164","v":0},{"$f":"Individual!Y164","v":0},{"$f":"Individual!Z164","v":0},{"$f":"Individual!AA164","v":0},{"$f":"Individual!AB164","v":0}]
[null,0,0,0,0,0,0,0,0,0,0,0,0,0,0,0,0,0,0,0,0,0,0,0,0,0,0,0,0,0,0,0,0,0,0,0,0,0,0,0,0,0,0,0,0,0,0,0,0,0,null,{"$f":"Individual!$E165","v":0},{"$f":"Individual!Y165","v":0},{"$f":"Individual!Z165","v":0},{"$f":"Individual!AA165","v":0},{"$f":"Individual!AB165","v":0}]
[null,"Source:",{"$f":"B11&\", \"&B132&\"  & \"&AZ163","v":"Table E1, Table E9  & Table E.A10"},null,null,null,null,null,null,null,null,null,null,null,null,null,null,null,null,null,null,null,null,null,null,null,null,null,null,null,null,null,null,null,null,null,null,null,null,null,null,null,null,null,null,null,null,null,null,null,null,"Source:",{"$f":"Individual!D152","v":"Table I3"}]
[]
[]
[null,"Table E12","Emissions, non-DH with project, ton/year",null,null,null,null,null,null,null,null,null,null,null,null,null,null,null,null,null,null,null,null,null,null,null,null,null,null,null,null,null,null,null,null,null,null,null,null,null,null,null,null,null,null,null,null,null,null,null,null,"Table E.A11","CO₂ equivalent factors and emission unit costs"]
[null,null,{"$f":"\"NPV \"&Evaluation_StartYear","v":"NPV 2025"},{"$f":"Evaluation_StartYear","v":2025},{"$f":"D180+1","v":2026},{"$f":"E180+1","v":2027},{"$f":"F180+1","v":2028},{"$f":"G180+1","v":2029},{"$f":"H180+1","v":2030},{"$f":"I180+1","v":2031},{"$f":"J180+1","v":2032},{"$f":"K180+1","v":2033},{"$f":"L180+1","v":2034},{"$f":"M180+1","v":2035},{"$f":"N180+1","v":2036},{"$f":"O180+1","v":2037},{"$f":"P180+1","v":2038},{"$f":"Q180+1","v":2039},{"$f":"R180+1","v":2040},{"$f":"S180+1","v":2041},{"$f":"T180+1","v":2042},{"$f":"U180+1","v":2043},{"$f":"V180+1","v":2044},{"$f":"W180+1","v":2045},{"$f":"X180+1","v":2046},{"$f":"Y180+1","v":2047},{"$f":"Z180+1","v":2048},{"$f":"AA180+1","v":2049},{"$f":"AB180+1","v":2050},{"$f":"AC180+1","v":2051},{"$f":"AD180+1","v":2052},{"$f":"AE180+1","v":2053},{"$f":"AF180+1","v":2054},{"$f":"AG180+1","v":2055},{"$f":"AH180+1","v":2056},{"$f":"AI180+1","v":2057},{"$f":"AJ180+1","v":2058},{"$f":"AK180+1","v":2059},{"$f":"AL180+1","v":2060},{"$f":"AM180+1","v":2061},{"$f":"AN180+1","v":2062},{"$f":"AO180+1","v":2063},{"$f":"AP180+1","v":2064},{"$f":"AQ180+1","v":2065},{"$f":"AR180+1","v":2066},{"$f":"AS180+1","v":2067},2068,{"$f":"AU180+1","v":2069},{"$f":"AV180+1","v":2070},{"$f":"AW180+1","v":2071},null,"Emission","Indicator","Unit"]
[null,"CO₂ electricity",{"$f":"NPV(Scenarios_interest_rate,D181:AX181)*(1+Scenarios_interest_rate)","v":0},{"$f":"SUMIFS($BB$132:$BB$141,$AZ$148:$AZ$157,$AZ$19)*D21*D14","v":0},0,0,0,0,0,0,0,0,0,0,0,0,0,0,0,0,0,0,0,0,0,0,0,0,0,0,0,0,0,0,0,0,0,0,0,0,0,0,0,0,0,0,0,0,0,0,null,"CO₂","Eq. CO₂ ","ton CO2e/ton",{"$f":"Options!C16","v":1}]
[null,"CO₂ fuel",1910077.451884195,{"$f":"SUMPRODUCT($BB$132:$BB$141,$BA148:$BA157)*1000*Support_GJperGWh/Support_GramperTon*D14","v":0},0,13800.618556701029,27601.237113402058,41401.85567010309,55202.474226804115,69003.092783505141,82803.711340206166,82803.71134020618,82803.71134020618,82803.71134020618,82803.71134020618,82803.71134020618,82803.71134020618,82803.71134020618,82803.71134020618,82803.71134020618,82803.71134020618,82803.71134020618,82803.71134020618,82803.71134020618,82803.71134020618,82803.71134020618,82803.71134020618,82803.71134020618,82803.71134020618,82803.71134020618,82803.71134020618,82803.71134020618,82803.71134020618,82803.71134020618,82803.71134020618,82803.71134020618,82803.71134020618,82803.71134020618,82803.71134020618,82803.71134020618,82803.71134020618,82803.71134020618,82803.71134020618,82803.71134020618,82803.71134020618,0,0,0,0,0,null,"CO₂","Eq. CO₂ ","ton CO2e/ton",{"$f":"Options!C16","v":1}]
[null,"CH4",0,{"$f":"SUMPRODUCT($BB$132:$BB$141,$BB148:$BB157)*Support_GJperGWh/Support_GramperTon*D14","v":0},0,0,0,0,0,0,0,0,0,0,0,0,0,0,0,0,0,0,0,0,0,0,0,0,0,0,0,0,0,0,0,0,0,0,0,0,0,0,0,0,0,0,0,0,0,0,null,"CH4","Eq. CO₂ ","ton CO2e/ton",{"$f":"Options!C17","v":25}]
[null,"N2O",0,{"$f":"SUMPRODUCT($BB$132:$BB$141,$BC148:$BC157)*Support_GJperGWh/Support_GramperTon*D14","v":0},0,0,0,0,0,0,0,0,0,0,0,0,0,0,0,0,0,0,0,0,0,0,0,0,0,0,0,0,0,0,0,0,0,0,0,0,0,0,0,0,0,0,0,0,0,0,null,"N2O","Eq. CO₂ ","ton CO2e/ton",{"$f":"Options!C18","v":298}]
[null,"GHG",1910077.451884195,{"$f":"SUMPRODUCT($BC$181:$BC$184,D181:D184)","v":0},0,13800.618556701029,27601.237113402058,41401.85567010309,55202.474226804115,69003.092783505141,82803.711340206166,82803.71134020618,82803.71134020618,82803.71134020618,82803.71134020618,82803.71134020618,82803.71134020618,82803.71134020618,82803.71134020618,82803.71134020618,82803.71134020618,82803.71134020618,82803.71134020618,82803.71134020618,82803.71134020618,82803.71134020618,82803.71134020618,82803.71134020618,82803.71134020618,82803.71134020618,82803.71134020618,82803.71134020618,82803.71134020618,82803.71134020618,82803.71134020618,{"$f":"SUMPRODUCT($BC$181:$BC$184,AJ181:AJ184)","v":82803.71134020618},82803.71134020618,82803.71134020618,82803.71134020618,82803.71134020618,82803.71134020618,82803.71134020618,82803.71134020618,82803.71134020618,82803.71134020618,0,0,{"$f":"SUMPRODUCT($BC$181:$BC$184,AV181:AV184)","v":0},{"$f":"SUMPRODUCT($BC$181:$BC$184,AW181:AW184)","v":0},{"$f":"SUMPRODUCT($BC$181:$BC$184,AX181:AX184)","v":0},null,"GHG","Unit cost","EUR/ton",{"$f":"Options!C7","v":319}]
[null,"SO₂",28.50861868483873,{"$f":"SUMPRODUCT($BB$132:$BB$141,$BD148:$BD157)*Support_GJperGWh/Support_GramperTon*D14","v":0},0,0.20597938144329897,0.41195876288659794,0.61793814432989691,0.82391752577319588,1.0298969072164947,1.2358762886597936,1.2358762886597938,1.2358762886597938,1.2358762886597938,1.2358762886597938,1.2358762886597938,1.2358762886597938,1.2358762886597938,1.2358762886597938,1.2358762886597938,1.2358762886597938,1.2358762886597938,1.2358762886597938,1.2358762886597938,1.2358762886597938,1.2358762886597938,1.2358762886597938,1.2358762886597938,1.2358762886597938,1.2358762886597938,1.2358762886597938,1.2358762886597938,1.2358762886597938,1.2358762886597938,1.2358762886597938,1.2358762886597938,1.2358762886597938,1.2358762886597938,1.2358762886597938,1.2358762886597938,1.2358762886597938,1.2358762886597938,1.2358762886597938,1.2358762886597938,1.2358762886597938,0,0,0,0,0,null,"SO₂","Unit cost","EUR/ton",{"$f":"Options!C8","v":41676}]
[null,"NOx",570.17237369677434,{"$f":"SUMPRODUCT($BB$132:$BB$141,$BE148:$BE157)*Support_GJperGWh/Support_GramperTon*D14","v":0},0,4.119587628865979,8.2391752577319579,12.358762886597937,16.478350515463916,20.597938144329891,24.71752577319587,24.717525773195874,24.717525773195874,24.717525773195874,24.717525773195874,24.717525773195874,24.717525773195874,24.717525773195874,24.717525773195874,24.717525773195874,24.717525773195874,24.717525773195874,24.717525773195874,24.717525773195874,24.717525773195874,24.717525773195874,24.717525773195874,24.717525773195874,24.717525773195874,24.717525773195874,24.717525773195874,24.717525773195874,24.717525773195874,24.717525773195874,24.717525773195874,24.717525773195874,24.717525773195874,24.717525773195874,24.717525773195874,24.717525773195874,24.717525773195874,24.717525773195874,24.717525773195874,24.717525773195874,24.717525773195874,0,0,0,0,0,null,"NOx","Unit cost","EUR/ton",{"$f":"Options!C9","v":44503}]
[null,"PM2.5",0,{"$f":"SUMPRODUCT($BB$132:$BB$141,$BF148:$BF157)*Support_GJperGWh/Support_GramperTon*D14","v":0},0,0,0,0,0,0,0,0,0,0,0,0,0,0,0,0,0,0,0,0,0,0,0,0,0,0,0,0,0,0,0,0,0,0,0,0,0,0,0,0,0,0,0,0,0,0,null,"PM2.5","Unit cost","EUR/ton",{"$f":"Options!C10","v":151834}]
[null,"Source:",{"$f":"B17&\"  & \"&B27","v":"Table E2  & Table E3"},null,null,null,null,null,null,null,null,null,null,null,null,null,null,null,null,null,null,null,null,null,null,null,null,null,null,null,null,null,null,null,null,null,null,null,null,null,null,null,null,null,null,null,null,null,null,null,null,"Source: ",{"$f":"Options!$B$5&\" & \"&Options!$B$14","v":"Table O1 & Table O2"}]
[]
[]
[null,"Table E13","Cost breakdown, non-DH with DH project, million EUR/year",null,null,null,null,null,null,null,null,null,null,null,null,null,null,null,null,null,null,null,null,null,null,null,null,null,null,null,null,null,null,null,null,null,null,null,null,null,null,null,null,null,null,null,null,null,null,null,null,"Table E.A12","Cost breakdown compared to heatconsumption"]
[null,null,{"$f":"\"NPV \"&Evaluation_StartYear","v":"NPV 2025"},{"$f":"Evaluation_StartYear","v":2025},{"$f":"D193+1","v":2026},{"$f":"E193+1","v":2027},{"$f":"F193+1","v":2028},{"$f":"G193+1","v":2029},{"$f":"H193+1","v":2030},{"$f":"I193+1","v":2031},{"$f":"J193+1","v":2032},{"$f":"K193+1","v":2033},{"$f":"L193+1","v":2034},{"$f":"M193+1","v":2035},{"$f":"N193+1","v":2036},{"$f":"O193+1","v":2037},{"$f":"P193+1","v":2038},{"$f":"Q193+1","v":2039},{"$f":"R193+1","v":2040},{"$f":"S193+1","v":2041},{"$f":"T193+1","v":2042},{"$f":"U193+1","v":2043},{"$f":"V193+1","v":2044},{"$f":"W193+1","v":2045},{"$f":"X193+1","v":2046},{"$f":"Y193+1","v":2047},{"$f":"Z193+1","v":2048},{"$f":"AA193+1","v":2049},{"$f":"AB193+1","v":2050},{"$f":"AC193+1","v":2051},{"$f":"AD193+1","v":2052},{"$f":"AE193+1","v":2053},{"$f":"AF193+1","v":2054},{"$f":"AG193+1","v":2055},{"$f":"AH193+1","v":2056},{"$f":"AI193+1","v":2057},{"$f":"AJ193+1","v":2058},{"$f":"AK193+1","v":2059},{"$f":"AL193+1","v":2060},{"$f":"AM193+1","v":2061},{"$f":"AN193+1","v":2062},{"$f":"AO193+1","v":2063},{"$f":"AP193+1","v":2064},{"$f":"AQ193+1","v":2065},{"$f":"AR193+1","v":2066},{"$f":"AS193+1","v":2067},2068,{"$f":"AU193+1","v":2069},{"$f":"AV193+1","v":2070},{"$f":"AW193+1","v":2071},null,"Cost"]
[null,"CAPEX",{"$f":"NPV(Scenarios_interest_rate,D194:AX194)*(1+Scenarios_interest_rate)","v":70.764552401041882},{"$f":"SUM(D166:D175)*D14","v":0},0,0.51128533770141094,1.0225706754028219,1.5338560131042329,2.0451413508056437,2.5564266885070546,3.0677120262084654,{"$f":"SUM(L166:L175)*L14","v":3.0677120262084658},3.0677120262084658,3.0677120262084658,3.0677120262084658,3.0677120262084658,3.0677120262084658,3.0677120262084658,3.0677120262084658,3.0677120262084658,3.0677120262084658,3.0677120262084658,3.0677120262084658,3.0677120262084658,3.0677120262084658,3.0677120262084658,3.0677120262084658,3.0677120262084658,3.0677120262084658,3.0677120262084658,3.0677120262084658,3.0677120262084658,3.0677120262084658,3.0677120262084658,3.0677120262084658,{"$f":"SUM(AJ166:AJ175)*AJ14","v":3.0677120262084658},3.0677120262084658,3.0677120262084658,3.0677120262084658,3.0677120262084658,3.0677120262084658,3.0677120262084658,3.0677120262084658,3.0677120262084658,3.0677120262084658,0,{"$f":"SUM(AU166:AU175)*AU14","v":0},0,0,0,null,{"$f":"C194/$C$129*Support_thousand","v":7.7660485446709497}]
[null,"FOPEX",47.764894760143434,{"$f":"SUM($BD$166:$BD$175)*D14","v":0},0,{"$f":"SUM($BD$166:$BD$175)*F14","v":0.34510909090909087},0.69021818181818173,1.0353272727272727,1.3804363636363635,1.7255454545454543,2.0706545454545449,2.0706545454545453,2.0706545454545453,2.0706545454545453,2.0706545454545453,2.0706545454545453,2.0706545454545453,2.0706545454545453,2.0706545454545453,2.0706545454545453,2.0706545454545453,2.0706545454545453,2.0706545454545453,2.0706545454545453,2.0706545454545453,2.0706545454545453,2.0706545454545453,2.0706545454545453,2.0706545454545453,2.0706545454545453,2.0706545454545453,2.0706545454545453,2.0706545454545453,2.0706545454545453,2.0706545454545453,{"$f":"SUM($BD$166:$BD$175)*AJ14","v":2.0706545454545453},2.0706545454545453,2.0706545454545453,2.0706545454545453,2.0706545454545453,2.0706545454545453,2.0706545454545453,2.0706545454545453,2.0706545454545453,2.0706545454545453,0,{"$f":"SUM($BD$166:$BD$175)*AU14","v":0},0,0,0,null,5.2419534760303454]
[null,"VOPEX",0,{"$f":"SUMPRODUCT($BB$132:$BB$141,$BC$132:$BC$141)/1000*D14","v":0},0,0,0,0,0,0,0,0,0,0,0,0,0,0,0,0,0,0,0,0,0,0,0,0,0,0,0,0,0,0,0,{"$f":"SUMPRODUCT($BB$132:$BB$141,$BC$132:$BC$141)/1000*AJ14","v":0},0,0,0,0,0,0,0,0,0,0,{"$f":"SUMPRODUCT($BB$132:$BB$141,$BC$132:$BC$141)/1000*AU14","v":0},0,0,0,null,0]
[null,"Fuel costs",207.84454656140301,{"$f":"SUM(D150:D159)*D14","v":0},0,2.2336876320186638,3.992698824048678,5.4373972382483675,6.6597247075885129,8.2426922349380494,9.7928743024685492,9.6945179230114444,9.6004379078785593,9.5020815284214528,9.3951724203158982,9.2925396765345685,9.1856305684290191,9.0829978246476877,8.9760887165421366,8.8820087014092497,8.7836523219521414,8.6852959424950349,8.5869395630379266,8.4928595479050415,8.4928595479050415,8.4928595479050415,8.4928595479050415,8.4928595479050415,8.4928595479050415,8.4928595479050415,8.4928595479050415,8.4928595479050415,8.4928595479050415,8.4928595479050415,8.4928595479050415,{"$f":"SUM(AJ150:AJ159)*AJ14","v":8.4928595479050415},8.4928595479050415,8.4928595479050415,8.4928595479050415,8.4928595479050415,8.4928595479050415,8.4928595479050415,8.4928595479050415,8.4928595479050415,8.4928595479050415,0,{"$f":"SUM(AU150:AU159)*AU14","v":0},0,0,0,null,22.809878442998702]
[null,"Fuel distribution costs",85.525856054516197,{"$f":"SUMPRODUCT($BB$132:$BB$141,$BD$132:$BD$141)/1000*D14","v":0},0,0.61793814432989691,1.2358762886597938,1.8538144329896908,2.4717525773195876,3.0896907216494847,3.7076288659793812,3.7076288659793817,3.7076288659793817,3.7076288659793817,3.7076288659793817,3.7076288659793817,3.7076288659793817,3.7076288659793817,3.7076288659793817,3.7076288659793817,3.7076288659793817,3.7076288659793817,3.7076288659793817,3.7076288659793817,3.7076288659793817,3.7076288659793817,3.7076288659793817,3.7076288659793817,3.7076288659793817,3.7076288659793817,3.7076288659793817,3.7076288659793817,3.7076288659793817,3.7076288659793817,3.7076288659793817,{"$f":"SUMPRODUCT($BB$132:$BB$141,$BD$132:$BD$141)/1000*AJ14","v":3.7076288659793817},3.7076288659793817,3.7076288659793817,3.7076288659793817,3.7076288659793817,3.7076288659793817,3.7076288659793817,3.7076288659793817,3.7076288659793817,3.7076288659793817,0,{"$f":"SUMPRODUCT($BB$132:$BB$141,$BD$132:$BD$141)/1000*AU14","v":0},0,0,0,null,{"$f":"C198/$C$129*Support_thousand","v":9.3860263000000774}]
[null,"Costs excl. externatlities",411.89984977710458,{"$f":"SUM(D194:D198)","v":0},{"$f":"SUM(E194:E198)","v":0},3.7080202049590625,6.9413639699294762,9.8603949570695626,12.557054999350107,15.614355099640042,18.638869740110941,18.540513360653836,18.446433345520951,18.348076966063847,18.241167857958292,18.13853511417696,18.031626006071413,17.928993262290081,17.82208415418453,17.728004139051642,17.629647759594533,17.531291380137429,17.43293500068032,17.338854985547435,{"$f":"SUM(Y194:Y198)","v":17.338854985547435},17.338854985547435,17.338854985547435,17.338854985547435,17.338854985547435,17.338854985547435,17.338854985547435,17.338854985547435,17.338854985547435,17.338854985547435,17.338854985547435,{"$f":"SUM(AJ194:AJ198)","v":17.338854985547435},17.338854985547435,17.338854985547435,17.338854985547435,17.338854985547435,17.338854985547435,17.338854985547435,17.338854985547435,17.338854985547435,17.338854985547435,0,{"$f":"SUM(AU194:AU198)","v":0},0,0,0,null,{"$f":"C199/$C$129*Support_thousand","v":45.203906763700083}]
[null,"Externalities",635.87721348999514,{"$f":"SUMPRODUCT($BC$185:$BC$188,D185:D188)/Support_million","v":0},0,4.5943157245360826,9.1886314490721652,13.782947173608248,18.37726289814433,22.971578622680408,27.565894347216492,27.565894347216496,27.565894347216496,27.565894347216496,27.565894347216496,27.565894347216496,27.565894347216496,27.565894347216496,27.565894347216496,27.565894347216496,27.565894347216496,27.565894347216496,27.565894347216496,27.565894347216496,27.565894347216496,27.565894347216496,27.565894347216496,27.565894347216496,27.565894347216496,27.565894347216496,27.565894347216496,27.565894347216496,27.565894347216496,27.565894347216496,27.565894347216496,27.565894347216496,27.565894347216496,27.565894347216496,27.565894347216496,27.565894347216496,27.565894347216496,27.565894347216496,27.565894347216496,27.565894347216496,27.565894347216496,0,0,0,0,0,null,69.784279570186172]
[null,"Total economic costs",1047.7770632670995,{"$f":"D199+D200","v":0},{"$f":"E199+E200","v":0},8.3023359294951451,16.129995419001641,23.643342130677809,30.934317897494438,38.585933722320448,46.204764087327433,46.106407707870332,46.012327692737443,45.913971313280342,45.807062205174788,45.70442946139346,45.597520353287905,45.494887609506577,45.387978501401022,45.293898486268134,45.195542106811033,45.097185727353924,44.998829347896816,44.904749332763927,{"$f":"Y199+Y200","v":44.904749332763927},44.904749332763927,44.904749332763927,44.904749332763927,44.904749332763927,44.904749332763927,44.904749332763927,44.904749332763927,44.904749332763927,44.904749332763927,44.904749332763927,{"$f":"AJ199+AJ200","v":44.904749332763927},44.904749332763927,44.904749332763927,44.904749332763927,44.904749332763927,44.904749332763927,44.904749332763927,44.904749332763927,44.904749332763927,44.904749332763927,0,{"$f":"AU199+AU200","v":0},0,0,0,null,114.98818633388623]
[null,"Source:",{"$f":"B11&\", \"&B148&\", \"&B164&\", \"&B179&\", \"&AZ129&\", \"&AZ163&\"  & \"&AZ179","v":"Table E1, Table E10, Table E11, Table E12, Table E.A8, Table E.A10  & Table E.A11"},null,null,null,null,null,null,null,null,null,null,null,null,null,null,null,null,null,null,null,null,null,null,null,null,null,null,null,null,null,null,null,null,null,null,null,null,null,null,null,null,null,null,null,null,null,null,null,null,"Source: ",{"$f":"B127&\" & \"&B192","v":"Table E8 & Table E13"}]
[]
[]
[null,"Table E14","Fuel distribution costs, million EUR/year",null,null,null,null,null,null,null,null,null,null,null,null,null,null,null,null,null,null,null,null,null,null,null,null,null,null,null,null,null,null,null,null,null,null,null,null,null,null,null,null,null,null,null,null,null,null,null,null,"Table E.A13","Fuel selection"]
[null,null,{"$f":"\"NPV \"&Evaluation_StartYear","v":"NPV 2025"},{"$f":"Evaluation_StartYear","v":2025},{"$f":"D206+1","v":2026},{"$f":"E206+1","v":2027},{"$f":"F206+1","v":2028},{"$f":"G206+1","v":2029},{"$f":"H206+1","v":2030},{"$f":"I206+1","v":2031},{"$f":"J206+1","v":2032},{"$f":"K206+1","v":2033},{"$f":"L206+1","v":2034},{"$f":"M206+1","v":2035},{"$f":"N206+1","v":2036},{"$f":"O206+1","v":2037},{"$f":"P206+1","v":2038},{"$f":"Q206+1","v":2039},{"$f":"R206+1","v":2040},{"$f":"S206+1","v":2041},{"$f":"T206+1","v":2042},{"$f":"U206+1","v":2043},{"$f":"V206+1","v":2044},{"$f":"W206+1","v":2045},{"$f":"X206+1","v":2046},{"$f":"Y206+1","v":2047},{"$f":"Z206+1","v":2048},{"$f":"AA206+1","v":2049},{"$f":"AB206+1","v":2050},{"$f":"AC206+1","v":2051},{"$f":"AD206+1","v":2052},{"$f":"AE206+1","v":2053},{"$f":"AF206+1","v":2054},{"$f":"AG206+1","v":2055},{"$f":"AH206+1","v":2056},{"$f":"AI206+1","v":2057},{"$f":"AJ206+1","v":2058},{"$f":"AK206+1","v":2059},{"$f":"AL206+1","v":2060},{"$f":"AM206+1","v":2061},{"$f":"AN206+1","v":2062},{"$f":"AO206+1","v":2063},{"$f":"AP206+1","v":2064},{"$f":"AQ206+1","v":2065},{"$f":"AR206+1","v":2066},{"$f":"AS206+1","v":2067},2068,{"$f":"AU206+1","v":2069},{"$f":"AV206+1","v":2070},{"$f":"AW206+1","v":2071},null,{"$f":"Fuels!$C$19","v":"Electricity sale"}]
[null,"Fuel distribution costs",{"$f":"NPV(Scenarios_interest_rate,D207:AX207)*(1+Scenarios_interest_rate)","v":89.233484920495613},{"$f":"SUMPRODUCT($BB$132:$BB$141,$BD$132:$BD$141)/1000","v":3.7076288659793817},{"$f":"SUMPRODUCT($BB$132:$BB$141,$BD$132:$BD$141)*E$14/1000","v":0},0.61793814432989691,1.2358762886597938,1.8538144329896908,2.4717525773195876,3.0896907216494847,3.7076288659793812,3.7076288659793817,3.7076288659793817,3.7076288659793817,3.7076288659793817,3.7076288659793817,3.7076288659793817,3.7076288659793817,3.7076288659793817,3.7076288659793817,3.7076288659793817,3.7076288659793817,3.7076288659793817,3.7076288659793817,3.7076288659793817,3.7076288659793817,3.7076288659793817,3.7076288659793817,3.7076288659793817,3.7076288659793817,3.7076288659793817,3.7076288659793817,3.7076288659793817,3.7076288659793817,3.7076288659793817,3.7076288659793817,3.7076288659793817,3.7076288659793817,3.7076288659793817,3.7076288659793817,3.7076288659793817,3.7076288659793817,3.7076288659793817,3.7076288659793817,3.7076288659793817,0,0,0,0,0,null,{"$f":"Fuels!$C$11","v":"Natural gas"}]
[null,"- of which electricity",{"$f":"NPV(Scenarios_interest_rate,D208:AX208)*(1+Scenarios_interest_rate)","v":0},{"$f":"SUMIFS($BE$132:$BE$141,$AZ$132:$AZ$141,$AZ206)","v":0},{"$f":"E$14*SUMIFS($BE$132:$BE$141,$AZ$132:$AZ$141,$AZ206)","v":0},0,0,0,0,0,0,0,0,0,0,0,0,0,0,0,0,0,0,0,0,0,0,0,0,0,0,0,0,0,0,0,0,0,0,0,0,0,0,0,0,0,0,0,0,0,null,"Source: ",{"$f":"Fuels!C9","v":"Table F1"}]
[null,"- of which natural gas",{"$f":"NPV(Scenarios_interest_rate,D209:AX209)*(1+Scenarios_interest_rate)","v":89.233484920495613},{"$f":"SUMIFS($BE$132:$BE$141,$AZ$132:$AZ$141,$AZ207)","v":3.7076288659793817},{"$f":"E$14*SUMIFS($BE$132:$BE$141,$AZ$132:$AZ$141,$AZ207)","v":0},0.61793814432989691,1.2358762886597938,1.8538144329896908,2.4717525773195876,3.0896907216494847,3.7076288659793812,3.7076288659793817,3.7076288659793817,3.7076288659793817,3.7076288659793817,3.7076288659793817,3.7076288659793817,3.7076288659793817,3.7076288659793817,3.7076288659793817,3.7076288659793817,3.7076288659793817,3.7076288659793817,3.7076288659793817,3.7076288659793817,3.7076288659793817,3.7076288659793817,3.7076288659793817,3.7076288659793817,3.7076288659793817,3.7076288659793817,3.7076288659793817,3.7076288659793817,3.7076288659793817,3.7076288659793817,3.7076288659793817,3.7076288659793817,3.7076288659793817,3.7076288659793817,3.7076288659793817,3.7076288659793817,3.7076288659793817,3.7076288659793817,3.7076288659793817,3.7076288659793817,0,0,0,0,0]
[null,"Source:",{"$f":"B11&\"  & \"&AZ129","v":"Table E1  & Table E.A8"}]
[]
[]
[]
[]
[]
[null,"Financial evaluation by agent"]
[]
[null,"Table E15","Consumers DH advantage, million EUR/year",null,null,null,null,null,null,null,null,null,null,null,null,null,null,null,null,null,null,null,null,null,null,null,null,null,null,null,null,null,null,null,null,null,null,null,null,null,null,null,null,null,null,null,null,null,null,null,null,"Table E.A14"]
[null,null,{"$f":"\"NPV \"&Evaluation_StartYear","v":"NPV 2025"},{"$f":"Evaluation_StartYear","v":2025},{"$f":"D219+1","v":2026},{"$f":"E219+1","v":2027},{"$f":"F219+1","v":2028},{"$f":"G219+1","v":2029},{"$f":"H219+1","v":2030},{"$f":"I219+1","v":2031},{"$f":"J219+1","v":2032},{"$f":"K219+1","v":2033},{"$f":"L219+1","v":2034},{"$f":"M219+1","v":2035},{"$f":"N219+1","v":2036},{"$f":"O219+1","v":2037},{"$f":"P219+1","v":2038},{"$f":"Q219+1","v":2039},{"$f":"R219+1","v":2040},{"$f":"S219+1","v":2041},{"$f":"T219+1","v":2042},{"$f":"U219+1","v":2043},{"$f":"V219+1","v":2044},{"$f":"W219+1","v":2045},{"$f":"X219+1","v":2046},{"$f":"Y219+1","v":2047},{"$f":"Z219+1","v":2048},{"$f":"AA219+1","v":2049},{"$f":"AB219+1","v":2050},{"$f":"AC219+1","v":2051},{"$f":"AD219+1","v":2052},{"$f":"AE219+1","v":2053},{"$f":"AF219+1","v":2054},{"$f":"AG219+1","v":2055},{"$f":"AH219+1","v":2056},{"$f":"AI219+1","v":2057},{"$f":"AJ219+1","v":2058},{"$f":"AK219+1","v":2059},{"$f":"AL219+1","v":2060},{"$f":"AM219+1","v":2061},{"$f":"AN219+1","v":2062},{"$f":"AO219+1","v":2063},{"$f":"AP219+1","v":2064},{"$f":"AQ219+1","v":2065},{"$f":"AR219+1","v":2066},{"$f":"AS219+1","v":2067},2068,{"$f":"AU219+1","v":2069},{"$f":"AV219+1","v":2070},{"$f":"AW219+1","v":2071},null,"DH consumption","GWh",{"$f":"Scenarios!$P$12","v":333}]
[null,"DH consumer payment",{"$f":"NPV(Scenarios_interest_rate,D220:AX220)*(1+Scenarios_interest_rate)","v":365.01623449765663},{"$f":"D$14*$BB$219*$BB$221/Support_thousand+D221*(1-D$14)","v":0},0,5.5988336628512396,9.645209630723695,12.456647954690844,14.22095230132479,15.146476643533447,15.052900952312127,15.052900952312127,15.052900952312127,15.052900952312127,15.052900952312127,15.052900952312127,15.052900952312127,15.052900952312127,15.052900952312127,15.052900952312127,15.052900952312127,15.052900952312127,15.052900952312127,15.052900952312127,15.052900952312127,15.052900952312127,15.052900952312127,15.052900952312127,15.052900952312127,15.052900952312127,15.052900952312127,15.052900952312127,15.052900952312127,15.052900952312127,15.052900952312127,15.052900952312127,15.052900952312127,15.052900952312127,15.052900952312127,15.052900952312127,15.052900952312127,15.052900952312127,15.052900952312127,15.052900952312127,15.052900952312127,0,0,0,{"$f":"AW$14*$BB$219*$BB$221/Support_thousand+AW221*(1-AW$14)","v":0},0,null,"DH consumer cost","% of nonDH LCOE",{"$f":"Scenarios!$N$12","v":1}]
[null,"Non-DH costs",{"$f":"NPV(Scenarios_interest_rate,D221:AX221)*(1+Scenarios_interest_rate)","v":411.89984977710458},{"$f":"D199","v":0},{"$f":"E199","v":0},{"$f":"F199","v":3.7080202049590625},6.9413639699294762,9.8603949570695626,12.557054999350107,15.614355099640042,18.638869740110941,18.540513360653836,18.446433345520951,18.348076966063847,18.241167857958292,18.13853511417696,18.031626006071413,17.928993262290081,17.82208415418453,17.728004139051642,17.629647759594533,17.531291380137429,17.43293500068032,17.338854985547435,{"$f":"Y199","v":17.338854985547435},17.338854985547435,17.338854985547435,17.338854985547435,17.338854985547435,17.338854985547435,17.338854985547435,17.338854985547435,17.338854985547435,17.338854985547435,17.338854985547435,{"$f":"AJ199","v":17.338854985547435},17.338854985547435,17.338854985547435,17.338854985547435,17.338854985547435,17.338854985547435,17.338854985547435,17.338854985547435,17.338854985547435,17.338854985547435,0,{"$f":"AU199","v":0},0,0,0,null,"User fee","EUR/MWh",{"$f":"BB220*AZ199","v":45.203906763700083}]
[null,"Consumer DH advantage",{"$f":"NPV(Scenarios_interest_rate,D222:AX222)*(1+Scenarios_interest_rate)","v":46.88361527944793},{"$f":"D221-D220","v":0},0,-1.8908134578921771,-2.7038456607942187,-2.5962529976212814,-1.6638973019746821,0.46787845610659495,3.585968787798814,3.4876124083417093,3.3935323932088242,3.2951760137517194,3.1882669056461648,3.0856341618648333,2.9787250537592858,2.8760923099779543,2.7691832018724032,2.6751031867395145,2.5767468072824062,2.4783904278253015,2.3800340483681932,2.2859540332353081,{"$f":"Y221-Y220","v":2.2859540332353081},2.2859540332353081,2.2859540332353081,2.2859540332353081,2.2859540332353081,2.2859540332353081,2.2859540332353081,2.2859540332353081,2.2859540332353081,2.2859540332353081,2.2859540332353081,{"$f":"AJ221-AJ220","v":2.2859540332353081},2.2859540332353081,2.2859540332353081,2.2859540332353081,2.2859540332353081,2.2859540332353081,2.2859540332353081,2.2859540332353081,2.2859540332353081,2.2859540332353081,0,{"$f":"AU221-AU220","v":0},0,0,0,null,"Source: ",{"$f":"Scenarios!B10&\" & \"&AZ192","v":"Table S1 & Table E.A12"}]
[null,"Source:",{"$f":"B11&\", \"&B192&\"  & \"&AZ218","v":"Table E1, Table E13  & Table E.A14"}]
[]
[]
[null,"Table E16","District heating company"]
[null,null,{"$f":"\"NPV \"&Evaluation_StartYear","v":"NPV 2025"},{"$f":"Evaluation_StartYear","v":2025},{"$f":"D227+1","v":2026},{"$f":"E227+1","v":2027},{"$f":"F227+1","v":2028},{"$f":"G227+1","v":2029},{"$f":"H227+1","v":2030},{"$f":"I227+1","v":2031},{"$f":"J227+1","v":2032},{"$f":"K227+1","v":2033},{"$f":"L227+1","v":2034},{"$f":"M227+1","v":2035},{"$f":"N227+1","v":2036},{"$f":"O227+1","v":2037},{"$f":"P227+1","v":2038},{"$f":"Q227+1","v":2039},{"$f":"R227+1","v":2040},{"$f":"S227+1","v":2041},{"$f":"T227+1","v":2042},{"$f":"U227+1","v":2043},{"$f":"V227+1","v":2044},{"$f":"W227+1","v":2045},{"$f":"X227+1","v":2046},{"$f":"Y227+1","v":2047},{"$f":"Z227+1","v":2048},{"$f":"AA227+1","v":2049},{"$f":"AB227+1","v":2050},{"$f":"AC227+1","v":2051},{"$f":"AD227+1","v":2052},{"$f":"AE227+1","v":2053},{"$f":"AF227+1","v":2054},{"$f":"AG227+1","v":2055},{"$f":"AH227+1","v":2056},{"$f":"AI227+1","v":2057},{"$f":"AJ227+1","v":2058},{"$f":"AK227+1","v":2059},{"$f":"AL227+1","v":2060},{"$f":"AM227+1","v":2061},{"$f":"AN227+1","v":2062},{"$f":"AO227+1","v":2063},{"$f":"AP227+1","v":2064},{"$f":"AQ227+1","v":2065},{"$f":"AR227+1","v":2066},{"$f":"AS227+1","v":2067},2068,{"$f":"AU227+1","v":2069},{"$f":"AV227+1","v":2070},{"$f":"AW227+1","v":2071}]
[null,"DH costs excl. externalities",{"$f":"NPV(Scenarios_interest_rate,D228:AX228)*(1+Scenarios_interest_rate)","v":113.36744265520846},{"$f":"D115-(D$194+D$195+D$196+D$197)*(1-D$14)","v":14.360953053030851},{"$f":"E115-(E$194+E$195+E$196+E$197)*(1-E$14)","v":7.2180959101737079},5.6844446096312931,5.0012411844721294,5.2935330940155971,6.3891554872926886,0.9608255445033187,3.5581355319538566,3.5414056361924242,3.5254031272032247,3.5086732314417901,3.4904885621358823,3.4730312796022114,3.454846610296304,3.4373893277626317,3.4192046584567244,3.4032021494675258,3.3864722537060907,3.3697423579446557,3.3530124621832207,3.3370099531940216,{"$f":"Y115-(Y$194+Y$195+Y$196+Y$197)*(1-Y$14)","v":3.3370099531940216},{"$f":"Z115-(Z$194+Z$195+Z$196+Z$197)*(1-Z$14)","v":3.3370099531940216},3.3370099531940216,3.3370099531940216,3.3370099531940216,3.3370099531940216,8.9560575722416402,3.3370099531940216,3.3370099531940216,3.3370099531940216,3.3370099531940216,{"$f":"AJ115-(AJ$194+AJ$195+AJ$196+AJ$197)*(1-AJ$14)","v":10.479867096051164},3.3370099531940216,3.3370099531940216,3.3370099531940216,3.3370099531940216,3.3370099531940216,3.3370099531940216,3.3370099531940216,3.3370099531940216,-13.663257600616189,0,{"$f":"AU115-(AU$194+AU$195+AU$196+AU$197)*(1-AU$14)","v":0},0,0,0]
[null,"DH revenues",{"$f":"NPV(Scenarios_interest_rate,D229:AX229)*(1+Scenarios_interest_rate)","v":347.2333091004412},{"$f":"D$14*$BB$219*$BB$221/Support_thousand","v":0},{"$f":"E$14*$BB$219*$BB$221/Support_thousand","v":0},2.5088168253853547,5.0176336507707093,7.5264504761560636,10.035267301541419,12.544084126926773,15.052900952312125,15.052900952312127,15.052900952312127,15.052900952312127,15.052900952312127,15.052900952312127,15.052900952312127,15.052900952312127,15.052900952312127,15.052900952312127,15.052900952312127,15.052900952312127,15.052900952312127,15.052900952312127,15.052900952312127,15.052900952312127,15.052900952312127,15.052900952312127,15.052900952312127,15.052900952312127,15.052900952312127,15.052900952312127,15.052900952312127,15.052900952312127,15.052900952312127,15.052900952312127,15.052900952312127,15.052900952312127,15.052900952312127,15.052900952312127,15.052900952312127,15.052900952312127,15.052900952312127,15.052900952312127,15.052900952312127,0,0,0,0,0]
[null,"DH cashflow",{"$f":"NPV(Scenarios_interest_rate,D230:AX230)*(1+Scenarios_interest_rate)","v":233.86586644523268},{"$f":"D229-D228","v":-14.360953053030851},{"$f":"E229-E228","v":-7.2180959101737079},-3.1756277842459384,1.6392466298579933E-2,2.2329173821404664,3.6461118142487301,11.583258582423454,11.494765420358268,11.511495316119703,11.527497825108902,11.544227720870337,11.562412390176245,11.579869672709915,11.598054342015823,11.615511624549494,11.633696293855403,11.6496988028446,11.666428698606037,11.683158594367471,11.699888490128906,11.715890999118105,{"$f":"Y229-Y228","v":11.715890999118105},{"$f":"Z229-Z228","v":11.715890999118105},11.715890999118105,11.715890999118105,11.715890999118105,11.715890999118105,6.0968433800704869,11.715890999118105,11.715890999118105,11.715890999118105,11.715890999118105,{"$f":"AJ229-AJ228","v":4.5730338562609631},11.715890999118105,11.715890999118105,11.715890999118105,11.715890999118105,11.715890999118105,11.715890999118105,11.715890999118105,11.715890999118105,28.716158552928317,0,{"$f":"AU229-AU228","v":0},0,0,0]
[null,"DH cum. cashflow",null,{"$f":"IFERROR(IF(D165>Evaluation_FirstYear+Evaluation_ProjectYears-1,0,D230+C231),0)","v":-14.360953053030851},{"$f":"IFERROR(IF(E165>Evaluation_FirstYear+Evaluation_ProjectYears-1,0,E230+D231),0)","v":-21.57904896320456},{"$f":"IFERROR(IF(F165>Evaluation_FirstYear+Evaluation_ProjectYears-1,0,F230+E231),0)","v":-24.7546767474505},-24.73828428115192,-22.505366899011452,-18.859255084762722,-7.2759965023392681,4.2187689180190002,15.730264234138703,27.257762059247604,38.801989780117943,50.364402170294184,61.944271843004103,73.542326185019931,85.157837809569429,96.791534103424837,108.44123290626943,120.10766160487547,{"$f":"IFERROR(IF(V165>Evaluation_FirstYear+Evaluation_ProjectYears-1,0,V230+U231),0)","v":131.79082019924294},143.49070868937184,155.20659968848994,166.92249068760805,{"$f":"IFERROR(IF(Z165>Evaluation_FirstYear+Evaluation_ProjectYears-1,0,Z230+Y231),0)","v":178.63838168672615},190.35427268584425,202.07016368496235,213.78605468408045,225.50194568319856,231.59878906326904,243.31468006238714,255.03057106150524,266.74646206062334,278.46235305974147,{"$f":"IFERROR(IF(AJ165>Evaluation_FirstYear+Evaluation_ProjectYears-1,0,AJ230+AI231),0)","v":283.03538691600244},{"$f":"IFERROR(IF(AK165>Evaluation_FirstYear+Evaluation_ProjectYears-1,0,AK230+AJ231),0)","v":294.75127791512057},{"$f":"IFERROR(IF(AL165>Evaluation_FirstYear+Evaluation_ProjectYears-1,0,AL230+AK231),0)","v":306.4671689142387},{"$f":"IFERROR(IF(AM165>Evaluation_FirstYear+Evaluation_ProjectYears-1,0,AM230+AL231),0)","v":318.18305991335683},{"$f":"IFERROR(IF(AN165>Evaluation_FirstYear+Evaluation_ProjectYears-1,0,AN230+AM231),0)","v":329.89895091247496},{"$f":"IFERROR(IF(AO165>Evaluation_FirstYear+Evaluation_ProjectYears-1,0,AO230+AN231),0)","v":341.61484191159309},{"$f":"IFERROR(IF(AP165>Evaluation_FirstYear+Evaluation_ProjectYears-1,0,AP230+AO231),0)","v":353.33073291071122},{"$f":"IFERROR(IF(AQ165>Evaluation_FirstYear+Evaluation_ProjectYears-1,0,AQ230+AP231),0)","v":365.04662390982935},{"$f":"IFERROR(IF(AR165>Evaluation_FirstYear+Evaluation_ProjectYears-1,0,AR230+AQ231),0)","v":376.76251490894748},{"$f":"IFERROR(IF(AS165>Evaluation_FirstYear+Evaluation_ProjectYears-1,0,AS230+AR231),0)","v":405.47867346187581},{"$f":"IFERROR(IF(AT165>Evaluation_FirstYear+Evaluation_ProjectYears-1,0,AT230+AS231),0)","v":0},0,{"$f":"IFERROR(IF(AV165>Evaluation_FirstYear+Evaluation_ProjectYears-1,0,AV230+AU231),0)","v":0},{"$f":"IFERROR(IF(AW165>Evaluation_FirstYear+Evaluation_ProjectYears-1,0,AW230+AV231),0)","v":0},{"$f":"IFERROR(IF(AX165>Evaluation_FirstYear+Evaluation_ProjectYears-1,0,AX230+AW231),0)","v":0}]
[null,"Breakeven year",{"$f":"INDEX($D$227:$AJ$227,,1+COUNTIFS($D$231:$AX$231,\"<0\"))","v":2032}]
[null,"Breakeven time",{"$f":"C232-D227","v":7}]
[null,"Source:",{"$f":"B104&\"  & \"&B218","v":"Table E7  & Table E15"}]
[]
[]
[null,"Taxes / subsidies"]
[]
[null,"Table E17","Price subsidy / tax"]
[null,null,null,{"$f":"Evaluation_StartYear","v":2025},{"$f":"D240+1","v":2026},{"$f":"E240+1","v":2027},{"$f":"F240+1","v":2028},{"$f":"G240+1","v":2029},{"$f":"H240+1","v":2030},{"$f":"I240+1","v":2031},{"$f":"J240+1","v":2032},{"$f":"K240+1","v":2033},{"$f":"L240+1","v":2034},{"$f":"M240+1","v":2035},{"$f":"N240+1","v":2036},{"$f":"O240+1","v":2037},{"$f":"P240+1","v":2038},{"$f":"Q240+1","v":2039},{"$f":"R240+1","v":2040},{"$f":"S240+1","v":2041},{"$f":"T240+1","v":2042},{"$f":"U240+1","v":2043},{"$f":"V240+1","v":2044},{"$f":"W240+1","v":2045},{"$f":"X240+1","v":2046},{"$f":"Y240+1","v":2047},{"$f":"Z240+1","v":2048},{"$f":"AA240+1","v":2049},{"$f":"AB240+1","v":2050},{"$f":"AC240+1","v":2051},{"$f":"AD240+1","v":2052},{"$f":"AE240+1","v":2053},{"$f":"AF240+1","v":2054},{"$f":"AG240+1","v":2055},{"$f":"AH240+1","v":2056},{"$f":"AI240+1","v":2057},{"$f":"AJ240+1","v":2058},{"$f":"AK240+1","v":2059},{"$f":"AL240+1","v":2060},{"$f":"AM240+1","v":2061},{"$f":"AN240+1","v":2062},{"$f":"AO240+1","v":2063},{"$f":"AP240+1","v":2064},{"$f":"AQ240+1","v":2065},{"$f":"AR240+1","v":2066},{"$f":"AS240+1","v":2067},2068,{"$f":"AU240+1","v":2069},{"$f":"AV240+1","v":2070},{"$f":"AW240+1","v":2071}]
[null,"DH",null,{"$f":"IF(OR($BF$14=Support!$F$45,Evaluation!$BF$14=Support!$F$46),INDEX(Support!$G$44:$G$48,MATCH($BF$14,Support!$F$44:$F$48,0)),0)","v":0},{"$f":"IF(OR($BF$14=Support!$F$45,Evaluation!$BF$14=Support!$F$46),INDEX(Support!$G$44:$G$48,MATCH($BF$14,Support!$F$44:$F$48,0)),0)","v":0},{"$f":"IF(OR($BF$14=Support!$F$45,Evaluation!$BF$14=Support!$F$46),INDEX(Support!$G$44:$G$48,MATCH($BF$14,Support!$F$44:$F$48,0)),0)","v":0},{"$f":"IF(OR($BF$14=Support!$F$45,Evaluation!$BF$14=Support!$F$46),INDEX(Support!$G$44:$G$48,MATCH($BF$14,Support!$F$44:$F$48,0)),0)","v":0},{"$f":"IF(OR($BF$14=Support!$F$45,Evaluation!$BF$14=Support!$F$46),INDEX(Support!$G$44:$G$48,MATCH($BF$14,Support!$F$44:$F$48,0)),0)","v":0},{"$f":"IF(OR($BF$14=Support!$F$45,Evaluation!$BF$14=Support!$F$46),INDEX(Support!$G$44:$G$48,MATCH($BF$14,Support!$F$44:$F$48,0)),0)","v":0},{"$f":"IF(OR($BF$14=Support!$F$45,Evaluation!$BF$14=Support!$F$46),INDEX(Support!$G$44:$G$48,MATCH($BF$14,Support!$F$44:$F$48,0)),0)","v":0},{"$f":"IF(OR($BF$14=Support!$F$45,Evaluation!$BF$14=Support!$F$46),INDEX(Support!$G$44:$G$48,MATCH($BF$14,Support!$F$44:$F$48,0)),0)","v":0},{"$f":"IF(OR($BF$14=Support!$F$45,Evaluation!$BF$14=Support!$F$46),INDEX(Support!$G$44:$G$48,MATCH($BF$14,Support!$F$44:$F$48,0)),0)","v":0},{"$f":"IF(OR($BF$14=Support!$F$45,Evaluation!$BF$14=Support!$F$46),INDEX(Support!$G$44:$G$48,MATCH($BF$14,Support!$F$44:$F$48,0)),0)","v":0},{"$f":"IF(OR($BF$14=Support!$F$45,Evaluation!$BF$14=Support!$F$46),INDEX(Support!$G$44:$G$48,MATCH($BF$14,Support!$F$44:$F$48,0)),0)","v":0},{"$f":"IF(OR($BF$14=Support!$F$45,Evaluation!$BF$14=Support!$F$46),INDEX(Support!$G$44:$G$48,MATCH($BF$14,Support!$F$44:$F$48,0)),0)","v":0},{"$f":"IF(OR($BF$14=Support!$F$45,Evaluation!$BF$14=Support!$F$46),INDEX(Support!$G$44:$G$48,MATCH($BF$14,Support!$F$44:$F$48,0)),0)","v":0},{"$f":"IF(OR($BF$14=Support!$F$45,Evaluation!$BF$14=Support!$F$46),INDEX(Support!$G$44:$G$48,MATCH($BF$14,Support!$F$44:$F$48,0)),0)","v":0},{"$f":"IF(OR($BF$14=Support!$F$45,Evaluation!$BF$14=Support!$F$46),INDEX(Support!$G$44:$G$48,MATCH($BF$14,Support!$F$44:$F$48,0)),0)","v":0},{"$f":"IF(OR($BF$14=Support!$F$45,Evaluation!$BF$14=Support!$F$46),INDEX(Support!$G$44:$G$48,MATCH($BF$14,Support!$F$44:$F$48,0)),0)","v":0},{"$f":"IF(OR($BF$14=Support!$F$45,Evaluation!$BF$14=Support!$F$46),INDEX(Support!$G$44:$G$48,MATCH($BF$14,Support!$F$44:$F$48,0)),0)","v":0},{"$f":"IF(OR($BF$14=Support!$F$45,Evaluation!$BF$14=Support!$F$46),INDEX(Support!$G$44:$G$48,MATCH($BF$14,Support!$F$44:$F$48,0)),0)","v":0},{"$f":"IF(OR($BF$14=Support!$F$45,Evaluation!$BF$14=Support!$F$46),INDEX(Support!$G$44:$G$48,MATCH($BF$14,Support!$F$44:$F$48,0)),0)","v":0},{"$f":"IF(OR($BF$14=Support!$F$45,Evaluation!$BF$14=Support!$F$46),INDEX(Support!$G$44:$G$48,MATCH($BF$14,Support!$F$44:$F$48,0)),0)","v":0},{"$f":"IF(OR($BF$14=Support!$F$45,Evaluation!$BF$14=Support!$F$46),INDEX(Support!$G$44:$G$48,MATCH($BF$14,Support!$F$44:$F$48,0)),0)","v":0},{"$f":"IF(OR($BF$14=Support!$F$45,Evaluation!$BF$14=Support!$F$46),INDEX(Support!$G$44:$G$48,MATCH($BF$14,Support!$F$44:$F$48,0)),0)","v":0},{"$f":"IF(OR($BF$14=Support!$F$45,Evaluation!$BF$14=Support!$F$46),INDEX(Support!$G$44:$G$48,MATCH($BF$14,Support!$F$44:$F$48,0)),0)","v":0},{"$f":"IF(OR($BF$14=Support!$F$45,Evaluation!$BF$14=Support!$F$46),INDEX(Support!$G$44:$G$48,MATCH($BF$14,Support!$F$44:$F$48,0)),0)","v":0},{"$f":"IF(OR($BF$14=Support!$F$45,Evaluation!$BF$14=Support!$F$46),INDEX(Support!$G$44:$G$48,MATCH($BF$14,Support!$F$44:$F$48,0)),0)","v":0},{"$f":"IF(OR($BF$14=Support!$F$45,Evaluation!$BF$14=Support!$F$46),INDEX(Support!$G$44:$G$48,MATCH($BF$14,Support!$F$44:$F$48,0)),0)","v":0},{"$f":"IF(OR($BF$14=Support!$F$45,Evaluation!$BF$14=Support!$F$46),INDEX(Support!$G$44:$G$48,MATCH($BF$14,Support!$F$44:$F$48,0)),0)","v":0},{"$f":"IF(OR($BF$14=Support!$F$45,Evaluation!$BF$14=Support!$F$46),INDEX(Support!$G$44:$G$48,MATCH($BF$14,Support!$F$44:$F$48,0)),0)","v":0},{"$f":"IF(OR($BF$14=Support!$F$45,Evaluation!$BF$14=Support!$F$46),INDEX(Support!$G$44:$G$48,MATCH($BF$14,Support!$F$44:$F$48,0)),0)","v":0},{"$f":"IF(OR($BF$14=Support!$F$45,Evaluation!$BF$14=Support!$F$46),INDEX(Support!$G$44:$G$48,MATCH($BF$14,Support!$F$44:$F$48,0)),0)","v":0},{"$f":"IF(OR($BF$14=Support!$F$45,Evaluation!$BF$14=Support!$F$46),INDEX(Support!$G$44:$G$48,MATCH($BF$14,Support!$F$44:$F$48,0)),0)","v":0},{"$f":"IF(OR($BF$14=Support!$F$45,Evaluation!$BF$14=Support!$F$46),INDEX(Support!$G$44:$G$48,MATCH($BF$14,Support!$F$44:$F$48,0)),0)","v":0},{"$f":"IF(OR($BF$14=Support!$F$45,Evaluation!$BF$14=Support!$F$46),INDEX(Support!$G$44:$G$48,MATCH($BF$14,Support!$F$44:$F$48,0)),0)","v":0},{"$f":"IF(OR($BF$14=Support!$F$45,Evaluation!$BF$14=Support!$F$46),INDEX(Support!$G$44:$G$48,MATCH($BF$14,Support!$F$44:$F$48,0)),0)","v":0},{"$f":"IF(OR($BF$14=Support!$F$45,Evaluation!$BF$14=Support!$F$46),INDEX(Support!$G$44:$G$48,MATCH($BF$14,Support!$F$44:$F$48,0)),0)","v":0},{"$f":"IF(OR($BF$14=Support!$F$45,Evaluation!$BF$14=Support!$F$46),INDEX(Support!$G$44:$G$48,MATCH($BF$14,Support!$F$44:$F$48,0)),0)","v":0},{"$f":"IF(OR($BF$14=Support!$F$45,Evaluation!$BF$14=Support!$F$46),INDEX(Support!$G$44:$G$48,MATCH($BF$14,Support!$F$44:$F$48,0)),0)","v":0},{"$f":"IF(OR($BF$14=Support!$F$45,Evaluation!$BF$14=Support!$F$46),INDEX(Support!$G$44:$G$48,MATCH($BF$14,Support!$F$44:$F$48,0)),0)","v":0},{"$f":"IF(OR($BF$14=Support!$F$45,Evaluation!$BF$14=Support!$F$46),INDEX(Support!$G$44:$G$48,MATCH($BF$14,Support!$F$44:$F$48,0)),0)","v":0},{"$f":"IF(OR($BF$14=Support!$F$45,Evaluation!$BF$14=Support!$F$46),INDEX(Support!$G$44:$G$48,MATCH($BF$14,Support!$F$44:$F$48,0)),0)","v":0},{"$f":"IF(OR($BF$14=Support!$F$45,Evaluation!$BF$14=Support!$F$46),INDEX(Support!$G$44:$G$48,MATCH($BF$14,Support!$F$44:$F$48,0)),0)","v":0},{"$f":"IF(OR($BF$14=Support!$F$45,Evaluation!$BF$14=Support!$F$46),INDEX(Support!$G$44:$G$48,MATCH($BF$14,Support!$F$44:$F$48,0)),0)","v":0},{"$f":"IF(OR($BF$14=Support!$F$45,Evaluation!$BF$14=Support!$F$46),INDEX(Support!$G$44:$G$48,MATCH($BF$14,Support!$F$44:$F$48,0)),0)","v":0},{"$f":"IF(OR($BF$14=Support!$F$45,Evaluation!$BF$14=Support!$F$46),INDEX(Support!$G$44:$G$48,MATCH($BF$14,Support!$F$44:$F$48,0)),0)","v":0},{"$f":"IF(OR($BF$14=Support!$F$45,Evaluation!$BF$14=Support!$F$46),INDEX(Support!$G$44:$G$48,MATCH($BF$14,Support!$F$44:$F$48,0)),0)","v":0},{"$f":"IF(OR($BF$14=Support!$F$45,Evaluation!$BF$14=Support!$F$46),INDEX(Support!$G$44:$G$48,MATCH($BF$14,Support!$F$44:$F$48,0)),0)","v":0},{"$f":"IF(OR($BF$14=Support!$F$45,Evaluation!$BF$14=Support!$F$46),INDEX(Support!$G$44:$G$48,MATCH($BF$14,Support!$F$44:$F$48,0)),0)","v":0}]
[null,"Non-DH",null,{"$f":"IF(OR($BF$14=Support!$F$47,Evaluation!$BF$14=Support!$F$48),INDEX(Support!$G$44:$G$48,MATCH($BF$14,Support!$F$44:$F$48,0)),0)","v":0},{"$f":"IF(OR($BF$14=Support!$F$47,Evaluation!$BF$14=Support!$F$48),INDEX(Support!$G$44:$G$48,MATCH($BF$14,Support!$F$44:$F$48,0)),0)","v":0},{"$f":"IF(OR($BF$14=Support!$F$47,Evaluation!$BF$14=Support!$F$48),INDEX(Support!$G$44:$G$48,MATCH($BF$14,Support!$F$44:$F$48,0)),0)","v":0},{"$f":"IF(OR($BF$14=Support!$F$47,Evaluation!$BF$14=Support!$F$48),INDEX(Support!$G$44:$G$48,MATCH($BF$14,Support!$F$44:$F$48,0)),0)","v":0},{"$f":"IF(OR($BF$14=Support!$F$47,Evaluation!$BF$14=Support!$F$48),INDEX(Support!$G$44:$G$48,MATCH($BF$14,Support!$F$44:$F$48,0)),0)","v":0},{"$f":"IF(OR($BF$14=Support!$F$47,Evaluation!$BF$14=Support!$F$48),INDEX(Support!$G$44:$G$48,MATCH($BF$14,Support!$F$44:$F$48,0)),0)","v":0},{"$f":"IF(OR($BF$14=Support!$F$47,Evaluation!$BF$14=Support!$F$48),INDEX(Support!$G$44:$G$48,MATCH($BF$14,Support!$F$44:$F$48,0)),0)","v":0},{"$f":"IF(OR($BF$14=Support!$F$47,Evaluation!$BF$14=Support!$F$48),INDEX(Support!$G$44:$G$48,MATCH($BF$14,Support!$F$44:$F$48,0)),0)","v":0},{"$f":"IF(OR($BF$14=Support!$F$47,Evaluation!$BF$14=Support!$F$48),INDEX(Support!$G$44:$G$48,MATCH($BF$14,Support!$F$44:$F$48,0)),0)","v":0},{"$f":"IF(OR($BF$14=Support!$F$47,Evaluation!$BF$14=Support!$F$48),INDEX(Support!$G$44:$G$48,MATCH($BF$14,Support!$F$44:$F$48,0)),0)","v":0},{"$f":"IF(OR($BF$14=Support!$F$47,Evaluation!$BF$14=Support!$F$48),INDEX(Support!$G$44:$G$48,MATCH($BF$14,Support!$F$44:$F$48,0)),0)","v":0},{"$f":"IF(OR($BF$14=Support!$F$47,Evaluation!$BF$14=Support!$F$48),INDEX(Support!$G$44:$G$48,MATCH($BF$14,Support!$F$44:$F$48,0)),0)","v":0},{"$f":"IF(OR($BF$14=Support!$F$47,Evaluation!$BF$14=Support!$F$48),INDEX(Support!$G$44:$G$48,MATCH($BF$14,Support!$F$44:$F$48,0)),0)","v":0},{"$f":"IF(OR($BF$14=Support!$F$47,Evaluation!$BF$14=Support!$F$48),INDEX(Support!$G$44:$G$48,MATCH($BF$14,Support!$F$44:$F$48,0)),0)","v":0},{"$f":"IF(OR($BF$14=Support!$F$47,Evaluation!$BF$14=Support!$F$48),INDEX(Support!$G$44:$G$48,MATCH($BF$14,Support!$F$44:$F$48,0)),0)","v":0},{"$f":"IF(OR($BF$14=Support!$F$47,Evaluation!$BF$14=Support!$F$48),INDEX(Support!$G$44:$G$48,MATCH($BF$14,Support!$F$44:$F$48,0)),0)","v":0},{"$f":"IF(OR($BF$14=Support!$F$47,Evaluation!$BF$14=Support!$F$48),INDEX(Support!$G$44:$G$48,MATCH($BF$14,Support!$F$44:$F$48,0)),0)","v":0},{"$f":"IF(OR($BF$14=Support!$F$47,Evaluation!$BF$14=Support!$F$48),INDEX(Support!$G$44:$G$48,MATCH($BF$14,Support!$F$44:$F$48,0)),0)","v":0},{"$f":"IF(OR($BF$14=Support!$F$47,Evaluation!$BF$14=Support!$F$48),INDEX(Support!$G$44:$G$48,MATCH($BF$14,Support!$F$44:$F$48,0)),0)","v":0},{"$f":"IF(OR($BF$14=Support!$F$47,Evaluation!$BF$14=Support!$F$48),INDEX(Support!$G$44:$G$48,MATCH($BF$14,Support!$F$44:$F$48,0)),0)","v":0},{"$f":"IF(OR($BF$14=Support!$F$47,Evaluation!$BF$14=Support!$F$48),INDEX(Support!$G$44:$G$48,MATCH($BF$14,Support!$F$44:$F$48,0)),0)","v":0},{"$f":"IF(OR($BF$14=Support!$F$47,Evaluation!$BF$14=Support!$F$48),INDEX(Support!$G$44:$G$48,MATCH($BF$14,Support!$F$44:$F$48,0)),0)","v":0},{"$f":"IF(OR($BF$14=Support!$F$47,Evaluation!$BF$14=Support!$F$48),INDEX(Support!$G$44:$G$48,MATCH($BF$14,Support!$F$44:$F$48,0)),0)","v":0},{"$f":"IF(OR($BF$14=Support!$F$47,Evaluation!$BF$14=Support!$F$48),INDEX(Support!$G$44:$G$48,MATCH($BF$14,Support!$F$44:$F$48,0)),0)","v":0},{"$f":"IF(OR($BF$14=Support!$F$47,Evaluation!$BF$14=Support!$F$48),INDEX(Support!$G$44:$G$48,MATCH($BF$14,Support!$F$44:$F$48,0)),0)","v":0},{"$f":"IF(OR($BF$14=Support!$F$47,Evaluation!$BF$14=Support!$F$48),INDEX(Support!$G$44:$G$48,MATCH($BF$14,Support!$F$44:$F$48,0)),0)","v":0},{"$f":"IF(OR($BF$14=Support!$F$47,Evaluation!$BF$14=Support!$F$48),INDEX(Support!$G$44:$G$48,MATCH($BF$14,Support!$F$44:$F$48,0)),0)","v":0},{"$f":"IF(OR($BF$14=Support!$F$47,Evaluation!$BF$14=Support!$F$48),INDEX(Support!$G$44:$G$48,MATCH($BF$14,Support!$F$44:$F$48,0)),0)","v":0},{"$f":"IF(OR($BF$14=Support!$F$47,Evaluation!$BF$14=Support!$F$48),INDEX(Support!$G$44:$G$48,MATCH($BF$14,Support!$F$44:$F$48,0)),0)","v":0},{"$f":"IF(OR($BF$14=Support!$F$47,Evaluation!$BF$14=Support!$F$48),INDEX(Support!$G$44:$G$48,MATCH($BF$14,Support!$F$44:$F$48,0)),0)","v":0},{"$f":"IF(OR($BF$14=Support!$F$47,Evaluation!$BF$14=Support!$F$48),INDEX(Support!$G$44:$G$48,MATCH($BF$14,Support!$F$44:$F$48,0)),0)","v":0},{"$f":"IF(OR($BF$14=Support!$F$47,Evaluation!$BF$14=Support!$F$48),INDEX(Support!$G$44:$G$48,MATCH($BF$14,Support!$F$44:$F$48,0)),0)","v":0},{"$f":"IF(OR($BF$14=Support!$F$47,Evaluation!$BF$14=Support!$F$48),INDEX(Support!$G$44:$G$48,MATCH($BF$14,Support!$F$44:$F$48,0)),0)","v":0},{"$f":"IF(OR($BF$14=Support!$F$47,Evaluation!$BF$14=Support!$F$48),INDEX(Support!$G$44:$G$48,MATCH($BF$14,Support!$F$44:$F$48,0)),0)","v":0},{"$f":"IF(OR($BF$14=Support!$F$47,Evaluation!$BF$14=Support!$F$48),INDEX(Support!$G$44:$G$48,MATCH($BF$14,Support!$F$44:$F$48,0)),0)","v":0},{"$f":"IF(OR($BF$14=Support!$F$47,Evaluation!$BF$14=Support!$F$48),INDEX(Support!$G$44:$G$48,MATCH($BF$14,Support!$F$44:$F$48,0)),0)","v":0},{"$f":"IF(OR($BF$14=Support!$F$47,Evaluation!$BF$14=Support!$F$48),INDEX(Support!$G$44:$G$48,MATCH($BF$14,Support!$F$44:$F$48,0)),0)","v":0},{"$f":"IF(OR($BF$14=Support!$F$47,Evaluation!$BF$14=Support!$F$48),INDEX(Support!$G$44:$G$48,MATCH($BF$14,Support!$F$44:$F$48,0)),0)","v":0},{"$f":"IF(OR($BF$14=Support!$F$47,Evaluation!$BF$14=Support!$F$48),INDEX(Support!$G$44:$G$48,MATCH($BF$14,Support!$F$44:$F$48,0)),0)","v":0},{"$f":"IF(OR($BF$14=Support!$F$47,Evaluation!$BF$14=Support!$F$48),INDEX(Support!$G$44:$G$48,MATCH($BF$14,Support!$F$44:$F$48,0)),0)","v":0},{"$f":"IF(OR($BF$14=Support!$F$47,Evaluation!$BF$14=Support!$F$48),INDEX(Support!$G$44:$G$48,MATCH($BF$14,Support!$F$44:$F$48,0)),0)","v":0},{"$f":"IF(OR($BF$14=Support!$F$47,Evaluation!$BF$14=Support!$F$48),INDEX(Support!$G$44:$G$48,MATCH($BF$14,Support!$F$44:$F$48,0)),0)","v":0},{"$f":"IF(OR($BF$14=Support!$F$47,Evaluation!$BF$14=Support!$F$48),INDEX(Support!$G$44:$G$48,MATCH($BF$14,Support!$F$44:$F$48,0)),0)","v":0},{"$f":"IF(OR($BF$14=Support!$F$47,Evaluation!$BF$14=Support!$F$48),INDEX(Support!$G$44:$G$48,MATCH($BF$14,Support!$F$44:$F$48,0)),0)","v":0},{"$f":"IF(OR($BF$14=Support!$F$47,Evaluation!$BF$14=Support!$F$48),INDEX(Support!$G$44:$G$48,MATCH($BF$14,Support!$F$44:$F$48,0)),0)","v":0},{"$f":"IF(OR($BF$14=Support!$F$47,Evaluation!$BF$14=Support!$F$48),INDEX(Support!$G$44:$G$48,MATCH($BF$14,Support!$F$44:$F$48,0)),0)","v":0},{"$f":"IF(OR($BF$14=Support!$F$47,Evaluation!$BF$14=Support!$F$48),INDEX(Support!$G$44:$G$48,MATCH($BF$14,Support!$F$44:$F$48,0)),0)","v":0}]
[null,"Source:",{"$f":"Support!E42","v":"Table SUP.A10"}]
[]
[]
[null,"Evaluation of DH and non-DH costs for the entire period"]
[]
[null,"Table E18","Emissions, all DH technologies, ton/year - the entire period"]
[null,null,{"$f":"\"NPV \"&Evaluation_StartYear","v":"NPV 2025"},{"$f":"Evaluation_StartYear","v":2025},{"$f":"D249+1","v":2026},{"$f":"E249+1","v":2027},{"$f":"F249+1","v":2028},{"$f":"G249+1","v":2029},{"$f":"H249+1","v":2030},{"$f":"I249+1","v":2031},{"$f":"J249+1","v":2032},{"$f":"K249+1","v":2033},{"$f":"L249+1","v":2034},{"$f":"M249+1","v":2035},{"$f":"N249+1","v":2036},{"$f":"O249+1","v":2037},{"$f":"P249+1","v":2038},{"$f":"Q249+1","v":2039},{"$f":"R249+1","v":2040},{"$f":"S249+1","v":2041},{"$f":"T249+1","v":2042},{"$f":"U249+1","v":2043},{"$f":"V249+1","v":2044},{"$f":"W249+1","v":2045},{"$f":"X249+1","v":2046},{"$f":"Y249+1","v":2047},{"$f":"Z249+1","v":2048},{"$f":"AA249+1","v":2049},{"$f":"AB249+1","v":2050},{"$f":"AC249+1","v":2051},{"$f":"AD249+1","v":2052},{"$f":"AE249+1","v":2053},{"$f":"AF249+1","v":2054},{"$f":"AG249+1","v":2055},{"$f":"AH249+1","v":2056},{"$f":"AI249+1","v":2057},{"$f":"AJ249+1","v":2058},{"$f":"AK249+1","v":2059},{"$f":"AL249+1","v":2060},{"$f":"AM249+1","v":2061},{"$f":"AN249+1","v":2062},{"$f":"AO249+1","v":2063},{"$f":"AP249+1","v":2064},{"$f":"AQ249+1","v":2065},{"$f":"AR249+1","v":2066},{"$f":"AS249+1","v":2067},2068,{"$f":"AU249+1","v":2069},{"$f":"AV249+1","v":2070},{"$f":"AW249+1","v":2071}]
[null,"CO₂",{"$f":"NPV(Scenarios_interest_rate,D250:AX250)*(1+Scenarios_interest_rate)","v":680614.76436855877},{"$f":"SUMPRODUCT($BA$27:$BA$36,$BB44:$BB53)*D$14*$BB$55+D280*(1-D$14)+D281*(1-D$14)","v":82803.71134020618},82803.71134020618,71350.504422397586,59897.297504588976,48444.090586780359,36990.883668971757,25537.676751163151,14084.469833354546,14084.469833354538,14084.469833354538,14084.469833354538,14084.469833354538,14084.469833354538,14084.469833354538,14084.469833354538,14084.469833354538,14084.469833354538,14084.469833354538,14084.469833354538,14084.469833354538,14084.469833354538,14084.469833354538,14084.469833354538,14084.469833354538,14084.469833354538,14084.469833354538,14084.469833354538,14084.469833354538,14084.469833354538,14084.469833354538,14084.469833354538,14084.469833354538,14084.469833354538,14084.469833354538,14084.469833354538,14084.469833354538,14084.469833354538,14084.469833354538,14084.469833354538,14084.469833354538,14084.469833354538,14084.469833354538,0,0,0,0,0]
[null,"CH4",0,{"$f":"SUMPRODUCT($BA$27:$BA$36,$BC44:$BC53)*D$14*$BC$55+D282*(1-D$14)","v":0},0,0,0,0,0,0,0,0,0,0,0,0,0,0,0,0,0,0,0,0,0,0,0,0,0,0,0,0,0,0,0,0,0,0,0,0,0,0,0,0,0,0,0,0,0,0]
[null,"N2O",0,{"$f":"SUMPRODUCT($BA$27:$BA$36,$BD44:$BD53)*D$14*$BD$55+D283*(1-D$14)","v":0},0,0,0,0,0,0,0,0,0,0,0,0,0,0,0,0,0,0,0,0,0,0,0,0,0,0,0,0,0,0,0,0,0,0,0,0,0,0,0,0,0,0,0,0,0,0]
[null,"Substitued CO₂",0,{"$f":"-SUM($BC$27:$BC$36)*D14*D22","v":0},0,0,0,0,0,0,0,0,0,0,0,0,0,0,0,0,0,0,0,0,0,0,0,0,0,0,0,0,0,0,0,{"$f":"-SUM($BC$27:$BC$36)*AJ14*AJ22","v":0},0,0,0,0,0,0,0,0,0,0,{"$f":"-SUM($BC$27:$BC$36)*AU14*AU22","v":0},0,0,0]
[null,"GHG",680614.76436855877,{"$f":"SUMPRODUCT($BC$93:$BC$96,D250:D253)","v":82803.71134020618},82803.71134020618,71350.504422397586,59897.297504588976,48444.090586780359,36990.883668971757,25537.676751163151,14084.469833354546,14084.469833354538,14084.469833354538,14084.469833354538,14084.469833354538,14084.469833354538,14084.469833354538,14084.469833354538,14084.469833354538,14084.469833354538,14084.469833354538,14084.469833354538,14084.469833354538,14084.469833354538,14084.469833354538,14084.469833354538,14084.469833354538,14084.469833354538,14084.469833354538,14084.469833354538,14084.469833354538,14084.469833354538,14084.469833354538,14084.469833354538,14084.469833354538,{"$f":"SUMPRODUCT($BC$93:$BC$96,AJ250:AJ253)","v":14084.469833354538},14084.469833354538,14084.469833354538,14084.469833354538,14084.469833354538,14084.469833354538,14084.469833354538,14084.469833354538,14084.469833354538,14084.469833354538,0,0,{"$f":"SUMPRODUCT($BC$93:$BC$96,AV250:AV253)","v":0},{"$f":"SUMPRODUCT($BC$93:$BC$96,AW250:AW253)","v":0},{"$f":"SUMPRODUCT($BC$93:$BC$96,AX250:AX253)","v":0}]
[null,"SO₂",10.158429318933711,{"$f":"SUMPRODUCT($BA$27:$BA$36,$BA44:$BA53)*D$14*$BA$55+D285*(1-D$14)","v":1.2358762886597938},1.2358762886597938,1.0649329018268296,0.89398951499386536,0.72304612816090097,0.55210274132793669,0.3811593544949724,0.21021596766200815,0.21021596766200804,0.21021596766200804,0.21021596766200804,0.21021596766200804,0.21021596766200804,0.21021596766200804,0.21021596766200804,0.21021596766200804,0.21021596766200804,0.21021596766200804,0.21021596766200804,0.21021596766200804,0.21021596766200804,0.21021596766200804,0.21021596766200804,0.21021596766200804,0.21021596766200804,0.21021596766200804,0.21021596766200804,0.21021596766200804,0.21021596766200804,0.21021596766200804,0.21021596766200804,0.21021596766200804,0.21021596766200804,0.21021596766200804,0.21021596766200804,0.21021596766200804,0.21021596766200804,0.21021596766200804,0.21021596766200804,0.21021596766200804,0.21021596766200804,0.21021596766200804,0,0,0,0,0]
[null,"NOx",149.82778187919317,{"$f":"SUMPRODUCT($BA$27:$BA$36,$BE44:$BE53)*D$14*$BE$55+D286*(1-D$14)","v":24.717525773195874},24.717525773195874,20.913262095822908,17.108998418449943,13.304734741076974,9.5004710637040084,5.6962073863310412,1.8919437089580746,1.8919437089580724,1.8919437089580724,1.8919437089580724,1.8919437089580724,1.8919437089580724,1.8919437089580724,1.8919437089580724,1.8919437089580724,1.8919437089580724,1.8919437089580724,1.8919437089580724,1.8919437089580724,1.8919437089580724,1.8919437089580724,1.8919437089580724,1.8919437089580724,1.8919437089580724,1.8919437089580724,1.8919437089580724,1.8919437089580724,1.8919437089580724,1.8919437089580724,1.8919437089580724,1.8919437089580724,1.8919437089580724,1.8919437089580724,1.8919437089580724,1.8919437089580724,1.8919437089580724,1.8919437089580724,1.8919437089580724,1.8919437089580724,1.8919437089580724,1.8919437089580724,0,0,0,0,0]
[null,"PM2.5",0.48491640454073748,{"$f":"SUMPRODUCT($BA$27:$BA$36,$BF44:$BF53)*D$14*$BF$55+D287*(1-D$14)","v":0},0,3.5035994610334675E-3,7.007198922066935E-3,1.0510798383100402E-2,1.401439784413387E-2,1.7517997305167336E-2,2.1021596766200804E-2,2.1021596766200804E-2,2.1021596766200804E-2,2.1021596766200804E-2,2.1021596766200804E-2,2.1021596766200804E-2,2.1021596766200804E-2,2.1021596766200804E-2,2.1021596766200804E-2,2.1021596766200804E-2,2.1021596766200804E-2,2.1021596766200804E-2,2.1021596766200804E-2,2.1021596766200804E-2,2.1021596766200804E-2,2.1021596766200804E-2,2.1021596766200804E-2,2.1021596766200804E-2,2.1021596766200804E-2,2.1021596766200804E-2,2.1021596766200804E-2,2.1021596766200804E-2,2.1021596766200804E-2,2.1021596766200804E-2,2.1021596766200804E-2,2.1021596766200804E-2,2.1021596766200804E-2,2.1021596766200804E-2,2.1021596766200804E-2,2.1021596766200804E-2,2.1021596766200804E-2,2.1021596766200804E-2,2.1021596766200804E-2,2.1021596766200804E-2,2.1021596766200804E-2,0,0,0,0,0]
[null,"Source:",{"$f":"B11&\", \"&B17&\", \"&AZ24&\" , \"&AZ41&\"  & \"&B179","v":"Table E1, Table E2, Table E.A3 , Table E.A4  & Table E12"}]
[]
[]
[null,"Table E19","Cost breakdown, all DH technologies, million EUR/year  - the entire period"]
[null,null,{"$f":"\"NPV \"&Evaluation_StartYear","v":"NPV 2025"},{"$f":"Evaluation_StartYear","v":2025},{"$f":"D262+1","v":2026},{"$f":"E262+1","v":2027},{"$f":"F262+1","v":2028},{"$f":"G262+1","v":2029},{"$f":"H262+1","v":2030},{"$f":"I262+1","v":2031},{"$f":"J262+1","v":2032},{"$f":"K262+1","v":2033},{"$f":"L262+1","v":2034},{"$f":"M262+1","v":2035},{"$f":"N262+1","v":2036},{"$f":"O262+1","v":2037},{"$f":"P262+1","v":2038},{"$f":"Q262+1","v":2039},{"$f":"R262+1","v":2040},{"$f":"S262+1","v":2041},{"$f":"T262+1","v":2042},{"$f":"U262+1","v":2043},{"$f":"V262+1","v":2044},{"$f":"W262+1","v":2045},{"$f":"X262+1","v":2046},{"$f":"Y262+1","v":2047},{"$f":"Z262+1","v":2048},{"$f":"AA262+1","v":2049},{"$f":"AB262+1","v":2050},{"$f":"AC262+1","v":2051},{"$f":"AD262+1","v":2052},{"$f":"AE262+1","v":2053},{"$f":"AF262+1","v":2054},{"$f":"AG262+1","v":2055},{"$f":"AH262+1","v":2056},{"$f":"AI262+1","v":2057},{"$f":"AJ262+1","v":2058},{"$f":"AK262+1","v":2059},{"$f":"AL262+1","v":2060},{"$f":"AM262+1","v":2061},{"$f":"AN262+1","v":2062},{"$f":"AO262+1","v":2063},{"$f":"AP262+1","v":2064},{"$f":"AQ262+1","v":2065},{"$f":"AR262+1","v":2066},{"$f":"AS262+1","v":2067},2068,{"$f":"AU262+1","v":2069},{"$f":"AV262+1","v":2070},{"$f":"AW262+1","v":2071}]
[null,"DH net total",{"$f":"NPV(Scenarios_interest_rate,D263:AX263)*(1+Scenarios_interest_rate)","v":67.214171446692845},{"$f":"SUM(D264:D266)","v":7.2180959101737079},7.2180959101737079,7.7002231513015946,7.8575360764716642,8.0148490016417338,8.1721619268118033,1.1113789418081641,1.2686918669782334,1.2686918669782337,1.2686918669782337,{"$f":"SUM(N264:N266)","v":1.2686918669782337},{"$f":"SUM(O264:O266)","v":1.2686918669782337},1.2686918669782337,1.2686918669782337,1.2686918669782337,1.2686918669782337,1.2686918669782337,1.2686918669782337,1.2686918669782337,1.2686918669782337,{"$f":"SUM(X264:X266)","v":1.2686918669782337},{"$f":"SUM(Y264:Y266)","v":1.2686918669782337},{"$f":"SUM(Z264:Z266)","v":1.2686918669782337},1.2686918669782337,1.2686918669782337,1.2686918669782337,1.2686918669782337,1.2686918669782337,1.2686918669782337,1.2686918669782337,1.2686918669782337,1.2686918669782337,{"$f":"SUM(AJ264:AJ266)","v":1.2686918669782337},1.2686918669782337,1.2686918669782337,1.2686918669782337,1.2686918669782337,1.2686918669782337,1.2686918669782337,1.2686918669782337,1.2686918669782337,-8.2591947344510253,0,{"$f":"SUM(AU264:AU266)","v":0},0,0,0]
[null,"DH net CAPEX",37.19551742362161,{"$f":"D72","v":7.2180959101737079},{"$f":"E72","v":7.2180959101737079},7.2180959101737079,7.2180959101737079,7.2180959101737079,7.2180959101737079,0,0,0,0,{"$f":"N72","v":0},{"$f":"O72","v":0},0,0,0,0,0,0,0,0,0,{"$f":"Y72","v":0},0,0,0,0,0,0,0,0,0,0,{"$f":"AJ72","v":0},0,0,0,0,0,0,0,0,-9.5278866014292589,0,{"$f":"AU72","v":0},0,0,0]
[null,"DH net FOPEX",8.2457262356138763,{"$f":"IF(D14>0,$BD$72,0)","v":0},0,0.32481431595781685,0.32481431595781685,0.32481431595781685,0.32481431595781685,0.32481431595781685,0.32481431595781685,0.32481431595781685,0.32481431595781685,0.32481431595781685,0.32481431595781685,0.32481431595781685,0.32481431595781685,0.32481431595781685,0.32481431595781685,0.32481431595781685,0.32481431595781685,0.32481431595781685,0.32481431595781685,0.32481431595781685,0.32481431595781685,0.32481431595781685,0.32481431595781685,0.32481431595781685,0.32481431595781685,0.32481431595781685,0.32481431595781685,0.32481431595781685,0.32481431595781685,0.32481431595781685,0.32481431595781685,{"$f":"IF(AJ14>0,$BD$72,0)","v":0.32481431595781685},0.32481431595781685,0.32481431595781685,0.32481431595781685,0.32481431595781685,0.32481431595781685,0.32481431595781685,0.32481431595781685,0.32481431595781685,0.32481431595781685,0,{"$f":"IF(AU14>0,$BD$72,0)","v":0},0,0,0]
[null,"DH net VOPEX",21.772927787457331,{"$f":"$BE72*D14*SUM($BB$27:$BB$36)/Support_thousand","v":0},0,0.15731292517006942,0.31462585034013885,0.47193877551020835,0.62925170068027769,0.78656462585034714,0.94387755102041659,0.94387755102041671,0.94387755102041671,0.94387755102041671,0.94387755102041671,0.94387755102041671,0.94387755102041671,0.94387755102041671,0.94387755102041671,0.94387755102041671,0.94387755102041671,0.94387755102041671,0.94387755102041671,0.94387755102041671,0.94387755102041671,0.94387755102041671,0.94387755102041671,0.94387755102041671,0.94387755102041671,0.94387755102041671,0.94387755102041671,0.94387755102041671,0.94387755102041671,0.94387755102041671,0.94387755102041671,0.94387755102041671,0.94387755102041671,0.94387755102041671,0.94387755102041671,0.94387755102041671,0.94387755102041671,0.94387755102041671,0.94387755102041671,0.94387755102041671,0.94387755102041671,0,0,0,0,0]
[null,"DH prod. CAPEX",23.871462447830186,{"$f":"SUM(D62:D71)+D293*(1-D$14)","v":10.210569169065607},{"$f":"SUM(E62:E71)+E293*(1-E$14)","v":3.0677120262084658},2.556426688507055,2.0451413508056442,1.5338560131042329,1.0225706754028221,0.51128533770141116,3.4058445244161304E-16,0,0,0,0,0,0,0,0,0,0,0,0,0,0,0,0,0,0,0,5.6190476190476186,0,0,0,0,{"$f":"SUM(AJ62:AJ71)+AJ293*(1-AJ$14)","v":7.1428571428571423},0,0,0,0,0,0,0,0,-7.4723809523809521,0,{"$f":"SUM(AU62:AU71)+AU293*(1-AU$14)","v":0},0,0,0]
[null,"DH prod. FOPEX",11.192258424490911,{"$f":"IF(D14=0,0,SUM($BD$62:$BD$71))+D294*(1-D$14)","v":2.0706545454545453},2.0706545454545453,1.8160216450216449,1.4709125541125541,1.125803463203463,0.78069437229437233,0.43558528138528152,9.047619047619071E-2,9.0476190476190474E-2,9.0476190476190474E-2,9.0476190476190474E-2,9.0476190476190474E-2,9.0476190476190474E-2,9.0476190476190474E-2,9.0476190476190474E-2,9.0476190476190474E-2,9.0476190476190474E-2,9.0476190476190474E-2,9.0476190476190474E-2,9.0476190476190474E-2,9.0476190476190474E-2,9.0476190476190474E-2,9.0476190476190474E-2,9.0476190476190474E-2,9.0476190476190474E-2,9.0476190476190474E-2,9.0476190476190474E-2,9.0476190476190474E-2,9.0476190476190474E-2,9.0476190476190474E-2,9.0476190476190474E-2,9.0476190476190474E-2,9.0476190476190474E-2,9.0476190476190474E-2,9.0476190476190474E-2,9.0476190476190474E-2,9.0476190476190474E-2,9.0476190476190474E-2,9.0476190476190474E-2,9.0476190476190474E-2,9.0476190476190474E-2,9.0476190476190474E-2,0,0,0,0,0]
[null,"DH prod. VOPEX",12.300803406972488,{"$f":"SUMPRODUCT($BA$27:$BA$36,$BE$62:$BE$71)*D14/1000+D295*(1-D$14)","v":0},0,8.8875294346382333E-2,0.17775058869276467,0.26662588303914703,0.35550117738552933,0.44437647173191169,0.53325176607829394,0.53325176607829405,0.53325176607829405,0.53325176607829405,0.53325176607829405,0.53325176607829405,0.53325176607829405,0.53325176607829405,0.53325176607829405,0.53325176607829405,0.53325176607829405,0.53325176607829405,0.53325176607829405,0.53325176607829405,0.53325176607829405,0.53325176607829405,0.53325176607829405,0.53325176607829405,0.53325176607829405,0.53325176607829405,0.53325176607829405,0.53325176607829405,0.53325176607829405,0.53325176607829405,0.53325176607829405,0.53325176607829405,0.53325176607829405,0.53325176607829405,0.53325176607829405,0.53325176607829405,0.53325176607829405,0.53325176607829405,0.53325176607829405,0.53325176607829405,0.53325176607829405,0,0,0,0,0]
[null,"DH Fuel costs",111.69995128112325,{"$f":"SUM(D46:D55)+(D296+D297)*(1-D$14)","v":21.66408266338788},19.008460418045967,14.638067239107569,11.136287008428244,8.2160839521365219,5.6985223090833923,3.6685145948029874,1.665715708421142,1.6489858126597059,1.6329833036705068,1.6162534079090722,1.5980687386031642,1.5806114560694933,1.5624267867635857,1.5449695042299139,1.5267848349240063,1.5107823259348079,1.4940524301733726,1.4773225344119376,1.4605926386505026,1.4445901296613037,1.4445901296613037,1.4445901296613037,1.4445901296613037,1.4445901296613037,1.4445901296613037,1.4445901296613037,1.4445901296613037,1.4445901296613037,1.4445901296613037,1.4445901296613037,1.4445901296613037,{"$f":"SUM(AJ46:AJ55)+(AJ296+AJ297)*(1-AJ$14)","v":1.4445901296613037},1.4445901296613037,1.4445901296613037,1.4445901296613037,1.4445901296613037,1.4445901296613037,1.4445901296613037,1.4445901296613037,1.4445901296613037,1.4445901296613037,0,{"$f":"SUM(AU46:AU55)+(AU296+AU297)*(1-AU$14)","v":0},0,0,0]
[null,"Electricity income",{"$f":"NPV(Scenarios_interest_rate,D271:AX271)*(1+Scenarios_interest_rate)","v":0},{"$f":"-SUM($BC$27:$BC$36)*D14*D20/Support_million","v":0},{"$f":"-SUM($BC$27:$BC$36)*E14*E20/Support_million","v":0},0,0,0,0,0,0,0,0,0,0,0,0,0,0,0,0,0,0,0,0,0,0,0,0,0,0,0,0,0,0,0,0,0,0,0,0,0,0,0,0,0,0,0,0,0]
[null,"Costs excl. externatlities",226.27864700710958,{"$f":"SUM(D264:D271)","v":41.163402288081741},31.364922899882686,26.799614018284245,22.68762757851087,19.157218313125099,{"$f":"SUM(I264:I271)","v":16.02945046097792},6.1711406274297556,3.5581355319538606,3.5414056361924242,3.5254031272032247,{"$f":"SUM(N264:N271)","v":3.5086732314417901},{"$f":"SUM(O264:O271)","v":3.4904885621358823},3.4730312796022114,3.454846610296304,3.4373893277626317,3.4192046584567244,3.4032021494675258,3.3864722537060907,3.3697423579446557,3.3530124621832207,3.3370099531940216,{"$f":"SUM(Y264:Y271)","v":3.3370099531940216},3.3370099531940216,3.3370099531940216,3.3370099531940216,3.3370099531940216,3.3370099531940216,8.9560575722416402,3.3370099531940216,3.3370099531940216,3.3370099531940216,3.3370099531940216,{"$f":"SUM(AJ264:AJ271)","v":10.479867096051164},3.3370099531940216,3.3370099531940216,3.3370099531940216,3.3370099531940216,3.3370099531940216,3.3370099531940216,3.3370099531940216,3.3370099531940216,-13.663257600616189,0,{"$f":"SUM(AU264:AU271)","v":0},0,0,0]
[null,"Externalities",224.28088510820285,{"$f":"SUMPRODUCT($BC$97:$BC$100,D254:D257)/Support_million+D299*(1-D$14)*0","v":27.565894347216496},27.565894347216496,23.736427922932343,19.90696149864818,16.077495074364016,12.24802865007986,8.4185622257957018,4.5890958015115411,4.5890958015115393,4.5890958015115393,4.5890958015115393,4.5890958015115393,4.5890958015115393,4.5890958015115393,4.5890958015115393,4.5890958015115393,4.5890958015115393,4.5890958015115393,4.5890958015115393,4.5890958015115393,4.5890958015115393,4.5890958015115393,4.5890958015115393,4.5890958015115393,4.5890958015115393,4.5890958015115393,4.5890958015115393,4.5890958015115393,4.5890958015115393,4.5890958015115393,4.5890958015115393,4.5890958015115393,4.5890958015115393,4.5890958015115393,4.5890958015115393,4.5890958015115393,4.5890958015115393,4.5890958015115393,4.5890958015115393,4.5890958015115393,4.5890958015115393,4.5890958015115393,0,0,0,0,0]
[null,"Total economic costs",450.55953211531249,{"$f":"D273+D272","v":68.72929663529824},58.930817247099185,50.536041941216588,42.59458907715905,35.234713387489116,28.277479111057779,14.589702853225457,8.1472313334654025,8.1305014377039626,8.1144989287147631,{"$f":"N273+N272","v":8.0977690329533303},{"$f":"O273+O272","v":8.0795843636474221},8.0621270811137506,8.0439424118078442,8.026485129274171,8.0083004599682646,7.992297950979065,7.9755680552176305,7.958838159456195,7.9421082636947595,7.9261057547055609,{"$f":"Y273+Y272","v":7.9261057547055609},7.9261057547055609,7.9261057547055609,7.9261057547055609,7.9261057547055609,7.9261057547055609,13.54515337375318,7.9261057547055609,7.9261057547055609,7.9261057547055609,7.9261057547055609,{"$f":"AJ273+AJ272","v":15.068962897562702},7.9261057547055609,7.9261057547055609,7.9261057547055609,7.9261057547055609,7.9261057547055609,7.9261057547055609,7.9261057547055609,7.9261057547055609,-9.074161799104651,0,{"$f":"AU273+AU272","v":0},0,0,0]
[null,"Source:",{"$f":"B11&\", \"&B17&\", \"&B44&\", \"&B59&\", \"&AZ24&\", \"&AZ59&\"  & \"&AZ91","v":"Table E1, Table E2, Table E4, Table E5, Table E.A3, Table E.A5  & Table E.A6"}]
[]
[]
[null,"Table E20","Emissions, non-DH with project, ton/year   - the entire period"]
[null,null,{"$f":"\"NPV \"&Evaluation_StartYear","v":"NPV 2025"},{"$f":"Evaluation_StartYear","v":2025},{"$f":"D279+1","v":2026},{"$f":"E279+1","v":2027},{"$f":"F279+1","v":2028},{"$f":"G279+1","v":2029},{"$f":"H279+1","v":2030},{"$f":"I279+1","v":2031},{"$f":"J279+1","v":2032},{"$f":"K279+1","v":2033},{"$f":"L279+1","v":2034},{"$f":"M279+1","v":2035},{"$f":"N279+1","v":2036},{"$f":"O279+1","v":2037},{"$f":"P279+1","v":2038},{"$f":"Q279+1","v":2039},{"$f":"R279+1","v":2040},{"$f":"S279+1","v":2041},{"$f":"T279+1","v":2042},{"$f":"U279+1","v":2043},{"$f":"V279+1","v":2044},{"$f":"W279+1","v":2045},{"$f":"X279+1","v":2046},{"$f":"Y279+1","v":2047},{"$f":"Z279+1","v":2048},{"$f":"AA279+1","v":2049},{"$f":"AB279+1","v":2050},{"$f":"AC279+1","v":2051},{"$f":"AD279+1","v":2052},{"$f":"AE279+1","v":2053},{"$f":"AF279+1","v":2054},{"$f":"AG279+1","v":2055},{"$f":"AH279+1","v":2056},{"$f":"AI279+1","v":2057},{"$f":"AJ279+1","v":2058},{"$f":"AK279+1","v":2059},{"$f":"AL279+1","v":2060},{"$f":"AM279+1","v":2061},{"$f":"AN279+1","v":2062},{"$f":"AO279+1","v":2063},{"$f":"AP279+1","v":2064},{"$f":"AQ279+1","v":2065},{"$f":"AR279+1","v":2066},{"$f":"AS279+1","v":2067},2068,{"$f":"AU279+1","v":2069},{"$f":"AV279+1","v":2070},{"$f":"AW279+1","v":2071}]
[null,"CO₂ electricity",{"$f":"NPV(Scenarios_interest_rate,D280:AX280)*(1+Scenarios_interest_rate)","v":0},{"$f":"IF(D165>Evaluation_FirstYear+Evaluation_ProjectYears-1,0,SUMIFS($BB$132:$BB$141,$AZ$148:$AZ$157,$AZ$19)*D21)","v":0},0,0,0,0,0,0,0,0,0,0,0,0,0,0,0,0,0,0,0,0,0,0,0,0,0,0,0,0,0,0,0,0,0,0,0,0,0,0,0,0,0,0,0,0,0,0]
[null,"CO₂ fuel",2265798.225210459,{"$f":"IF(D165>Evaluation_FirstYear+Evaluation_ProjectYears-1,0,SUMPRODUCT($BB$132:$BB$141,$BA148:$BA157)*1000*Support_GJperGWh/Support_GramperTon)","v":82803.71134020618},82803.71134020618,82803.71134020618,82803.71134020618,82803.71134020618,82803.71134020618,82803.71134020618,82803.71134020618,82803.71134020618,82803.71134020618,82803.71134020618,82803.71134020618,82803.71134020618,82803.71134020618,82803.71134020618,82803.71134020618,82803.71134020618,82803.71134020618,82803.71134020618,82803.71134020618,82803.71134020618,82803.71134020618,82803.71134020618,82803.71134020618,82803.71134020618,82803.71134020618,82803.71134020618,82803.71134020618,82803.71134020618,82803.71134020618,82803.71134020618,82803.71134020618,82803.71134020618,82803.71134020618,82803.71134020618,82803.71134020618,82803.71134020618,82803.71134020618,82803.71134020618,82803.71134020618,82803.71134020618,82803.71134020618,0,0,0,0,0]
[null,"CH4",0,{"$f":"IF(D165>Evaluation_FirstYear+Evaluation_ProjectYears-1,0,SUMPRODUCT($BB$132:$BB$141,$BB148:$BB157)*Support_GJperGWh/Support_GramperTon)","v":0},0,0,0,0,0,0,0,0,0,0,0,0,0,0,0,0,0,0,0,0,0,0,0,0,0,0,0,0,0,0,0,0,0,0,0,0,0,0,0,0,0,0,0,0,0,0]
[null,"N2O",0,{"$f":"IF(D165>Evaluation_FirstYear+Evaluation_ProjectYears-1,0,SUMPRODUCT($BB$132:$BB$141,$BC148:$BC157)*Support_GJperGWh/Support_GramperTon)","v":0},0,0,0,0,0,0,0,0,0,0,0,0,0,0,0,0,0,0,0,0,0,0,0,0,0,0,0,0,0,0,0,0,0,0,0,0,0,0,0,0,0,0,0,0,0,0]
[null,"GHG",2265798.225210459,{"$f":"IF(D165>Evaluation_FirstYear+Evaluation_ProjectYears-1,0,SUMPRODUCT($BC$181:$BC$184,D280:D283))","v":82803.71134020618},82803.71134020618,82803.71134020618,82803.71134020618,82803.71134020618,82803.71134020618,82803.71134020618,82803.71134020618,82803.71134020618,82803.71134020618,82803.71134020618,82803.71134020618,82803.71134020618,82803.71134020618,82803.71134020618,82803.71134020618,82803.71134020618,82803.71134020618,82803.71134020618,82803.71134020618,82803.71134020618,82803.71134020618,82803.71134020618,82803.71134020618,82803.71134020618,82803.71134020618,82803.71134020618,82803.71134020618,82803.71134020618,82803.71134020618,82803.71134020618,82803.71134020618,82803.71134020618,82803.71134020618,82803.71134020618,82803.71134020618,82803.71134020618,82803.71134020618,82803.71134020618,82803.71134020618,82803.71134020618,82803.71134020618,0,0,0,0,0]
[null,"SO₂",33.817883958365066,{"$f":"IF(D165>Evaluation_FirstYear+Evaluation_ProjectYears-1,0,SUMPRODUCT($BB$132:$BB$141,$BD148:$BD157)*Support_GJperGWh/Support_GramperTon)","v":1.2358762886597938},1.2358762886597938,1.2358762886597938,1.2358762886597938,1.2358762886597938,1.2358762886597938,1.2358762886597938,1.2358762886597938,1.2358762886597938,1.2358762886597938,1.2358762886597938,1.2358762886597938,1.2358762886597938,1.2358762886597938,1.2358762886597938,1.2358762886597938,1.2358762886597938,1.2358762886597938,1.2358762886597938,1.2358762886597938,1.2358762886597938,1.2358762886597938,1.2358762886597938,1.2358762886597938,1.2358762886597938,1.2358762886597938,1.2358762886597938,1.2358762886597938,1.2358762886597938,1.2358762886597938,1.2358762886597938,1.2358762886597938,1.2358762886597938,1.2358762886597938,1.2358762886597938,1.2358762886597938,1.2358762886597938,1.2358762886597938,1.2358762886597938,1.2358762886597938,1.2358762886597938,1.2358762886597938,0,0,0,0,0]
[null,"NOx",676.35767916730106,{"$f":"IF(D165>Evaluation_FirstYear+Evaluation_ProjectYears-1,0,SUMPRODUCT($BB$132:$BB$141,$BE148:$BE157)*Support_GJperGWh/Support_GramperTon)","v":24.717525773195874},24.717525773195874,24.717525773195874,24.717525773195874,24.717525773195874,24.717525773195874,24.717525773195874,24.717525773195874,24.717525773195874,24.717525773195874,24.717525773195874,24.717525773195874,24.717525773195874,24.717525773195874,24.717525773195874,24.717525773195874,24.717525773195874,24.717525773195874,24.717525773195874,24.717525773195874,24.717525773195874,24.717525773195874,24.717525773195874,24.717525773195874,24.717525773195874,24.717525773195874,24.717525773195874,24.717525773195874,24.717525773195874,24.717525773195874,24.717525773195874,24.717525773195874,24.717525773195874,24.717525773195874,24.717525773195874,24.717525773195874,24.717525773195874,24.717525773195874,24.717525773195874,24.717525773195874,24.717525773195874,24.717525773195874,0,0,0,0,0]
[null,"PM2.5",0,{"$f":"IF(D165>Evaluation_FirstYear+Evaluation_ProjectYears-1,0,SUMPRODUCT($BB$132:$BB$141,$BF148:$BF157)*Support_GJperGWh/Support_GramperTon)","v":0},0,0,0,0,0,0,0,0,0,0,0,0,0,0,0,0,0,0,0,0,0,0,0,0,0,0,0,0,0,0,0,0,0,0,0,0,0,0,0,0,0,0,0,0,0,0]
[null,"Source:",{"$f":"B17&\"  & \"&B27","v":"Table E2  & Table E3"}]
[]
[]
[null,"Table E21","Cost breakdown, non-DH with DH project, million EUR/year   - the entire period"]
[null,null,{"$f":"\"NPV \"&Evaluation_StartYear","v":"NPV 2025"},{"$f":"Evaluation_StartYear","v":2025},{"$f":"D292+1","v":2026},{"$f":"E292+1","v":2027},{"$f":"F292+1","v":2028},{"$f":"G292+1","v":2029},{"$f":"H292+1","v":2030},{"$f":"I292+1","v":2031},{"$f":"J292+1","v":2032},{"$f":"K292+1","v":2033},{"$f":"L292+1","v":2034},{"$f":"M292+1","v":2035},{"$f":"N292+1","v":2036},{"$f":"O292+1","v":2037},{"$f":"P292+1","v":2038},{"$f":"Q292+1","v":2039},{"$f":"R292+1","v":2040},{"$f":"S292+1","v":2041},{"$f":"T292+1","v":2042},{"$f":"U292+1","v":2043},{"$f":"V292+1","v":2044},{"$f":"W292+1","v":2045},{"$f":"X292+1","v":2046},{"$f":"Y292+1","v":2047},{"$f":"Z292+1","v":2048},{"$f":"AA292+1","v":2049},{"$f":"AB292+1","v":2050},{"$f":"AC292+1","v":2051},{"$f":"AD292+1","v":2052},{"$f":"AE292+1","v":2053},{"$f":"AF292+1","v":2054},{"$f":"AG292+1","v":2055},{"$f":"AH292+1","v":2056},{"$f":"AI292+1","v":2057},{"$f":"AJ292+1","v":2058},{"$f":"AK292+1","v":2059},{"$f":"AL292+1","v":2060},{"$f":"AM292+1","v":2061},{"$f":"AN292+1","v":2062},{"$f":"AO292+1","v":2063},{"$f":"AP292+1","v":2064},{"$f":"AQ292+1","v":2065},{"$f":"AR292+1","v":2066},{"$f":"AS292+1","v":2067},2068,{"$f":"AU292+1","v":2069},{"$f":"AV292+1","v":2070},{"$f":"AW292+1","v":2071}]
[null,"CAPEX",{"$f":"NPV(Scenarios_interest_rate,D293:AX293)*(1+Scenarios_interest_rate)","v":83.943296163162231},{"$f":"SUM(D166:D175)","v":3.0677120262084658},{"$f":"SUM(E166:E175)","v":3.0677120262084658},3.0677120262084658,3.0677120262084658,3.0677120262084658,3.0677120262084658,3.0677120262084658,3.0677120262084658,3.0677120262084658,3.0677120262084658,3.0677120262084658,3.0677120262084658,3.0677120262084658,3.0677120262084658,3.0677120262084658,3.0677120262084658,3.0677120262084658,3.0677120262084658,3.0677120262084658,3.0677120262084658,3.0677120262084658,{"$f":"SUM(Y166:Y175)","v":3.0677120262084658},3.0677120262084658,3.0677120262084658,3.0677120262084658,3.0677120262084658,3.0677120262084658,3.0677120262084658,3.0677120262084658,3.0677120262084658,3.0677120262084658,3.0677120262084658,{"$f":"SUM(AJ166:AJ175)","v":3.0677120262084658},3.0677120262084658,3.0677120262084658,3.0677120262084658,3.0677120262084658,3.0677120262084658,3.0677120262084658,3.0677120262084658,3.0677120262084658,3.0677120262084658,0,{"$f":"SUM(AU166:AU175)","v":0},0,0,0]
[null,"FOPEX",56.660327395697117,{"$f":"IFERROR(IF(D165>Evaluation_FirstYear+Evaluation_ProjectYears-1,0,SUM($BD$166:$BD$175)),0)","v":2.0706545454545453},{"$f":"IFERROR(IF(E165>Evaluation_FirstYear+Evaluation_ProjectYears-1,0,SUM($BD$166:$BD$175)),0)","v":2.0706545454545453},2.0706545454545453,2.0706545454545453,2.0706545454545453,2.0706545454545453,2.0706545454545453,2.0706545454545453,2.0706545454545453,2.0706545454545453,2.0706545454545453,2.0706545454545453,2.0706545454545453,2.0706545454545453,2.0706545454545453,2.0706545454545453,2.0706545454545453,2.0706545454545453,2.0706545454545453,2.0706545454545453,2.0706545454545453,2.0706545454545453,2.0706545454545453,2.0706545454545453,2.0706545454545453,2.0706545454545453,2.0706545454545453,2.0706545454545453,2.0706545454545453,2.0706545454545453,2.0706545454545453,2.0706545454545453,2.0706545454545453,2.0706545454545453,2.0706545454545453,2.0706545454545453,2.0706545454545453,2.0706545454545453,2.0706545454545453,2.0706545454545453,2.0706545454545453,2.0706545454545453,0,0,0,0,0]
[null,"VOPEX",0,{"$f":"IFERROR(IF(D165>Evaluation_FirstYear+Evaluation_ProjectYears-1,0,SUMPRODUCT($BB$132:$BB$141,$BC$132:$BC$141)/1000),0)","v":0},0,0,0,0,0,0,0,0,0,0,0,0,0,0,0,0,0,0,0,0,0,0,0,0,0,0,0,0,0,0,0,0,0,0,0,0,0,0,0,0,0,0,0,0,0,0]
[null,"Fuel costs",268.2634527690974,{"$f":"SUM(D150:D159)","v":17.9564537974085},{"$f":"SUM(E150:E159)","v":15.300831552066585},13.402125792111983,11.978096472146035,10.874794476496735,9.9895870613827693,9.8912306819256592,9.792874302468551,9.6945179230114444,9.6004379078785593,9.5020815284214528,9.3951724203158982,9.2925396765345685,9.1856305684290191,9.0829978246476877,8.9760887165421366,8.8820087014092497,8.7836523219521414,8.6852959424950349,8.5869395630379266,{"$f":"SUM(X150:X159)","v":8.4928595479050415},{"$f":"SUM(Y150:Y159)","v":8.4928595479050415},8.4928595479050415,8.4928595479050415,8.4928595479050415,8.4928595479050415,8.4928595479050415,8.4928595479050415,8.4928595479050415,8.4928595479050415,8.4928595479050415,8.4928595479050415,{"$f":"SUM(AJ150:AJ159)","v":8.4928595479050415},8.4928595479050415,8.4928595479050415,8.4928595479050415,8.4928595479050415,8.4928595479050415,8.4928595479050415,8.4928595479050415,8.4928595479050415,8.4928595479050415,0,{"$f":"SUM(AU150:AU159)","v":0},0,0,0]
[null,"Fuel distribution costs",101.45365187509523,{"$f":"IFERROR(IF(D165>Evaluation_FirstYear+Evaluation_ProjectYears-1,0,SUMPRODUCT($BB$132:$BB$141,$BD$132:$BD$141)/1000),0)","v":3.7076288659793817},3.7076288659793817,3.7076288659793817,3.7076288659793817,3.7076288659793817,3.7076288659793817,3.7076288659793817,3.7076288659793817,3.7076288659793817,3.7076288659793817,3.7076288659793817,3.7076288659793817,3.7076288659793817,3.7076288659793817,3.7076288659793817,3.7076288659793817,3.7076288659793817,3.7076288659793817,3.7076288659793817,3.7076288659793817,3.7076288659793817,3.7076288659793817,3.7076288659793817,3.7076288659793817,3.7076288659793817,3.7076288659793817,3.7076288659793817,3.7076288659793817,3.7076288659793817,3.7076288659793817,3.7076288659793817,3.7076288659793817,3.7076288659793817,3.7076288659793817,3.7076288659793817,3.7076288659793817,3.7076288659793817,3.7076288659793817,3.7076288659793817,3.7076288659793817,3.7076288659793817,3.7076288659793817,0,0,0,0,0]
[null,"Costs excl. externatlities",510.32072820305217,{"$f":"SUM(D293:D297)","v":26.802449235050894},{"$f":"SUM(E293:E297)","v":24.146826989708977},22.248121229754375,20.824091909788429,19.720789914139125,18.835582499025161,18.737226119568053,18.638869740110945,18.540513360653836,18.446433345520951,18.348076966063847,18.241167857958292,18.13853511417696,18.031626006071413,17.928993262290081,17.82208415418453,17.728004139051642,17.629647759594533,17.531291380137429,17.43293500068032,17.338854985547435,{"$f":"SUM(Y293:Y297)","v":17.338854985547435},{"$f":"SUM(Z293:Z297)","v":17.338854985547435},17.338854985547435,17.338854985547435,17.338854985547435,17.338854985547435,17.338854985547435,17.338854985547435,17.338854985547435,17.338854985547435,17.338854985547435,{"$f":"SUM(AJ293:AJ297)","v":17.338854985547435},17.338854985547435,17.338854985547435,17.338854985547435,17.338854985547435,17.338854985547435,17.338854985547435,17.338854985547435,17.338854985547435,17.338854985547435,0,{"$f":"SUM(AU293:AU297)","v":0},0,0,0]
[null,"Externalities",754.29897376996792,{"$f":"SUMPRODUCT($BC$185:$BC$188,D284:D287)/Support_million","v":27.565894347216496},27.565894347216496,27.565894347216496,27.565894347216496,27.565894347216496,27.565894347216496,27.565894347216496,27.565894347216496,27.565894347216496,27.565894347216496,27.565894347216496,27.565894347216496,27.565894347216496,27.565894347216496,27.565894347216496,27.565894347216496,27.565894347216496,27.565894347216496,27.565894347216496,27.565894347216496,27.565894347216496,27.565894347216496,27.565894347216496,27.565894347216496,27.565894347216496,27.565894347216496,27.565894347216496,27.565894347216496,27.565894347216496,27.565894347216496,27.565894347216496,27.565894347216496,27.565894347216496,27.565894347216496,27.565894347216496,27.565894347216496,27.565894347216496,27.565894347216496,27.565894347216496,27.565894347216496,27.565894347216496,27.565894347216496,0,0,0,0,0]
[null,"Total economic costs",1264.6197019730196,{"$f":"D298+D299","v":54.368343582267386},{"$f":"E298+E299","v":51.712721336925469},49.814015576970874,48.389986257004921,47.286684261355617,46.401476846241657,46.303120466784549,46.20476408732744,46.106407707870332,46.012327692737443,45.913971313280342,45.807062205174788,45.70442946139346,45.597520353287905,45.494887609506577,45.387978501401022,45.293898486268134,45.195542106811033,45.097185727353924,44.998829347896816,44.904749332763927,{"$f":"Y298+Y299","v":44.904749332763927},44.904749332763927,44.904749332763927,44.904749332763927,44.904749332763927,44.904749332763927,44.904749332763927,44.904749332763927,44.904749332763927,44.904749332763927,44.904749332763927,{"$f":"AJ298+AJ299","v":44.904749332763927},44.904749332763927,44.904749332763927,44.904749332763927,44.904749332763927,44.904749332763927,44.904749332763927,44.904749332763927,44.904749332763927,44.904749332763927,0,{"$f":"AU298+AU299","v":0},0,0,0]
[null,"Source:",{"$f":"B11&\", \"&B148&\", \"&B164&\", \"&B179&\", \"&AZ129&\", \"&AZ163&\"  & \"&AZ179","v":"Table E1, Table E10, Table E11, Table E12, Table E.A8, Table E.A10  & Table E.A11"}]
[]
[]
[null,"Table E22","Fuel distribution costs, million EUR/year   - the entire period"]
[null,null,{"$f":"\"NPV \"&Evaluation_StartYear","v":"NPV 2025"},{"$f":"Evaluation_StartYear","v":2025},{"$f":"D305+1","v":2026},{"$f":"E305+1","v":2027},{"$f":"F305+1","v":2028},{"$f":"G305+1","v":2029},{"$f":"H305+1","v":2030},{"$f":"I305+1","v":2031},{"$f":"J305+1","v":2032},{"$f":"K305+1","v":2033},{"$f":"L305+1","v":2034},{"$f":"M305+1","v":2035},{"$f":"N305+1","v":2036},{"$f":"O305+1","v":2037},{"$f":"P305+1","v":2038},{"$f":"Q305+1","v":2039},{"$f":"R305+1","v":2040},{"$f":"S305+1","v":2041},{"$f":"T305+1","v":2042},{"$f":"U305+1","v":2043},{"$f":"V305+1","v":2044},{"$f":"W305+1","v":2045},{"$f":"X305+1","v":2046},{"$f":"Y305+1","v":2047},{"$f":"Z305+1","v":2048},{"$f":"AA305+1","v":2049},{"$f":"AB305+1","v":2050},{"$f":"AC305+1","v":2051},{"$f":"AD305+1","v":2052},{"$f":"AE305+1","v":2053},{"$f":"AF305+1","v":2054},{"$f":"AG305+1","v":2055},{"$f":"AH305+1","v":2056},{"$f":"AI305+1","v":2057},{"$f":"AJ305+1","v":2058},{"$f":"AK305+1","v":2059},{"$f":"AL305+1","v":2060},{"$f":"AM305+1","v":2061},{"$f":"AN305+1","v":2062},{"$f":"AO305+1","v":2063},{"$f":"AP305+1","v":2064},{"$f":"AQ305+1","v":2065},{"$f":"AR305+1","v":2066},{"$f":"AS305+1","v":2067},2068,{"$f":"AU305+1","v":2069},{"$f":"AV305+1","v":2070},{"$f":"AW305+1","v":2071}]
[null,"Fuel distribution costs",{"$f":"NPV(Scenarios_interest_rate,D306:AX306)*(1+Scenarios_interest_rate)","v":101.45365187509523},{"$f":"IFERROR(IF(D165>Evaluation_FirstYear+Evaluation_ProjectYears-1,0,SUMPRODUCT($BB$132:$BB$141,$BD$132:$BD$141)/1000),0)","v":3.7076288659793817},3.7076288659793817,3.7076288659793817,3.7076288659793817,3.7076288659793817,3.7076288659793817,3.7076288659793817,3.7076288659793817,3.7076288659793817,3.7076288659793817,3.7076288659793817,3.7076288659793817,3.7076288659793817,3.7076288659793817,3.7076288659793817,3.7076288659793817,3.7076288659793817,3.7076288659793817,3.7076288659793817,3.7076288659793817,3.7076288659793817,3.7076288659793817,3.7076288659793817,3.7076288659793817,3.7076288659793817,3.7076288659793817,3.7076288659793817,3.7076288659793817,3.7076288659793817,3.7076288659793817,3.7076288659793817,3.7076288659793817,3.7076288659793817,3.7076288659793817,3.7076288659793817,3.7076288659793817,3.7076288659793817,3.7076288659793817,3.7076288659793817,3.7076288659793817,3.7076288659793817,3.7076288659793817,0,0,0,0,0]
[null,"- of which electricity",{"$f":"NPV(Scenarios_interest_rate,D307:AX307)*(1+Scenarios_interest_rate)","v":0},{"$f":"IFERROR(IF(D165>Evaluation_FirstYear+Evaluation_ProjectYears-1,0,SUMIFS($BE$132:$BE$141,$AZ$132:$AZ$141,$AZ206)),0)","v":0},0,0,0,0,0,0,0,0,0,0,0,0,0,0,0,0,0,0,0,0,0,0,0,0,0,0,0,0,0,0,0,0,0,0,0,0,0,0,0,0,0,0,0,0,0,0]
[null,"- of which natural gas",{"$f":"NPV(Scenarios_interest_rate,D308:AX308)*(1+Scenarios_interest_rate)","v":101.45365187509523},{"$f":"IFERROR(IF(D165>Evaluation_FirstYear+Evaluation_ProjectYears-1,0,SUMIFS($BE$132:$BE$141,$AZ$132:$AZ$141,$AZ207)),0)","v":3.7076288659793817},3.7076288659793817,3.7076288659793817,3.7076288659793817,3.7076288659793817,3.7076288659793817,3.7076288659793817,3.7076288659793817,3.7076288659793817,3.7076288659793817,3.7076288659793817,3.7076288659793817,3.7076288659793817,3.7076288659793817,3.7076288659793817,3.7076288659793817,3.7076288659793817,3.7076288659793817,3.7076288659793817,3.7076288659793817,3.7076288659793817,3.7076288659793817,3.7076288659793817,3.7076288659793817,3.7076288659793817,3.7076288659793817,3.7076288659793817,3.7076288659793817,3.7076288659793817,3.7076288659793817,3.7076288659793817,3.7076288659793817,3.7076288659793817,3.7076288659793817,3.7076288659793817,3.7076288659793817,3.7076288659793817,3.7076288659793817,3.7076288659793817,3.7076288659793817,3.7076288659793817,3.7076288659793817,0,0,0,0,0]
[null,"Source:",{"$f":"B11&\"  & \"&AZ129","v":"Table E1  & Table E.A8"}]

{"sheet":"Fuels","index":11,"n_rows":179,"n_cols":62,"rows_kept":179,"cut":false,"hidden":false,"merged":[]}
["Fuel characteristics"]
["Development in fuel prices and fuel transport costs."]
[]
[]
[null,"Fuel characteristics data"]
[null,"Please review, verify or insert data on fuel characteristics below"]
[]
[null,null,null,null,null,null,null,null,null,null,null,null,null,null,null,null,null,null,null,null,null,null,null,null,null,null,null,null,null,null,null,null,null,null,null,null,null,null,null,null,null,null,null,null,null,null,null,null,null,null,null,null,null,null,null,null,null,null,null,null,"Table F.A1"]
[null,null,"Table F1","Fuel prices by fuel @DH plant, EUR/GJ",null,null,null,null,null,null,null,null,null,null,null,null,null,null,null,null,null,null,null,null,null,null,null,null,null,null,null,null,null,null,null,null,null,null,null,null,null,null,null,null,null,null,null,null,null,null,null,null,null,null,null,null,null,null,null,null,"Selected fuel prices, EUR/GJ"]
[null,null,null,2020,2021,2022,2023,2024,2025,2026,2027,2028,2029,2030,2031,2032,2033,2034,2035,2036,2037,2038,2039,2040,2041,2042,2043,2044,2045,2046,2047,2048,2049,2050,2051,2052,2053,2054,2055,2056,2057,2058,2059,2060,2061,2062,2063,2064,2065,2066,2067,2068,2069,2070,2071,2072,2073,2074,2075,null,null,{"$f":"Evaluation_FirstYear","v":2027}]
[null,null,"Natural gas",{"$f":"SUMIFS(D$30:D$115,$B$30:$B$115,Scenarios!$I$12,$C$30:$C$115,$C11)","v":3.3252406841091853},{"$f":"SUMIFS(E$30:E$115,$B$30:$B$115,Scenarios!$I$12,$C$30:$C$115,$C11)","v":16.394370823422811},{"$f":"SUMIFS(F$30:F$115,$B$30:$B$115,Scenarios!$I$12,$C$30:$C$115,$C11)","v":42.532631102050061},{"$f":"SUMIFS(G$30:G$115,$B$30:$B$115,Scenarios!$I$12,$C$30:$C$115,$C11)","v":17.858030354513534},{"$f":"SUMIFS(H$30:H$115,$B$30:$B$115,Scenarios!$I$12,$C$30:$C$115,$C11)","v":17.221355759429155},{"$f":"SUMIFS(I$30:I$115,$B$30:$B$115,Scenarios!$I$12,$C$30:$C$115,$C11)","v":14.52932948238759},{"$f":"SUMIFS(J$30:J$115,$B$30:$B$115,Scenarios!$I$12,$C$30:$C$115,$C11)","v":12.3805527239778},{"$f":"SUMIFS(K$30:K$115,$B$30:$B$115,Scenarios!$I$12,$C$30:$C$115,$C11)","v":10.844229244535056},{"$f":"SUMIFS(L$30:L$115,$B$30:$B$115,Scenarios!$I$12,$C$30:$C$115,$C11)","v":9.6919866349529968},{"$f":"SUMIFS(M$30:M$115,$B$30:$B$115,Scenarios!$I$12,$C$30:$C$115,$C11)","v":8.7992581266281569},{"$f":"SUMIFS(N$30:N$115,$B$30:$B$115,Scenarios!$I$12,$C$30:$C$115,$C11)","v":8.0829992071582293},{"$f":"SUMIFS(O$30:O$115,$B$30:$B$115,Scenarios!$I$12,$C$30:$C$115,$C11)","v":8.003414882772681},{"$f":"SUMIFS(P$30:P$115,$B$30:$B$115,Scenarios!$I$12,$C$30:$C$115,$C11)","v":7.9238305583871336},{"$f":"SUMIFS(Q$30:Q$115,$B$30:$B$115,Scenarios!$I$12,$C$30:$C$115,$C11)","v":7.844246234001587},{"$f":"SUMIFS(R$30:R$115,$B$30:$B$115,Scenarios!$I$12,$C$30:$C$115,$C11)","v":7.7681220976328014},{"$f":"SUMIFS(S$30:S$115,$B$30:$B$115,Scenarios!$I$12,$C$30:$C$115,$C11)","v":7.688537773247254},{"$f":"SUMIFS(T$30:T$115,$B$30:$B$115,Scenarios!$I$12,$C$30:$C$115,$C11)","v":7.6020330728281795},{"$f":"SUMIFS(U$30:U$115,$B$30:$B$115,Scenarios!$I$12,$C$30:$C$115,$C11)","v":7.5189885604258695},{"$f":"SUMIFS(V$30:V$115,$B$30:$B$115,Scenarios!$I$12,$C$30:$C$115,$C11)","v":7.4324838600067968},{"$f":"SUMIFS(W$30:W$115,$B$30:$B$115,Scenarios!$I$12,$C$30:$C$115,$C11)","v":7.349439347604485},{"$f":"SUMIFS(X$30:X$115,$B$30:$B$115,Scenarios!$I$12,$C$30:$C$115,$C11)","v":7.2629346471854124},{"$f":"SUMIFS(Y$30:Y$115,$B$30:$B$115,Scenarios!$I$12,$C$30:$C$115,$C11)","v":7.1868105108166276},{"$f":"SUMIFS(Z$30:Z$115,$B$30:$B$115,Scenarios!$I$12,$C$30:$C$115,$C11)","v":7.1072261864310793},{"$f":"SUMIFS(AA$30:AA$115,$B$30:$B$115,Scenarios!$I$12,$C$30:$C$115,$C11)","v":7.0276418620455328},{"$f":"SUMIFS(AB$30:AB$115,$B$30:$B$115,Scenarios!$I$12,$C$30:$C$115,$C11)","v":6.9480575376599845},{"$f":"SUMIFS(AC$30:AC$115,$B$30:$B$115,Scenarios!$I$12,$C$30:$C$115,$C11)","v":6.8719334012911997},{"$f":"SUMIFS(AD$30:AD$115,$B$30:$B$115,Scenarios!$I$12,$C$30:$C$115,$C11)","v":6.8719334012911997},{"$f":"SUMIFS(AE$30:AE$115,$B$30:$B$115,Scenarios!$I$12,$C$30:$C$115,$C11)","v":6.8719334012911997},{"$f":"SUMIFS(AF$30:AF$115,$B$30:$B$115,Scenarios!$I$12,$C$30:$C$115,$C11)","v":6.8719334012911997},{"$f":"SUMIFS(AG$30:AG$115,$B$30:$B$115,Scenarios!$I$12,$C$30:$C$115,$C11)","v":6.8719334012911997},{"$f":"SUMIFS(AH$30:AH$115,$B$30:$B$115,Scenarios!$I$12,$C$30:$C$115,$C11)","v":6.8719334012911997},{"$f":"SUMIFS(AI$30:AI$115,$B$30:$B$115,Scenarios!$I$12,$C$30:$C$115,$C11)","v":6.8719334012911997},{"$f":"SUMIFS(AJ$30:AJ$115,$B$30:$B$115,Scenarios!$I$12,$C$30:$C$115,$C11)","v":6.8719334012911997},{"$f":"SUMIFS(AK$30:AK$115,$B$30:$B$115,Scenarios!$I$12,$C$30:$C$115,$C11)","v":6.8719334012911997},{"$f":"SUMIFS(AL$30:AL$115,$B$30:$B$115,Scenarios!$I$12,$C$30:$C$115,$C11)","v":6.8719334012911997},{"$f":"SUMIFS(AM$30:AM$115,$B$30:$B$115,Scenarios!$I$12,$C$30:$C$115,$C11)","v":6.8719334012911997},{"$f":"SUMIFS(AN$30:AN$115,$B$30:$B$115,Scenarios!$I$12,$C$30:$C$115,$C11)","v":6.8719334012911997},{"$f":"SUMIFS(AO$30:AO$115,$B$30:$B$115,Scenarios!$I$12,$C$30:$C$115,$C11)","v":6.8719334012911997},{"$f":"SUMIFS(AP$30:AP$115,$B$30:$B$115,Scenarios!$I$12,$C$30:$C$115,$C11)","v":6.8719334012911997},{"$f":"SUMIFS(AQ$30:AQ$115,$B$30:$B$115,Scenarios!$I$12,$C$30:$C$115,$C11)","v":6.8719334012911997},{"$f":"SUMIFS(AR$30:AR$115,$B$30:$B$115,Scenarios!$I$12,$C$30:$C$115,$C11)","v":6.8719334012911997},{"$f":"SUMIFS(AS$30:AS$115,$B$30:$B$115,Scenarios!$I$12,$C$30:$C$115,$C11)","v":6.8719334012911997},{"$f":"SUMIFS(AT$30:AT$115,$B$30:$B$115,Scenarios!$I$12,$C$30:$C$115,$C11)","v":6.8719334012911997},{"$f":"SUMIFS(AU$30:AU$115,$B$30:$B$115,Scenarios!$I$12,$C$30:$C$115,$C11)","v":6.8719334012911997},{"$f":"SUMIFS(AV$30:AV$115,$B$30:$B$115,Scenarios!$I$12,$C$30:$C$115,$C11)","v":6.8719334012911997},{"$f":"SUMIFS(AW$30:AW$115,$B$30:$B$115,Scenarios!$I$12,$C$30:$C$115,$C11)","v":6.8719334012911997},{"$f":"SUMIFS(AX$30:AX$115,$B$30:$B$115,Scenarios!$I$12,$C$30:$C$115,$C11)","v":6.8719334012911997},{"$f":"SUMIFS(AY$30:AY$115,$B$30:$B$115,Scenarios!$I$12,$C$30:$C$115,$C11)","v":6.8719334012911997},{"$f":"SUMIFS(AZ$30:AZ$115,$B$30:$B$115,Scenarios!$I$12,$C$30:$C$115,$C11)","v":6.8719334012911997},{"$f":"SUMIFS(BA$30:BA$115,$B$30:$B$115,Scenarios!$I$12,$C$30:$C$115,$C11)","v":6.8719334012911997},{"$f":"SUMIFS(BB$30:BB$115,$B$30:$B$115,Scenarios!$I$12,$C$30:$C$115,$C11)","v":6.8719334012911997},{"$f":"SUMIFS(BC$30:BC$115,$B$30:$B$115,Scenarios!$I$12,$C$30:$C$115,$C11)","v":6.8719334012911997},{"$f":"SUMIFS(BD$30:BD$115,$B$30:$B$115,Scenarios!$I$12,$C$30:$C$115,$C11)","v":6.8719334012911997},{"$f":"SUMIFS(BE$30:BE$115,$B$30:$B$115,Scenarios!$I$12,$C$30:$C$115,$C11)","v":6.8719334012911997},{"$f":"SUMIFS(BF$30:BF$115,$B$30:$B$115,Scenarios!$I$12,$C$30:$C$115,$C11)","v":6.8719334012911997},{"$f":"SUMIFS(BG$30:BG$115,$B$30:$B$115,Scenarios!$I$12,$C$30:$C$115,$C11)","v":6.8719334012911997},null,{"$f":"C11","v":"Natural gas"},{"$f":"IFERROR(INDEX($D11:$BG11,,$BJ$26),0)","v":10.844229244535056}]
[null,null,"Coal",{"$f":"SUMIFS(D$30:D$115,$B$30:$B$115,Scenarios!$I$12,$C$30:$C$115,$C12)","v":1.4948012232415904},{"$f":"SUMIFS(E$30:E$115,$B$30:$B$115,Scenarios!$I$12,$C$30:$C$115,$C12)","v":1.4948012232415904},{"$f":"SUMIFS(F$30:F$115,$B$30:$B$115,Scenarios!$I$12,$C$30:$C$115,$C12)","v":1.4948012232415904},{"$f":"SUMIFS(G$30:G$115,$B$30:$B$115,Scenarios!$I$12,$C$30:$C$115,$C12)","v":1.4948012232415904},{"$f":"SUMIFS(H$30:H$115,$B$30:$B$115,Scenarios!$I$12,$C$30:$C$115,$C12)","v":1.4948012232415904},{"$f":"SUMIFS(I$30:I$115,$B$30:$B$115,Scenarios!$I$12,$C$30:$C$115,$C12)","v":1.4948012232415904},{"$f":"SUMIFS(J$30:J$115,$B$30:$B$115,Scenarios!$I$12,$C$30:$C$115,$C12)","v":1.4948012232415904},{"$f":"SUMIFS(K$30:K$115,$B$30:$B$115,Scenarios!$I$12,$C$30:$C$115,$C12)","v":1.4948012232415904},{"$f":"SUMIFS(L$30:L$115,$B$30:$B$115,Scenarios!$I$12,$C$30:$C$115,$C12)","v":1.4948012232415904},{"$f":"SUMIFS(M$30:M$115,$B$30:$B$115,Scenarios!$I$12,$C$30:$C$115,$C12)","v":1.4948012232415904},{"$f":"SUMIFS(N$30:N$115,$B$30:$B$115,Scenarios!$I$12,$C$30:$C$115,$C12)","v":1.4948012232415904},{"$f":"SUMIFS(O$30:O$115,$B$30:$B$115,Scenarios!$I$12,$C$30:$C$115,$C12)","v":1.4948012232415904},{"$f":"SUMIFS(P$30:P$115,$B$30:$B$115,Scenarios!$I$12,$C$30:$C$115,$C12)","v":1.4948012232415904},{"$f":"SUMIFS(Q$30:Q$115,$B$30:$B$115,Scenarios!$I$12,$C$30:$C$115,$C12)","v":1.4948012232415904},{"$f":"SUMIFS(R$30:R$115,$B$30:$B$115,Scenarios!$I$12,$C$30:$C$115,$C12)","v":1.4948012232415904},{"$f":"SUMIFS(S$30:S$115,$B$30:$B$115,Scenarios!$I$12,$C$30:$C$115,$C12)","v":1.4948012232415904},{"$f":"SUMIFS(T$30:T$115,$B$30:$B$115,Scenarios!$I$12,$C$30:$C$115,$C12)","v":1.4948012232415904},{"$f":"SUMIFS(U$30:U$115,$B$30:$B$115,Scenarios!$I$12,$C$30:$C$115,$C12)","v":1.4948012232415904},{"$f":"SUMIFS(V$30:V$115,$B$30:$B$115,Scenarios!$I$12,$C$30:$C$115,$C12)","v":1.4948012232415904},{"$f":"SUMIFS(W$30:W$115,$B$30:$B$115,Scenarios!$I$12,$C$30:$C$115,$C12)","v":1.4948012232415904},{"$f":"SUMIFS(X$30:X$115,$B$30:$B$115,Scenarios!$I$12,$C$30:$C$115,$C12)","v":1.4948012232415904},{"$f":"SUMIFS(Y$30:Y$115,$B$30:$B$115,Scenarios!$I$12,$C$30:$C$115,$C12)","v":1.4948012232415904},{"$f":"SUMIFS(Z$30:Z$115,$B$30:$B$115,Scenarios!$I$12,$C$30:$C$115,$C12)","v":1.4948012232415904},{"$f":"SUMIFS(AA$30:AA$115,$B$30:$B$115,Scenarios!$I$12,$C$30:$C$115,$C12)","v":1.4948012232415904},{"$f":"SUMIFS(AB$30:AB$115,$B$30:$B$115,Scenarios!$I$12,$C$30:$C$115,$C12)","v":1.4948012232415904},{"$f":"SUMIFS(AC$30:AC$115,$B$30:$B$115,Scenarios!$I$12,$C$30:$C$115,$C12)","v":1.4948012232415904},{"$f":"SUMIFS(AD$30:AD$115,$B$30:$B$115,Scenarios!$I$12,$C$30:$C$115,$C12)","v":1.4948012232415904},{"$f":"SUMIFS(AE$30:AE$115,$B$30:$B$115,Scenarios!$I$12,$C$30:$C$115,$C12)","v":1.4948012232415904},{"$f":"SUMIFS(AF$30:AF$115,$B$30:$B$115,Scenarios!$I$12,$C$30:$C$115,$C12)","v":1.4948012232415904},{"$f":"SUMIFS(AG$30:AG$115,$B$30:$B$115,Scenarios!$I$12,$C$30:$C$115,$C12)","v":1.4948012232415904},{"$f":"SUMIFS(AH$30:AH$115,$B$30:$B$115,Scenarios!$I$12,$C$30:$C$115,$C12)","v":1.4948012232415904},{"$f":"SUMIFS(AI$30:AI$115,$B$30:$B$115,Scenarios!$I$12,$C$30:$C$115,$C12)","v":1.4948012232415904},{"$f":"SUMIFS(AJ$30:AJ$115,$B$30:$B$115,Scenarios!$I$12,$C$30:$C$115,$C12)","v":1.4948012232415904},{"$f":"SUMIFS(AK$30:AK$115,$B$30:$B$115,Scenarios!$I$12,$C$30:$C$115,$C12)","v":1.4948012232415904},{"$f":"SUMIFS(AL$30:AL$115,$B$30:$B$115,Scenarios!$I$12,$C$30:$C$115,$C12)","v":1.4948012232415904},{"$f":"SUMIFS(AM$30:AM$115,$B$30:$B$115,Scenarios!$I$12,$C$30:$C$115,$C12)","v":1.4948012232415904},{"$f":"SUMIFS(AN$30:AN$115,$B$30:$B$115,Scenarios!$I$12,$C$30:$C$115,$C12)","v":1.4948012232415904},{"$f":"SUMIFS(AO$30:AO$115,$B$30:$B$115,Scenarios!$I$12,$C$30:$C$115,$C12)","v":1.4948012232415904},{"$f":"SUMIFS(AP$30:AP$115,$B$30:$B$115,Scenarios!$I$12,$C$30:$C$115,$C12)","v":1.4948012232415904},{"$f":"SUMIFS(AQ$30:AQ$115,$B$30:$B$115,Scenarios!$I$12,$C$30:$C$115,$C12)","v":1.4948012232415904},{"$f":"SUMIFS(AR$30:AR$115,$B$30:$B$115,Scenarios!$I$12,$C$30:$C$115,$C12)","v":1.4948012232415904},{"$f":"SUMIFS(AS$30:AS$115,$B$30:$B$115,Scenarios!$I$12,$C$30:$C$115,$C12)","v":1.4948012232415904},{"$f":"SUMIFS(AT$30:AT$115,$B$30:$B$115,Scenarios!$I$12,$C$30:$C$115,$C12)","v":1.4948012232415904},{"$f":"SUMIFS(AU$30:AU$115,$B$30:$B$115,Scenarios!$I$12,$C$30:$C$115,$C12)","v":1.4948012232415904},{"$f":"SUMIFS(AV$30:AV$115,$B$30:$B$115,Scenarios!$I$12,$C$30:$C$115,$C12)","v":1.4948012232415904},{"$f":"SUMIFS(AW$30:AW$115,$B$30:$B$115,Scenarios!$I$12,$C$30:$C$115,$C12)","v":1.4948012232415904},{"$f":"SUMIFS(AX$30:AX$115,$B$30:$B$115,Scenarios!$I$12,$C$30:$C$115,$C12)","v":1.4948012232415904},{"$f":"SUMIFS(AY$30:AY$115,$B$30:$B$115,Scenarios!$I$12,$C$30:$C$115,$C12)","v":1.4948012232415904},{"$f":"SUMIFS(AZ$30:AZ$115,$B$30:$B$115,Scenarios!$I$12,$C$30:$C$115,$C12)","v":1.4948012232415904},{"$f":"SUMIFS(BA$30:BA$115,$B$30:$B$115,Scenarios!$I$12,$C$30:$C$115,$C12)","v":1.4948012232415904},{"$f":"SUMIFS(BB$30:BB$115,$B$30:$B$115,Scenarios!$I$12,$C$30:$C$115,$C12)","v":1.4948012232415904},{"$f":"SUMIFS(BC$30:BC$115,$B$30:$B$115,Scenarios!$I$12,$C$30:$C$115,$C12)","v":1.4948012232415904},{"$f":"SUMIFS(BD$30:BD$115,$B$30:$B$115,Scenarios!$I$12,$C$30:$C$115,$C12)","v":1.4948012232415904},{"$f":"SUMIFS(BE$30:BE$115,$B$30:$B$115,Scenarios!$I$12,$C$30:$C$115,$C12)","v":1.4948012232415904},{"$f":"SUMIFS(BF$30:BF$115,$B$30:$B$115,Scenarios!$I$12,$C$30:$C$115,$C12)","v":1.4948012232415904},{"$f":"SUMIFS(BG$30:BG$115,$B$30:$B$115,Scenarios!$I$12,$C$30:$C$115,$C12)","v":1.4948012232415904},null,"Coal",1.4948012232415904]
[null,null,"Fueloil",{"$f":"SUMIFS(D$30:D$115,$B$30:$B$115,Scenarios!$I$12,$C$30:$C$115,$C13)","v":6.9791992298108516},{"$f":"SUMIFS(E$30:E$115,$B$30:$B$115,Scenarios!$I$12,$C$30:$C$115,$C13)","v":11.685054932608452},{"$f":"SUMIFS(F$30:F$115,$B$30:$B$115,Scenarios!$I$12,$C$30:$C$115,$C13)","v":14.830365839845964},{"$f":"SUMIFS(G$30:G$115,$B$30:$B$115,Scenarios!$I$12,$C$30:$C$115,$C13)","v":12.802695662022881},{"$f":"SUMIFS(H$30:H$115,$B$30:$B$115,Scenarios!$I$12,$C$30:$C$115,$C13)","v":11.653913240457584},{"$f":"SUMIFS(I$30:I$115,$B$30:$B$115,Scenarios!$I$12,$C$30:$C$115,$C13)","v":10.806167176350664},{"$f":"SUMIFS(J$30:J$115,$B$30:$B$115,Scenarios!$I$12,$C$30:$C$115,$C13)","v":10.020704496545477},{"$f":"SUMIFS(K$30:K$115,$B$30:$B$115,Scenarios!$I$12,$C$30:$C$115,$C13)","v":9.4566938498131154},{"$f":"SUMIFS(L$30:L$115,$B$30:$B$115,Scenarios!$I$12,$C$30:$C$115,$C13)","v":9.0345509117680383},{"$f":"SUMIFS(M$30:M$115,$B$30:$B$115,Scenarios!$I$12,$C$30:$C$115,$C13)","v":8.7058330501755581},{"$f":"SUMIFS(N$30:N$115,$B$30:$B$115,Scenarios!$I$12,$C$30:$C$115,$C13)","v":8.4463189489183375},{"$f":"SUMIFS(O$30:O$115,$B$30:$B$115,Scenarios!$I$12,$C$30:$C$115,$C13)","v":8.4220976328009964},{"$f":"SUMIFS(P$30:P$115,$B$30:$B$115,Scenarios!$I$12,$C$30:$C$115,$C13)","v":8.3978763166836554},{"$f":"SUMIFS(Q$30:Q$115,$B$30:$B$115,Scenarios!$I$12,$C$30:$C$115,$C13)","v":8.3736550005663144},{"$f":"SUMIFS(R$30:R$115,$B$30:$B$115,Scenarios!$I$12,$C$30:$C$115,$C13)","v":8.3494336844489752},{"$f":"SUMIFS(S$30:S$115,$B$30:$B$115,Scenarios!$I$12,$C$30:$C$115,$C13)","v":8.3252123683316341},{"$f":"SUMIFS(T$30:T$115,$B$30:$B$115,Scenarios!$I$12,$C$30:$C$115,$C13)","v":8.2940706761807679},{"$f":"SUMIFS(U$30:U$115,$B$30:$B$115,Scenarios!$I$12,$C$30:$C$115,$C13)","v":8.2629289840299016},{"$f":"SUMIFS(V$30:V$115,$B$30:$B$115,Scenarios!$I$12,$C$30:$C$115,$C13)","v":8.2317872918790354},{"$f":"SUMIFS(W$30:W$115,$B$30:$B$115,Scenarios!$I$12,$C$30:$C$115,$C13)","v":8.2041057877449308},{"$f":"SUMIFS(X$30:X$115,$B$30:$B$115,Scenarios!$I$12,$C$30:$C$115,$C13)","v":8.1729640955940646},{"$f":"SUMIFS(Y$30:Y$115,$B$30:$B$115,Scenarios!$I$12,$C$30:$C$115,$C13)","v":8.1487427794767235},{"$f":"SUMIFS(Z$30:Z$115,$B$30:$B$115,Scenarios!$I$12,$C$30:$C$115,$C13)","v":8.1245214633593843},{"$f":"SUMIFS(AA$30:AA$115,$B$30:$B$115,Scenarios!$I$12,$C$30:$C$115,$C13)","v":8.1003001472420433},{"$f":"SUMIFS(AB$30:AB$115,$B$30:$B$115,Scenarios!$I$12,$C$30:$C$115,$C13)","v":8.0760788311247023},{"$f":"SUMIFS(AC$30:AC$115,$B$30:$B$115,Scenarios!$I$12,$C$30:$C$115,$C13)","v":8.0518575150073612},{"$f":"SUMIFS(AD$30:AD$115,$B$30:$B$115,Scenarios!$I$12,$C$30:$C$115,$C13)","v":8.0518575150073612},{"$f":"SUMIFS(AE$30:AE$115,$B$30:$B$115,Scenarios!$I$12,$C$30:$C$115,$C13)","v":8.0518575150073612},{"$f":"SUMIFS(AF$30:AF$115,$B$30:$B$115,Scenarios!$I$12,$C$30:$C$115,$C13)","v":8.0518575150073612},{"$f":"SUMIFS(AG$30:AG$115,$B$30:$B$115,Scenarios!$I$12,$C$30:$C$115,$C13)","v":8.0518575150073612},{"$f":"SUMIFS(AH$30:AH$115,$B$30:$B$115,Scenarios!$I$12,$C$30:$C$115,$C13)","v":8.0518575150073612},{"$f":"SUMIFS(AI$30:AI$115,$B$30:$B$115,Scenarios!$I$12,$C$30:$C$115,$C13)","v":8.0518575150073612},{"$f":"SUMIFS(AJ$30:AJ$115,$B$30:$B$115,Scenarios!$I$12,$C$30:$C$115,$C13)","v":8.0518575150073612},{"$f":"SUMIFS(AK$30:AK$115,$B$30:$B$115,Scenarios!$I$12,$C$30:$C$115,$C13)","v":8.0518575150073612},{"$f":"SUMIFS(AL$30:AL$115,$B$30:$B$115,Scenarios!$I$12,$C$30:$C$115,$C13)","v":8.0518575150073612},{"$f":"SUMIFS(AM$30:AM$115,$B$30:$B$115,Scenarios!$I$12,$C$30:$C$115,$C13)","v":8.0518575150073612},{"$f":"SUMIFS(AN$30:AN$115,$B$30:$B$115,Scenarios!$I$12,$C$30:$C$115,$C13)","v":8.0518575150073612},{"$f":"SUMIFS(AO$30:AO$115,$B$30:$B$115,Scenarios!$I$12,$C$30:$C$115,$C13)","v":8.0518575150073612},{"$f":"SUMIFS(AP$30:AP$115,$B$30:$B$115,Scenarios!$I$12,$C$30:$C$115,$C13)","v":8.0518575150073612},{"$f":"SUMIFS(AQ$30:AQ$115,$B$30:$B$115,Scenarios!$I$12,$C$30:$C$115,$C13)","v":8.0518575150073612},{"$f":"SUMIFS(AR$30:AR$115,$B$30:$B$115,Scenarios!$I$12,$C$30:$C$115,$C13)","v":8.0518575150073612},{"$f":"SUMIFS(AS$30:AS$115,$B$30:$B$115,Scenarios!$I$12,$C$30:$C$115,$C13)","v":8.0518575150073612},{"$f":"SUMIFS(AT$30:AT$115,$B$30:$B$115,Scenarios!$I$12,$C$30:$C$115,$C13)","v":8.0518575150073612},{"$f":"SUMIFS(AU$30:AU$115,$B$30:$B$115,Scenarios!$I$12,$C$30:$C$115,$C13)","v":8.0518575150073612},{"$f":"SUMIFS(AV$30:AV$115,$B$30:$B$115,Scenarios!$I$12,$C$30:$C$115,$C13)","v":8.0518575150073612},{"$f":"SUMIFS(AW$30:AW$115,$B$30:$B$115,Scenarios!$I$12,$C$30:$C$115,$C13)","v":8.0518575150073612},{"$f":"SUMIFS(AX$30:AX$115,$B$30:$B$115,Scenarios!$I$12,$C$30:$C$115,$C13)","v":8.0518575150073612},{"$f":"SUMIFS(AY$30:AY$115,$B$30:$B$115,Scenarios!$I$12,$C$30:$C$115,$C13)","v":8.0518575150073612},{"$f":"SUMIFS(AZ$30:AZ$115,$B$30:$B$115,Scenarios!$I$12,$C$30:$C$115,$C13)","v":8.0518575150073612},{"$f":"SUMIFS(BA$30:BA$115,$B$30:$B$115,Scenarios!$I$12,$C$30:$C$115,$C13)","v":8.0518575150073612},{"$f":"SUMIFS(BB$30:BB$115,$B$30:$B$115,Scenarios!$I$12,$C$30:$C$115,$C13)","v":8.0518575150073612},{"$f":"SUMIFS(BC$30:BC$115,$B$30:$B$115,Scenarios!$I$12,$C$30:$C$115,$C13)","v":8.0518575150073612},{"$f":"SUMIFS(BD$30:BD$115,$B$30:$B$115,Scenarios!$I$12,$C$30:$C$115,$C13)","v":8.0518575150073612},{"$f":"SUMIFS(BE$30:BE$115,$B$30:$B$115,Scenarios!$I$12,$C$30:$C$115,$C13)","v":8.0518575150073612},{"$f":"SUMIFS(BF$30:BF$115,$B$30:$B$115,Scenarios!$I$12,$C$30:$C$115,$C13)","v":8.0518575150073612},{"$f":"SUMIFS(BG$30:BG$115,$B$30:$B$115,Scenarios!$I$12,$C$30:$C$115,$C13)","v":8.0518575150073612},null,"Fueloil",9.4566938498131154]
[null,null,"Straw",{"$f":"SUMIFS(D$30:D$115,$B$30:$B$115,Scenarios!$I$12,$C$30:$C$115,$C14)","v":0},{"$f":"SUMIFS(E$30:E$115,$B$30:$B$115,Scenarios!$I$12,$C$30:$C$115,$C14)","v":0},{"$f":"SUMIFS(F$30:F$115,$B$30:$B$115,Scenarios!$I$12,$C$30:$C$115,$C14)","v":0},{"$f":"SUMIFS(G$30:G$115,$B$30:$B$115,Scenarios!$I$12,$C$30:$C$115,$C14)","v":0},{"$f":"SUMIFS(H$30:H$115,$B$30:$B$115,Scenarios!$I$12,$C$30:$C$115,$C14)","v":0},{"$f":"SUMIFS(I$30:I$115,$B$30:$B$115,Scenarios!$I$12,$C$30:$C$115,$C14)","v":8.123448275862069},{"$f":"SUMIFS(J$30:J$115,$B$30:$B$115,Scenarios!$I$12,$C$30:$C$115,$C14)","v":8.2709341780671988},{"$f":"SUMIFS(K$30:K$115,$B$30:$B$115,Scenarios!$I$12,$C$30:$C$115,$C14)","v":8.4210977721355107},{"$f":"SUMIFS(L$30:L$115,$B$30:$B$115,Scenarios!$I$12,$C$30:$C$115,$C14)","v":8.5739876731116098},{"$f":"SUMIFS(M$30:M$115,$B$30:$B$115,Scenarios!$I$12,$C$30:$C$115,$C14)","v":8.7296533786743531},{"$f":"SUMIFS(N$30:N$115,$B$30:$B$115,Scenarios!$I$12,$C$30:$C$115,$C14)","v":8.8881452851615901},{"$f":"SUMIFS(O$30:O$115,$B$30:$B$115,Scenarios!$I$12,$C$30:$C$115,$C14)","v":8.966034220524298},{"$f":"SUMIFS(P$30:P$115,$B$30:$B$115,Scenarios!$I$12,$C$30:$C$115,$C14)","v":9.0446057151901336},{"$f":"SUMIFS(Q$30:Q$115,$B$30:$B$115,Scenarios!$I$12,$C$30:$C$115,$C14)","v":9.1238657505889389},{"$f":"SUMIFS(R$30:R$115,$B$30:$B$115,Scenarios!$I$12,$C$30:$C$115,$C14)","v":9.2038203605672493},{"$f":"SUMIFS(S$30:S$115,$B$30:$B$115,Scenarios!$I$12,$C$30:$C$115,$C14)","v":9.284475631847636},{"$f":"SUMIFS(T$30:T$115,$B$30:$B$115,Scenarios!$I$12,$C$30:$C$115,$C14)","v":9.3658377044920726},{"$f":"SUMIFS(U$30:U$115,$B$30:$B$115,Scenarios!$I$12,$C$30:$C$115,$C14)","v":9.4479127723693566},{"$f":"SUMIFS(V$30:V$115,$B$30:$B$115,Scenarios!$I$12,$C$30:$C$115,$C14)","v":9.5307070836266359},{"$f":"SUMIFS(W$30:W$115,$B$30:$B$115,Scenarios!$I$12,$C$30:$C$115,$C14)","v":9.6142269411650592},{"$f":"SUMIFS(X$30:X$115,$B$30:$B$115,Scenarios!$I$12,$C$30:$C$115,$C14)","v":9.6984787031196014},{"$f":"SUMIFS(Y$30:Y$115,$B$30:$B$115,Scenarios!$I$12,$C$30:$C$115,$C14)","v":9.6984787031196014},{"$f":"SUMIFS(Z$30:Z$115,$B$30:$B$115,Scenarios!$I$12,$C$30:$C$115,$C14)","v":9.6984787031196014},{"$f":"SUMIFS(AA$30:AA$115,$B$30:$B$115,Scenarios!$I$12,$C$30:$C$115,$C14)","v":9.6984787031196014},{"$f":"SUMIFS(AB$30:AB$115,$B$30:$B$115,Scenarios!$I$12,$C$30:$C$115,$C14)","v":9.6984787031196014},{"$f":"SUMIFS(AC$30:AC$115,$B$30:$B$115,Scenarios!$I$12,$C$30:$C$115,$C14)","v":9.6984787031196014},{"$f":"SUMIFS(AD$30:AD$115,$B$30:$B$115,Scenarios!$I$12,$C$30:$C$115,$C14)","v":9.6984787031196014},{"$f":"SUMIFS(AE$30:AE$115,$B$30:$B$115,Scenarios!$I$12,$C$30:$C$115,$C14)","v":9.6984787031196014},{"$f":"SUMIFS(AF$30:AF$115,$B$30:$B$115,Scenarios!$I$12,$C$30:$C$115,$C14)","v":9.6984787031196014},{"$f":"SUMIFS(AG$30:AG$115,$B$30:$B$115,Scenarios!$I$12,$C$30:$C$115,$C14)","v":9.6984787031196014},{"$f":"SUMIFS(AH$30:AH$115,$B$30:$B$115,Scenarios!$I$12,$C$30:$C$115,$C14)","v":9.6984787031196014},{"$f":"SUMIFS(AI$30:AI$115,$B$30:$B$115,Scenarios!$I$12,$C$30:$C$115,$C14)","v":9.6984787031196014},{"$f":"SUMIFS(AJ$30:AJ$115,$B$30:$B$115,Scenarios!$I$12,$C$30:$C$115,$C14)","v":9.6984787031196014},{"$f":"SUMIFS(AK$30:AK$115,$B$30:$B$115,Scenarios!$I$12,$C$30:$C$115,$C14)","v":9.6984787031196014},{"$f":"SUMIFS(AL$30:AL$115,$B$30:$B$115,Scenarios!$I$12,$C$30:$C$115,$C14)","v":9.6984787031196014},{"$f":"SUMIFS(AM$30:AM$115,$B$30:$B$115,Scenarios!$I$12,$C$30:$C$115,$C14)","v":9.6984787031196014},{"$f":"SUMIFS(AN$30:AN$115,$B$30:$B$115,Scenarios!$I$12,$C$30:$C$115,$C14)","v":9.6984787031196014},{"$f":"SUMIFS(AO$30:AO$115,$B$30:$B$115,Scenarios!$I$12,$C$30:$C$115,$C14)","v":9.6984787031196014},{"$f":"SUMIFS(AP$30:AP$115,$B$30:$B$115,Scenarios!$I$12,$C$30:$C$115,$C14)","v":9.6984787031196014},{"$f":"SUMIFS(AQ$30:AQ$115,$B$30:$B$115,Scenarios!$I$12,$C$30:$C$115,$C14)","v":9.6984787031196014},{"$f":"SUMIFS(AR$30:AR$115,$B$30:$B$115,Scenarios!$I$12,$C$30:$C$115,$C14)","v":9.6984787031196014},{"$f":"SUMIFS(AS$30:AS$115,$B$30:$B$115,Scenarios!$I$12,$C$30:$C$115,$C14)","v":9.6984787031196014},{"$f":"SUMIFS(AT$30:AT$115,$B$30:$B$115,Scenarios!$I$12,$C$30:$C$115,$C14)","v":9.6984787031196014},{"$f":"SUMIFS(AU$30:AU$115,$B$30:$B$115,Scenarios!$I$12,$C$30:$C$115,$C14)","v":9.6984787031196014},{"$f":"SUMIFS(AV$30:AV$115,$B$30:$B$115,Scenarios!$I$12,$C$30:$C$115,$C14)","v":9.6984787031196014},{"$f":"SUMIFS(AW$30:AW$115,$B$30:$B$115,Scenarios!$I$12,$C$30:$C$115,$C14)","v":9.6984787031196014},{"$f":"SUMIFS(AX$30:AX$115,$B$30:$B$115,Scenarios!$I$12,$C$30:$C$115,$C14)","v":9.6984787031196014},{"$f":"SUMIFS(AY$30:AY$115,$B$30:$B$115,Scenarios!$I$12,$C$30:$C$115,$C14)","v":9.6984787031196014},{"$f":"SUMIFS(AZ$30:AZ$115,$B$30:$B$115,Scenarios!$I$12,$C$30:$C$115,$C14)","v":9.6984787031196014},{"$f":"SUMIFS(BA$30:BA$115,$B$30:$B$115,Scenarios!$I$12,$C$30:$C$115,$C14)","v":9.6984787031196014},{"$f":"SUMIFS(BB$30:BB$115,$B$30:$B$115,Scenarios!$I$12,$C$30:$C$115,$C14)","v":9.6984787031196014},{"$f":"SUMIFS(BC$30:BC$115,$B$30:$B$115,Scenarios!$I$12,$C$30:$C$115,$C14)","v":9.6984787031196014},{"$f":"SUMIFS(BD$30:BD$115,$B$30:$B$115,Scenarios!$I$12,$C$30:$C$115,$C14)","v":9.6984787031196014},{"$f":"SUMIFS(BE$30:BE$115,$B$30:$B$115,Scenarios!$I$12,$C$30:$C$115,$C14)","v":9.6984787031196014},{"$f":"SUMIFS(BF$30:BF$115,$B$30:$B$115,Scenarios!$I$12,$C$30:$C$115,$C14)","v":9.6984787031196014},{"$f":"SUMIFS(BG$30:BG$115,$B$30:$B$115,Scenarios!$I$12,$C$30:$C$115,$C14)","v":9.6984787031196014},null,"Straw",8.4210977721355107]
[null,null,"Wood chips",{"$f":"SUMIFS(D$30:D$115,$B$30:$B$115,Scenarios!$I$12,$C$30:$C$115,$C15)","v":7.3190566549200318},{"$f":"SUMIFS(E$30:E$115,$B$30:$B$115,Scenarios!$I$12,$C$30:$C$115,$C15)","v":6.7769043101111412},{"$f":"SUMIFS(F$30:F$115,$B$30:$B$115,Scenarios!$I$12,$C$30:$C$115,$C15)","v":8.8551549652118915},{"$f":"SUMIFS(G$30:G$115,$B$30:$B$115,Scenarios!$I$12,$C$30:$C$115,$C15)","v":10.652195759220177},{"$f":"SUMIFS(H$30:H$115,$B$30:$B$115,Scenarios!$I$12,$C$30:$C$115,$C15)","v":9.4462868053461939},{"$f":"SUMIFS(I$30:I$115,$B$30:$B$115,Scenarios!$I$12,$C$30:$C$115,$C15)","v":9.8482564566375235},{"$f":"SUMIFS(J$30:J$115,$B$30:$B$115,Scenarios!$I$12,$C$30:$C$115,$C15)","v":9.5648950645449631},{"$f":"SUMIFS(K$30:K$115,$B$30:$B$115,Scenarios!$I$12,$C$30:$C$115,$C15)","v":9.2896867581160603},{"$f":"SUMIFS(L$30:L$115,$B$30:$B$115,Scenarios!$I$12,$C$30:$C$115,$C15)","v":9.0223969506791857},{"$f":"SUMIFS(M$30:M$115,$B$30:$B$115,Scenarios!$I$12,$C$30:$C$115,$C15)","v":8.7627978052656808},{"$f":"SUMIFS(N$30:N$115,$B$30:$B$115,Scenarios!$I$12,$C$30:$C$115,$C15)","v":8.5106680404023578},{"$f":"SUMIFS(O$30:O$115,$B$30:$B$115,Scenarios!$I$12,$C$30:$C$115,$C15)","v":8.5849394487475887},{"$f":"SUMIFS(P$30:P$115,$B$30:$B$115,Scenarios!$I$12,$C$30:$C$115,$C15)","v":8.6598590132741435},{"$f":"SUMIFS(Q$30:Q$115,$B$30:$B$115,Scenarios!$I$12,$C$30:$C$115,$C15)","v":8.7354323903502635},{"$f":"SUMIFS(R$30:R$115,$B$30:$B$115,Scenarios!$I$12,$C$30:$C$115,$C15)","v":8.811665285706523},{"$f":"SUMIFS(S$30:S$115,$B$30:$B$115,Scenarios!$I$12,$C$30:$C$115,$C15)","v":8.8885634548666097},{"$f":"SUMIFS(T$30:T$115,$B$30:$B$115,Scenarios!$I$12,$C$30:$C$115,$C15)","v":8.9661327035818594},{"$f":"SUMIFS(U$30:U$115,$B$30:$B$115,Scenarios!$I$12,$C$30:$C$115,$C15)","v":9.0443788882695859},{"$f":"SUMIFS(V$30:V$115,$B$30:$B$115,Scenarios!$I$12,$C$30:$C$115,$C15)","v":9.1233079164552393},{"$f":"SUMIFS(W$30:W$115,$B$30:$B$115,Scenarios!$I$12,$C$30:$C$115,$C15)","v":9.2029257472184156},{"$f":"SUMIFS(X$30:X$115,$B$30:$B$115,Scenarios!$I$12,$C$30:$C$115,$C15)","v":9.2832383916427634},{"$f":"SUMIFS(Y$30:Y$115,$B$30:$B$115,Scenarios!$I$12,$C$30:$C$115,$C15)","v":9.2832383916427634},{"$f":"SUMIFS(Z$30:Z$115,$B$30:$B$115,Scenarios!$I$12,$C$30:$C$115,$C15)","v":9.2832383916427634},{"$f":"SUMIFS(AA$30:AA$115,$B$30:$B$115,Scenarios!$I$12,$C$30:$C$115,$C15)","v":9.2832383916427634},{"$f":"SUMIFS(AB$30:AB$115,$B$30:$B$115,Scenarios!$I$12,$C$30:$C$115,$C15)","v":9.2832383916427634},{"$f":"SUMIFS(AC$30:AC$115,$B$30:$B$115,Scenarios!$I$12,$C$30:$C$115,$C15)","v":9.2832383916427634},{"$f":"SUMIFS(AD$30:AD$115,$B$30:$B$115,Scenarios!$I$12,$C$30:$C$115,$C15)","v":9.2832383916427634},{"$f":"SUMIFS(AE$30:AE$115,$B$30:$B$115,Scenarios!$I$12,$C$30:$C$115,$C15)","v":9.2832383916427634},{"$f":"SUMIFS(AF$30:AF$115,$B$30:$B$115,Scenarios!$I$12,$C$30:$C$115,$C15)","v":9.2832383916427634},{"$f":"SUMIFS(AG$30:AG$115,$B$30:$B$115,Scenarios!$I$12,$C$30:$C$115,$C15)","v":9.2832383916427634},{"$f":"SUMIFS(AH$30:AH$115,$B$30:$B$115,Scenarios!$I$12,$C$30:$C$115,$C15)","v":9.2832383916427634},{"$f":"SUMIFS(AI$30:AI$115,$B$30:$B$115,Scenarios!$I$12,$C$30:$C$115,$C15)","v":9.2832383916427634},{"$f":"SUMIFS(AJ$30:AJ$115,$B$30:$B$115,Scenarios!$I$12,$C$30:$C$115,$C15)","v":9.2832383916427634},{"$f":"SUMIFS(AK$30:AK$115,$B$30:$B$115,Scenarios!$I$12,$C$30:$C$115,$C15)","v":9.2832383916427634},{"$f":"SUMIFS(AL$30:AL$115,$B$30:$B$115,Scenarios!$I$12,$C$30:$C$115,$C15)","v":9.2832383916427634},{"$f":"SUMIFS(AM$30:AM$115,$B$30:$B$115,Scenarios!$I$12,$C$30:$C$115,$C15)","v":9.2832383916427634},{"$f":"SUMIFS(AN$30:AN$115,$B$30:$B$115,Scenarios!$I$12,$C$30:$C$115,$C15)","v":9.2832383916427634},{"$f":"SUMIFS(AO$30:AO$115,$B$30:$B$115,Scenarios!$I$12,$C$30:$C$115,$C15)","v":9.2832383916427634},{"$f":"SUMIFS(AP$30:AP$115,$B$30:$B$115,Scenarios!$I$12,$C$30:$C$115,$C15)","v":9.2832383916427634},{"$f":"SUMIFS(AQ$30:AQ$115,$B$30:$B$115,Scenarios!$I$12,$C$30:$C$115,$C15)","v":9.2832383916427634},{"$f":"SUMIFS(AR$30:AR$115,$B$30:$B$115,Scenarios!$I$12,$C$30:$C$115,$C15)","v":9.2832383916427634},{"$f":"SUMIFS(AS$30:AS$115,$B$30:$B$115,Scenarios!$I$12,$C$30:$C$115,$C15)","v":9.2832383916427634},{"$f":"SUMIFS(AT$30:AT$115,$B$30:$B$115,Scenarios!$I$12,$C$30:$C$115,$C15)","v":9.2832383916427634},{"$f":"SUMIFS(AU$30:AU$115,$B$30:$B$115,Scenarios!$I$12,$C$30:$C$115,$C15)","v":9.2832383916427634},{"$f":"SUMIFS(AV$30:AV$115,$B$30:$B$115,Scenarios!$I$12,$C$30:$C$115,$C15)","v":9.2832383916427634},{"$f":"SUMIFS(AW$30:AW$115,$B$30:$B$115,Scenarios!$I$12,$C$30:$C$115,$C15)","v":9.2832383916427634},{"$f":"SUMIFS(AX$30:AX$115,$B$30:$B$115,Scenarios!$I$12,$C$30:$C$115,$C15)","v":9.2832383916427634},{"$f":"SUMIFS(AY$30:AY$115,$B$30:$B$115,Scenarios!$I$12,$C$30:$C$115,$C15)","v":9.2832383916427634},{"$f":"SUMIFS(AZ$30:AZ$115,$B$30:$B$115,Scenarios!$I$12,$C$30:$C$115,$C15)","v":9.2832383916427634},{"$f":"SUMIFS(BA$30:BA$115,$B$30:$B$115,Scenarios!$I$12,$C$30:$C$115,$C15)","v":9.2832383916427634},{"$f":"SUMIFS(BB$30:BB$115,$B$30:$B$115,Scenarios!$I$12,$C$30:$C$115,$C15)","v":9.2832383916427634},{"$f":"SUMIFS(BC$30:BC$115,$B$30:$B$115,Scenarios!$I$12,$C$30:$C$115,$C15)","v":9.2832383916427634},{"$f":"SUMIFS(BD$30:BD$115,$B$30:$B$115,Scenarios!$I$12,$C$30:$C$115,$C15)","v":9.2832383916427634},{"$f":"SUMIFS(BE$30:BE$115,$B$30:$B$115,Scenarios!$I$12,$C$30:$C$115,$C15)","v":9.2832383916427634},{"$f":"SUMIFS(BF$30:BF$115,$B$30:$B$115,Scenarios!$I$12,$C$30:$C$115,$C15)","v":9.2832383916427634},{"$f":"SUMIFS(BG$30:BG$115,$B$30:$B$115,Scenarios!$I$12,$C$30:$C$115,$C15)","v":9.2832383916427634},null,"Wood chips",9.2896867581160603]
[null,null,"Wood pellets",{"$f":"SUMIFS(D$30:D$115,$B$30:$B$115,Scenarios!$I$12,$C$30:$C$115,$C16)","v":0},{"$f":"SUMIFS(E$30:E$115,$B$30:$B$115,Scenarios!$I$12,$C$30:$C$115,$C16)","v":0},{"$f":"SUMIFS(F$30:F$115,$B$30:$B$115,Scenarios!$I$12,$C$30:$C$115,$C16)","v":0},{"$f":"SUMIFS(G$30:G$115,$B$30:$B$115,Scenarios!$I$12,$C$30:$C$115,$C16)","v":0},{"$f":"SUMIFS(H$30:H$115,$B$30:$B$115,Scenarios!$I$12,$C$30:$C$115,$C16)","v":0},{"$f":"SUMIFS(I$30:I$115,$B$30:$B$115,Scenarios!$I$12,$C$30:$C$115,$C16)","v":15.512950600801069},{"$f":"SUMIFS(J$30:J$115,$B$30:$B$115,Scenarios!$I$12,$C$30:$C$115,$C16)","v":13.914478783306444},{"$f":"SUMIFS(K$30:K$115,$B$30:$B$115,Scenarios!$I$12,$C$30:$C$115,$C16)","v":12.480715293523032},{"$f":"SUMIFS(L$30:L$115,$B$30:$B$115,Scenarios!$I$12,$C$30:$C$115,$C16)","v":11.194688400751227},{"$f":"SUMIFS(M$30:M$115,$B$30:$B$115,Scenarios!$I$12,$C$30:$C$115,$C16)","v":10.041175160445366},{"$f":"SUMIFS(N$30:N$115,$B$30:$B$115,Scenarios!$I$12,$C$30:$C$115,$C16)","v":9.0065212173283076},{"$f":"SUMIFS(O$30:O$115,$B$30:$B$115,Scenarios!$I$12,$C$30:$C$115,$C16)","v":9.0519723205553646},{"$f":"SUMIFS(P$30:P$115,$B$30:$B$115,Scenarios!$I$12,$C$30:$C$115,$C16)","v":9.0976527912301535},{"$f":"SUMIFS(Q$30:Q$115,$B$30:$B$115,Scenarios!$I$12,$C$30:$C$115,$C16)","v":9.143563786847702},{"$f":"SUMIFS(R$30:R$115,$B$30:$B$115,Scenarios!$I$12,$C$30:$C$115,$C16)","v":9.1897064707443015},{"$f":"SUMIFS(S$30:S$115,$B$30:$B$115,Scenarios!$I$12,$C$30:$C$115,$C16)","v":9.2360820121269764},{"$f":"SUMIFS(T$30:T$115,$B$30:$B$115,Scenarios!$I$12,$C$30:$C$115,$C16)","v":9.2826915861031178},{"$f":"SUMIFS(U$30:U$115,$B$30:$B$115,Scenarios!$I$12,$C$30:$C$115,$C16)","v":9.329536373710253},{"$f":"SUMIFS(V$30:V$115,$B$30:$B$115,Scenarios!$I$12,$C$30:$C$115,$C16)","v":9.3766175619459773},{"$f":"SUMIFS(W$30:W$115,$B$30:$B$115,Scenarios!$I$12,$C$30:$C$115,$C16)","v":9.4239363437980295},{"$f":"SUMIFS(X$30:X$115,$B$30:$B$115,Scenarios!$I$12,$C$30:$C$115,$C16)","v":9.4714939182745184},{"$f":"SUMIFS(Y$30:Y$115,$B$30:$B$115,Scenarios!$I$12,$C$30:$C$115,$C16)","v":9.4714939182745184},{"$f":"SUMIFS(Z$30:Z$115,$B$30:$B$115,Scenarios!$I$12,$C$30:$C$115,$C16)","v":9.4714939182745184},{"$f":"SUMIFS(AA$30:AA$115,$B$30:$B$115,Scenarios!$I$12,$C$30:$C$115,$C16)","v":9.4714939182745184},{"$f":"SUMIFS(AB$30:AB$115,$B$30:$B$115,Scenarios!$I$12,$C$30:$C$115,$C16)","v":9.4714939182745184},{"$f":"SUMIFS(AC$30:AC$115,$B$30:$B$115,Scenarios!$I$12,$C$30:$C$115,$C16)","v":9.4714939182745184},{"$f":"SUMIFS(AD$30:AD$115,$B$30:$B$115,Scenarios!$I$12,$C$30:$C$115,$C16)","v":9.4714939182745184},{"$f":"SUMIFS(AE$30:AE$115,$B$30:$B$115,Scenarios!$I$12,$C$30:$C$115,$C16)","v":9.4714939182745184},{"$f":"SUMIFS(AF$30:AF$115,$B$30:$B$115,Scenarios!$I$12,$C$30:$C$115,$C16)","v":9.4714939182745184},{"$f":"SUMIFS(AG$30:AG$115,$B$30:$B$115,Scenarios!$I$12,$C$30:$C$115,$C16)","v":9.4714939182745184},{"$f":"SUMIFS(AH$30:AH$115,$B$30:$B$115,Scenarios!$I$12,$C$30:$C$115,$C16)","v":9.4714939182745184},{"$f":"SUMIFS(AI$30:AI$115,$B$30:$B$115,Scenarios!$I$12,$C$30:$C$115,$C16)","v":9.4714939182745184},{"$f":"SUMIFS(AJ$30:AJ$115,$B$30:$B$115,Scenarios!$I$12,$C$30:$C$115,$C16)","v":9.4714939182745184},{"$f":"SUMIFS(AK$30:AK$115,$B$30:$B$115,Scenarios!$I$12,$C$30:$C$115,$C16)","v":9.4714939182745184},{"$f":"SUMIFS(AL$30:AL$115,$B$30:$B$115,Scenarios!$I$12,$C$30:$C$115,$C16)","v":9.4714939182745184},{"$f":"SUMIFS(AM$30:AM$115,$B$30:$B$115,Scenarios!$I$12,$C$30:$C$115,$C16)","v":9.4714939182745184},{"$f":"SUMIFS(AN$30:AN$115,$B$30:$B$115,Scenarios!$I$12,$C$30:$C$115,$C16)","v":9.4714939182745184},{"$f":"SUMIFS(AO$30:AO$115,$B$30:$B$115,Scenarios!$I$12,$C$30:$C$115,$C16)","v":9.4714939182745184},{"$f":"SUMIFS(AP$30:AP$115,$B$30:$B$115,Scenarios!$I$12,$C$30:$C$115,$C16)","v":9.4714939182745184},{"$f":"SUMIFS(AQ$30:AQ$115,$B$30:$B$115,Scenarios!$I$12,$C$30:$C$115,$C16)","v":9.4714939182745184},{"$f":"SUMIFS(AR$30:AR$115,$B$30:$B$115,Scenarios!$I$12,$C$30:$C$115,$C16)","v":9.4714939182745184},{"$f":"SUMIFS(AS$30:AS$115,$B$30:$B$115,Scenarios!$I$12,$C$30:$C$115,$C16)","v":9.4714939182745184},{"$f":"SUMIFS(AT$30:AT$115,$B$30:$B$115,Scenarios!$I$12,$C$30:$C$115,$C16)","v":9.4714939182745184},{"$f":"SUMIFS(AU$30:AU$115,$B$30:$B$115,Scenarios!$I$12,$C$30:$C$115,$C16)","v":9.4714939182745184},{"$f":"SUMIFS(AV$30:AV$115,$B$30:$B$115,Scenarios!$I$12,$C$30:$C$115,$C16)","v":9.4714939182745184},{"$f":"SUMIFS(AW$30:AW$115,$B$30:$B$115,Scenarios!$I$12,$C$30:$C$115,$C16)","v":9.4714939182745184},{"$f":"SUMIFS(AX$30:AX$115,$B$30:$B$115,Scenarios!$I$12,$C$30:$C$115,$C16)","v":9.4714939182745184},{"$f":"SUMIFS(AY$30:AY$115,$B$30:$B$115,Scenarios!$I$12,$C$30:$C$115,$C16)","v":9.4714939182745184},{"$f":"SUMIFS(AZ$30:AZ$115,$B$30:$B$115,Scenarios!$I$12,$C$30:$C$115,$C16)","v":9.4714939182745184},{"$f":"SUMIFS(BA$30:BA$115,$B$30:$B$115,Scenarios!$I$12,$C$30:$C$115,$C16)","v":9.4714939182745184},{"$f":"SUMIFS(BB$30:BB$115,$B$30:$B$115,Scenarios!$I$12,$C$30:$C$115,$C16)","v":9.4714939182745184},{"$f":"SUMIFS(BC$30:BC$115,$B$30:$B$115,Scenarios!$I$12,$C$30:$C$115,$C16)","v":9.4714939182745184},{"$f":"SUMIFS(BD$30:BD$115,$B$30:$B$115,Scenarios!$I$12,$C$30:$C$115,$C16)","v":9.4714939182745184},{"$f":"SUMIFS(BE$30:BE$115,$B$30:$B$115,Scenarios!$I$12,$C$30:$C$115,$C16)","v":9.4714939182745184},{"$f":"SUMIFS(BF$30:BF$115,$B$30:$B$115,Scenarios!$I$12,$C$30:$C$115,$C16)","v":9.4714939182745184},{"$f":"SUMIFS(BG$30:BG$115,$B$30:$B$115,Scenarios!$I$12,$C$30:$C$115,$C16)","v":9.4714939182745184},null,"Wood pellets",12.480715293523032]
[null,null,"Biogas",{"$f":"SUMIFS(D$30:D$115,$B$30:$B$115,Scenarios!$I$12,$C$30:$C$115,$C17)","v":3.6577647525201042},{"$f":"SUMIFS(E$30:E$115,$B$30:$B$115,Scenarios!$I$12,$C$30:$C$115,$C17)","v":18.033807905765094},{"$f":"SUMIFS(F$30:F$115,$B$30:$B$115,Scenarios!$I$12,$C$30:$C$115,$C17)","v":46.785894212255073},{"$f":"SUMIFS(G$30:G$115,$B$30:$B$115,Scenarios!$I$12,$C$30:$C$115,$C17)","v":19.64383338996489},{"$f":"SUMIFS(H$30:H$115,$B$30:$B$115,Scenarios!$I$12,$C$30:$C$115,$C17)","v":18.943491335372073},{"$f":"SUMIFS(I$30:I$115,$B$30:$B$115,Scenarios!$I$12,$C$30:$C$115,$C17)","v":15.982262430626351},{"$f":"SUMIFS(J$30:J$115,$B$30:$B$115,Scenarios!$I$12,$C$30:$C$115,$C17)","v":13.618607996375582},{"$f":"SUMIFS(K$30:K$115,$B$30:$B$115,Scenarios!$I$12,$C$30:$C$115,$C17)","v":11.928652168988561},{"$f":"SUMIFS(L$30:L$115,$B$30:$B$115,Scenarios!$I$12,$C$30:$C$115,$C17)","v":10.661185298448297},{"$f":"SUMIFS(M$30:M$115,$B$30:$B$115,Scenarios!$I$12,$C$30:$C$115,$C17)","v":9.679183939290974},{"$f":"SUMIFS(N$30:N$115,$B$30:$B$115,Scenarios!$I$12,$C$30:$C$115,$C17)","v":8.8912991278740527},{"$f":"SUMIFS(O$30:O$115,$B$30:$B$115,Scenarios!$I$12,$C$30:$C$115,$C17)","v":8.8037563710499498},{"$f":"SUMIFS(P$30:P$115,$B$30:$B$115,Scenarios!$I$12,$C$30:$C$115,$C17)","v":8.7162136142258468},{"$f":"SUMIFS(Q$30:Q$115,$B$30:$B$115,Scenarios!$I$12,$C$30:$C$115,$C17)","v":8.6286708574017457},{"$f":"SUMIFS(R$30:R$115,$B$30:$B$115,Scenarios!$I$12,$C$30:$C$115,$C17)","v":8.5449343073960815},{"$f":"SUMIFS(S$30:S$115,$B$30:$B$115,Scenarios!$I$12,$C$30:$C$115,$C17)","v":8.4573915505719803},{"$f":"SUMIFS(T$30:T$115,$B$30:$B$115,Scenarios!$I$12,$C$30:$C$115,$C17)","v":8.362236380110998},{"$f":"SUMIFS(U$30:U$115,$B$30:$B$115,Scenarios!$I$12,$C$30:$C$115,$C17)","v":8.2708874164684563},{"$f":"SUMIFS(V$30:V$115,$B$30:$B$115,Scenarios!$I$12,$C$30:$C$115,$C17)","v":8.1757322460074775},{"$f":"SUMIFS(W$30:W$115,$B$30:$B$115,Scenarios!$I$12,$C$30:$C$115,$C17)","v":8.084383282364934},{"$f":"SUMIFS(X$30:X$115,$B$30:$B$115,Scenarios!$I$12,$C$30:$C$115,$C17)","v":7.9892281119039543},{"$f":"SUMIFS(Y$30:Y$115,$B$30:$B$115,Scenarios!$I$12,$C$30:$C$115,$C17)","v":7.9054915618982911},{"$f":"SUMIFS(Z$30:Z$115,$B$30:$B$115,Scenarios!$I$12,$C$30:$C$115,$C17)","v":7.8179488050741881},{"$f":"SUMIFS(AA$30:AA$115,$B$30:$B$115,Scenarios!$I$12,$C$30:$C$115,$C17)","v":7.7304060482500869},{"$f":"SUMIFS(AB$30:AB$115,$B$30:$B$115,Scenarios!$I$12,$C$30:$C$115,$C17)","v":7.6428632914259831},{"$f":"SUMIFS(AC$30:AC$115,$B$30:$B$115,Scenarios!$I$12,$C$30:$C$115,$C17)","v":7.5591267414203198},{"$f":"SUMIFS(AD$30:AD$115,$B$30:$B$115,Scenarios!$I$12,$C$30:$C$115,$C17)","v":7.5591267414203198},{"$f":"SUMIFS(AE$30:AE$115,$B$30:$B$115,Scenarios!$I$12,$C$30:$C$115,$C17)","v":7.5591267414203198},{"$f":"SUMIFS(AF$30:AF$115,$B$30:$B$115,Scenarios!$I$12,$C$30:$C$115,$C17)","v":7.5591267414203198},{"$f":"SUMIFS(AG$30:AG$115,$B$30:$B$115,Scenarios!$I$12,$C$30:$C$115,$C17)","v":7.5591267414203198},{"$f":"SUMIFS(AH$30:AH$115,$B$30:$B$115,Scenarios!$I$12,$C$30:$C$115,$C17)","v":7.5591267414203198},{"$f":"SUMIFS(AI$30:AI$115,$B$30:$B$115,Scenarios!$I$12,$C$30:$C$115,$C17)","v":7.5591267414203198},{"$f":"SUMIFS(AJ$30:AJ$115,$B$30:$B$115,Scenarios!$I$12,$C$30:$C$115,$C17)","v":7.5591267414203198},{"$f":"SUMIFS(AK$30:AK$115,$B$30:$B$115,Scenarios!$I$12,$C$30:$C$115,$C17)","v":7.5591267414203198},{"$f":"SUMIFS(AL$30:AL$115,$B$30:$B$115,Scenarios!$I$12,$C$30:$C$115,$C17)","v":7.5591267414203198},{"$f":"SUMIFS(AM$30:AM$115,$B$30:$B$115,Scenarios!$I$12,$C$30:$C$115,$C17)","v":7.5591267414203198},{"$f":"SUMIFS(AN$30:AN$115,$B$30:$B$115,Scenarios!$I$12,$C$30:$C$115,$C17)","v":7.5591267414203198},{"$f":"SUMIFS(AO$30:AO$115,$B$30:$B$115,Scenarios!$I$12,$C$30:$C$115,$C17)","v":7.5591267414203198},{"$f":"SUMIFS(AP$30:AP$115,$B$30:$B$115,Scenarios!$I$12,$C$30:$C$115,$C17)","v":7.5591267414203198},{"$f":"SUMIFS(AQ$30:AQ$115,$B$30:$B$115,Scenarios!$I$12,$C$30:$C$115,$C17)","v":7.5591267414203198},{"$f":"SUMIFS(AR$30:AR$115,$B$30:$B$115,Scenarios!$I$12,$C$30:$C$115,$C17)","v":7.5591267414203198},{"$f":"SUMIFS(AS$30:AS$115,$B$30:$B$115,Scenarios!$I$12,$C$30:$C$115,$C17)","v":7.5591267414203198},{"$f":"SUMIFS(AT$30:AT$115,$B$30:$B$115,Scenarios!$I$12,$C$30:$C$115,$C17)","v":7.5591267414203198},{"$f":"SUMIFS(AU$30:AU$115,$B$30:$B$115,Scenarios!$I$12,$C$30:$C$115,$C17)","v":7.5591267414203198},{"$f":"SUMIFS(AV$30:AV$115,$B$30:$B$115,Scenarios!$I$12,$C$30:$C$115,$C17)","v":7.5591267414203198},{"$f":"SUMIFS(AW$30:AW$115,$B$30:$B$115,Scenarios!$I$12,$C$30:$C$115,$C17)","v":7.5591267414203198},{"$f":"SUMIFS(AX$30:AX$115,$B$30:$B$115,Scenarios!$I$12,$C$30:$C$115,$C17)","v":7.5591267414203198},{"$f":"SUMIFS(AY$30:AY$115,$B$30:$B$115,Scenarios!$I$12,$C$30:$C$115,$C17)","v":7.5591267414203198},{"$f":"SUMIFS(AZ$30:AZ$115,$B$30:$B$115,Scenarios!$I$12,$C$30:$C$115,$C17)","v":7.5591267414203198},{"$f":"SUMIFS(BA$30:BA$115,$B$30:$B$115,Scenarios!$I$12,$C$30:$C$115,$C17)","v":7.5591267414203198},{"$f":"SUMIFS(BB$30:BB$115,$B$30:$B$115,Scenarios!$I$12,$C$30:$C$115,$C17)","v":7.5591267414203198},{"$f":"SUMIFS(BC$30:BC$115,$B$30:$B$115,Scenarios!$I$12,$C$30:$C$115,$C17)","v":7.5591267414203198},{"$f":"SUMIFS(BD$30:BD$115,$B$30:$B$115,Scenarios!$I$12,$C$30:$C$115,$C17)","v":7.5591267414203198},{"$f":"SUMIFS(BE$30:BE$115,$B$30:$B$115,Scenarios!$I$12,$C$30:$C$115,$C17)","v":7.5591267414203198},{"$f":"SUMIFS(BF$30:BF$115,$B$30:$B$115,Scenarios!$I$12,$C$30:$C$115,$C17)","v":7.5591267414203198},{"$f":"SUMIFS(BG$30:BG$115,$B$30:$B$115,Scenarios!$I$12,$C$30:$C$115,$C17)","v":7.5591267414203198},null,"Biogas",11.928652168988561]
[null,null,"Hydrogen",{"$f":"SUMIFS(D$30:D$115,$B$30:$B$115,Scenarios!$I$12,$C$30:$C$115,$C18)","v":115},{"$f":"SUMIFS(E$30:E$115,$B$30:$B$115,Scenarios!$I$12,$C$30:$C$115,$C18)","v":110},{"$f":"SUMIFS(F$30:F$115,$B$30:$B$115,Scenarios!$I$12,$C$30:$C$115,$C18)","v":105},{"$f":"SUMIFS(G$30:G$115,$B$30:$B$115,Scenarios!$I$12,$C$30:$C$115,$C18)","v":100},{"$f":"SUMIFS(H$30:H$115,$B$30:$B$115,Scenarios!$I$12,$C$30:$C$115,$C18)","v":95},{"$f":"SUMIFS(I$30:I$115,$B$30:$B$115,Scenarios!$I$12,$C$30:$C$115,$C18)","v":91},{"$f":"SUMIFS(J$30:J$115,$B$30:$B$115,Scenarios!$I$12,$C$30:$C$115,$C18)","v":87.2},{"$f":"SUMIFS(K$30:K$115,$B$30:$B$115,Scenarios!$I$12,$C$30:$C$115,$C18)","v":83.4},{"$f":"SUMIFS(L$30:L$115,$B$30:$B$115,Scenarios!$I$12,$C$30:$C$115,$C18)","v":79.599999999999994},{"$f":"SUMIFS(M$30:M$115,$B$30:$B$115,Scenarios!$I$12,$C$30:$C$115,$C18)","v":75.8},{"$f":"SUMIFS(N$30:N$115,$B$30:$B$115,Scenarios!$I$12,$C$30:$C$115,$C18)","v":72},{"$f":"SUMIFS(O$30:O$115,$B$30:$B$115,Scenarios!$I$12,$C$30:$C$115,$C18)","v":71.599999999999994},{"$f":"SUMIFS(P$30:P$115,$B$30:$B$115,Scenarios!$I$12,$C$30:$C$115,$C18)","v":71.2},{"$f":"SUMIFS(Q$30:Q$115,$B$30:$B$115,Scenarios!$I$12,$C$30:$C$115,$C18)","v":70.8},{"$f":"SUMIFS(R$30:R$115,$B$30:$B$115,Scenarios!$I$12,$C$30:$C$115,$C18)","v":70.400000000000006},{"$f":"SUMIFS(S$30:S$115,$B$30:$B$115,Scenarios!$I$12,$C$30:$C$115,$C18)","v":70},{"$f":"SUMIFS(T$30:T$115,$B$30:$B$115,Scenarios!$I$12,$C$30:$C$115,$C18)","v":69.8},{"$f":"SUMIFS(U$30:U$115,$B$30:$B$115,Scenarios!$I$12,$C$30:$C$115,$C18)","v":69.599999999999994},{"$f":"SUMIFS(V$30:V$115,$B$30:$B$115,Scenarios!$I$12,$C$30:$C$115,$C18)","v":69.400000000000006},{"$f":"SUMIFS(W$30:W$115,$B$30:$B$115,Scenarios!$I$12,$C$30:$C$115,$C18)","v":69.2},{"$f":"SUMIFS(X$30:X$115,$B$30:$B$115,Scenarios!$I$12,$C$30:$C$115,$C18)","v":69},{"$f":"SUMIFS(Y$30:Y$115,$B$30:$B$115,Scenarios!$I$12,$C$30:$C$115,$C18)","v":68.8},{"$f":"SUMIFS(Z$30:Z$115,$B$30:$B$115,Scenarios!$I$12,$C$30:$C$115,$C18)","v":68.599999999999994},{"$f":"SUMIFS(AA$30:AA$115,$B$30:$B$115,Scenarios!$I$12,$C$30:$C$115,$C18)","v":68.400000000000006},{"$f":"SUMIFS(AB$30:AB$115,$B$30:$B$115,Scenarios!$I$12,$C$30:$C$115,$C18)","v":68.2},{"$f":"SUMIFS(AC$30:AC$115,$B$30:$B$115,Scenarios!$I$12,$C$30:$C$115,$C18)","v":68},{"$f":"SUMIFS(AD$30:AD$115,$B$30:$B$115,Scenarios!$I$12,$C$30:$C$115,$C18)","v":67.8},{"$f":"SUMIFS(AE$30:AE$115,$B$30:$B$115,Scenarios!$I$12,$C$30:$C$115,$C18)","v":67.599999999999994},{"$f":"SUMIFS(AF$30:AF$115,$B$30:$B$115,Scenarios!$I$12,$C$30:$C$115,$C18)","v":67.400000000000006},{"$f":"SUMIFS(AG$30:AG$115,$B$30:$B$115,Scenarios!$I$12,$C$30:$C$115,$C18)","v":67.2},{"$f":"SUMIFS(AH$30:AH$115,$B$30:$B$115,Scenarios!$I$12,$C$30:$C$115,$C18)","v":67},{"$f":"SUMIFS(AI$30:AI$115,$B$30:$B$115,Scenarios!$I$12,$C$30:$C$115,$C18)","v":67},{"$f":"SUMIFS(AJ$30:AJ$115,$B$30:$B$115,Scenarios!$I$12,$C$30:$C$115,$C18)","v":67},{"$f":"SUMIFS(AK$30:AK$115,$B$30:$B$115,Scenarios!$I$12,$C$30:$C$115,$C18)","v":67},{"$f":"SUMIFS(AL$30:AL$115,$B$30:$B$115,Scenarios!$I$12,$C$30:$C$115,$C18)","v":67},{"$f":"SUMIFS(AM$30:AM$115,$B$30:$B$115,Scenarios!$I$12,$C$30:$C$115,$C18)","v":67},{"$f":"SUMIFS(AN$30:AN$115,$B$30:$B$115,Scenarios!$I$12,$C$30:$C$115,$C18)","v":67},{"$f":"SUMIFS(AO$30:AO$115,$B$30:$B$115,Scenarios!$I$12,$C$30:$C$115,$C18)","v":67},{"$f":"SUMIFS(AP$30:AP$115,$B$30:$B$115,Scenarios!$I$12,$C$30:$C$115,$C18)","v":67},{"$f":"SUMIFS(AQ$30:AQ$115,$B$30:$B$115,Scenarios!$I$12,$C$30:$C$115,$C18)","v":67},{"$f":"SUMIFS(AR$30:AR$115,$B$30:$B$115,Scenarios!$I$12,$C$30:$C$115,$C18)","v":67},{"$f":"SUMIFS(AS$30:AS$115,$B$30:$B$115,Scenarios!$I$12,$C$30:$C$115,$C18)","v":67},{"$f":"SUMIFS(AT$30:AT$115,$B$30:$B$115,Scenarios!$I$12,$C$30:$C$115,$C18)","v":67},{"$f":"SUMIFS(AU$30:AU$115,$B$30:$B$115,Scenarios!$I$12,$C$30:$C$115,$C18)","v":67},{"$f":"SUMIFS(AV$30:AV$115,$B$30:$B$115,Scenarios!$I$12,$C$30:$C$115,$C18)","v":67},{"$f":"SUMIFS(AW$30:AW$115,$B$30:$B$115,Scenarios!$I$12,$C$30:$C$115,$C18)","v":67},{"$f":"SUMIFS(AX$30:AX$115,$B$30:$B$115,Scenarios!$I$12,$C$30:$C$115,$C18)","v":67},{"$f":"SUMIFS(AY$30:AY$115,$B$30:$B$115,Scenarios!$I$12,$C$30:$C$115,$C18)","v":67},{"$f":"SUMIFS(AZ$30:AZ$115,$B$30:$B$115,Scenarios!$I$12,$C$30:$C$115,$C18)","v":67},{"$f":"SUMIFS(BA$30:BA$115,$B$30:$B$115,Scenarios!$I$12,$C$30:$C$115,$C18)","v":67},{"$f":"SUMIFS(BB$30:BB$115,$B$30:$B$115,Scenarios!$I$12,$C$30:$C$115,$C18)","v":67},{"$f":"SUMIFS(BC$30:BC$115,$B$30:$B$115,Scenarios!$I$12,$C$30:$C$115,$C18)","v":67},{"$f":"SUMIFS(BD$30:BD$115,$B$30:$B$115,Scenarios!$I$12,$C$30:$C$115,$C18)","v":67},{"$f":"SUMIFS(BE$30:BE$115,$B$30:$B$115,Scenarios!$I$12,$C$30:$C$115,$C18)","v":67},{"$f":"SUMIFS(BF$30:BF$115,$B$30:$B$115,Scenarios!$I$12,$C$30:$C$115,$C18)","v":67},{"$f":"SUMIFS(BG$30:BG$115,$B$30:$B$115,Scenarios!$I$12,$C$30:$C$115,$C18)","v":67},null,"Hydrogen",83.4]
[null,null,"Electricity sale",{"$f":"SUMIFS(D$30:D$115,$B$30:$B$115,Scenarios!$I$12,$C$30:$C$115,$C19)","v":7.4733333333333318},{"$f":"SUMIFS(E$30:E$115,$B$30:$B$115,Scenarios!$I$12,$C$30:$C$115,$C19)","v":24.261111111111113},{"$f":"SUMIFS(F$30:F$115,$B$30:$B$115,Scenarios!$I$12,$C$30:$C$115,$C19)","v":56.265555555555551},{"$f":"SUMIFS(G$30:G$115,$B$30:$B$115,Scenarios!$I$12,$C$30:$C$115,$C19)","v":22.516111111111112},{"$f":"SUMIFS(H$30:H$115,$B$30:$B$115,Scenarios!$I$12,$C$30:$C$115,$C19)","v":17.498888888888889},{"$f":"SUMIFS(I$30:I$115,$B$30:$B$115,Scenarios!$I$12,$C$30:$C$115,$C19)","v":15.771274696774727},{"$f":"SUMIFS(J$30:J$115,$B$30:$B$115,Scenarios!$I$12,$C$30:$C$115,$C19)","v":14.214222808115695},{"$f":"SUMIFS(K$30:K$115,$B$30:$B$115,Scenarios!$I$12,$C$30:$C$115,$C19)","v":12.810894104842081},{"$f":"SUMIFS(L$30:L$115,$B$30:$B$115,Scenarios!$I$12,$C$30:$C$115,$C19)","v":11.546111945830262},{"$f":"SUMIFS(M$30:M$115,$B$30:$B$115,Scenarios!$I$12,$C$30:$C$115,$C19)","v":10.406198035409302},{"$f":"SUMIFS(N$30:N$115,$B$30:$B$115,Scenarios!$I$12,$C$30:$C$115,$C19)","v":9.3788244960905356},{"$f":"SUMIFS(O$30:O$115,$B$30:$B$115,Scenarios!$I$12,$C$30:$C$115,$C19)","v":9.1904081751158486},{"$f":"SUMIFS(P$30:P$115,$B$30:$B$115,Scenarios!$I$12,$C$30:$C$115,$C19)","v":9.0057770523847616},{"$f":"SUMIFS(Q$30:Q$115,$B$30:$B$115,Scenarios!$I$12,$C$30:$C$115,$C19)","v":8.8248550849851259},{"$f":"SUMIFS(R$30:R$115,$B$30:$B$115,Scenarios!$I$12,$C$30:$C$115,$C19)","v":8.6475677576723307},{"$f":"SUMIFS(S$30:S$115,$B$30:$B$115,Scenarios!$I$12,$C$30:$C$115,$C19)","v":8.4738420521791618},{"$f":"SUMIFS(T$30:T$115,$B$30:$B$115,Scenarios!$I$12,$C$30:$C$115,$C19)","v":8.3036064171421984},{"$f":"SUMIFS(U$30:U$115,$B$30:$B$115,Scenarios!$I$12,$C$30:$C$115,$C19)","v":8.1367907386323921},{"$f":"SUMIFS(V$30:V$115,$B$30:$B$115,Scenarios!$I$12,$C$30:$C$115,$C19)","v":7.9733263112776545},{"$f":"SUMIFS(W$30:W$115,$B$30:$B$115,Scenarios!$I$12,$C$30:$C$115,$C19)","v":7.8131458099655946},{"$f":"SUMIFS(X$30:X$115,$B$30:$B$115,Scenarios!$I$12,$C$30:$C$115,$C19)","v":7.6561832621147259},{"$f":"SUMIFS(Y$30:Y$115,$B$30:$B$115,Scenarios!$I$12,$C$30:$C$115,$C19)","v":7.6561832621147259},{"$f":"SUMIFS(Z$30:Z$115,$B$30:$B$115,Scenarios!$I$12,$C$30:$C$115,$C19)","v":7.6561832621147259},{"$f":"SUMIFS(AA$30:AA$115,$B$30:$B$115,Scenarios!$I$12,$C$30:$C$115,$C19)","v":7.6561832621147259},{"$f":"SUMIFS(AB$30:AB$115,$B$30:$B$115,Scenarios!$I$12,$C$30:$C$115,$C19)","v":7.6561832621147259},{"$f":"SUMIFS(AC$30:AC$115,$B$30:$B$115,Scenarios!$I$12,$C$30:$C$115,$C19)","v":7.6561832621147259},{"$f":"SUMIFS(AD$30:AD$115,$B$30:$B$115,Scenarios!$I$12,$C$30:$C$115,$C19)","v":7.6561832621147259},{"$f":"SUMIFS(AE$30:AE$115,$B$30:$B$115,Scenarios!$I$12,$C$30:$C$115,$C19)","v":7.6561832621147259},{"$f":"SUMIFS(AF$30:AF$115,$B$30:$B$115,Scenarios!$I$12,$C$30:$C$115,$C19)","v":7.6561832621147259},{"$f":"SUMIFS(AG$30:AG$115,$B$30:$B$115,Scenarios!$I$12,$C$30:$C$115,$C19)","v":7.6561832621147259},{"$f":"SUMIFS(AH$30:AH$115,$B$30:$B$115,Scenarios!$I$12,$C$30:$C$115,$C19)","v":7.6561832621147259},{"$f":"SUMIFS(AI$30:AI$115,$B$30:$B$115,Scenarios!$I$12,$C$30:$C$115,$C19)","v":7.6561832621147259},{"$f":"SUMIFS(AJ$30:AJ$115,$B$30:$B$115,Scenarios!$I$12,$C$30:$C$115,$C19)","v":7.6561832621147259},{"$f":"SUMIFS(AK$30:AK$115,$B$30:$B$115,Scenarios!$I$12,$C$30:$C$115,$C19)","v":7.6561832621147259},{"$f":"SUMIFS(AL$30:AL$115,$B$30:$B$115,Scenarios!$I$12,$C$30:$C$115,$C19)","v":7.6561832621147259},{"$f":"SUMIFS(AM$30:AM$115,$B$30:$B$115,Scenarios!$I$12,$C$30:$C$115,$C19)","v":7.6561832621147259},{"$f":"SUMIFS(AN$30:AN$115,$B$30:$B$115,Scenarios!$I$12,$C$30:$C$115,$C19)","v":7.6561832621147259},{"$f":"SUMIFS(AO$30:AO$115,$B$30:$B$115,Scenarios!$I$12,$C$30:$C$115,$C19)","v":7.6561832621147259},{"$f":"SUMIFS(AP$30:AP$115,$B$30:$B$115,Scenarios!$I$12,$C$30:$C$115,$C19)","v":7.6561832621147259},{"$f":"SUMIFS(AQ$30:AQ$115,$B$30:$B$115,Scenarios!$I$12,$C$30:$C$115,$C19)","v":7.6561832621147259},{"$f":"SUMIFS(AR$30:AR$115,$B$30:$B$115,Scenarios!$I$12,$C$30:$C$115,$C19)","v":7.6561832621147259},{"$f":"SUMIFS(AS$30:AS$115,$B$30:$B$115,Scenarios!$I$12,$C$30:$C$115,$C19)","v":7.6561832621147259},{"$f":"SUMIFS(AT$30:AT$115,$B$30:$B$115,Scenarios!$I$12,$C$30:$C$115,$C19)","v":7.6561832621147259},{"$f":"SUMIFS(AU$30:AU$115,$B$30:$B$115,Scenarios!$I$12,$C$30:$C$115,$C19)","v":7.6561832621147259},{"$f":"SUMIFS(AV$30:AV$115,$B$30:$B$115,Scenarios!$I$12,$C$30:$C$115,$C19)","v":7.6561832621147259},{"$f":"SUMIFS(AW$30:AW$115,$B$30:$B$115,Scenarios!$I$12,$C$30:$C$115,$C19)","v":7.6561832621147259},{"$f":"SUMIFS(AX$30:AX$115,$B$30:$B$115,Scenarios!$I$12,$C$30:$C$115,$C19)","v":7.6561832621147259},{"$f":"SUMIFS(AY$30:AY$115,$B$30:$B$115,Scenarios!$I$12,$C$30:$C$115,$C19)","v":7.6561832621147259},{"$f":"SUMIFS(AZ$30:AZ$115,$B$30:$B$115,Scenarios!$I$12,$C$30:$C$115,$C19)","v":7.6561832621147259},{"$f":"SUMIFS(BA$30:BA$115,$B$30:$B$115,Scenarios!$I$12,$C$30:$C$115,$C19)","v":7.6561832621147259},{"$f":"SUMIFS(BB$30:BB$115,$B$30:$B$115,Scenarios!$I$12,$C$30:$C$115,$C19)","v":7.6561832621147259},{"$f":"SUMIFS(BC$30:BC$115,$B$30:$B$115,Scenarios!$I$12,$C$30:$C$115,$C19)","v":7.6561832621147259},{"$f":"SUMIFS(BD$30:BD$115,$B$30:$B$115,Scenarios!$I$12,$C$30:$C$115,$C19)","v":7.6561832621147259},{"$f":"SUMIFS(BE$30:BE$115,$B$30:$B$115,Scenarios!$I$12,$C$30:$C$115,$C19)","v":7.6561832621147259},{"$f":"SUMIFS(BF$30:BF$115,$B$30:$B$115,Scenarios!$I$12,$C$30:$C$115,$C19)","v":7.6561832621147259},{"$f":"SUMIFS(BG$30:BG$115,$B$30:$B$115,Scenarios!$I$12,$C$30:$C$115,$C19)","v":7.6561832621147259},null,"Electricity sale",12.810894104842081]
[null,null,"Electricity",{"$f":"SUMIFS(D$30:D$115,$B$30:$B$115,Scenarios!$I$12,$C$30:$C$115,$C20)","v":23.611111111111111},{"$f":"SUMIFS(E$30:E$115,$B$30:$B$115,Scenarios!$I$12,$C$30:$C$115,$C20)","v":34.166666666666664},{"$f":"SUMIFS(F$30:F$115,$B$30:$B$115,Scenarios!$I$12,$C$30:$C$115,$C20)","v":107.22222222222221},{"$f":"SUMIFS(G$30:G$115,$B$30:$B$115,Scenarios!$I$12,$C$30:$C$115,$C20)","v":60},{"$f":"SUMIFS(H$30:H$115,$B$30:$B$115,Scenarios!$I$12,$C$30:$C$115,$C20)","v":43.888888888888886},{"$f":"SUMIFS(I$30:I$115,$B$30:$B$115,Scenarios!$I$12,$C$30:$C$115,$C20)","v":44.166666666666664},{"$f":"SUMIFS(J$30:J$115,$B$30:$B$115,Scenarios!$I$12,$C$30:$C$115,$C20)","v":39.806220661425833},{"$f":"SUMIFS(K$30:K$115,$B$30:$B$115,Scenarios!$I$12,$C$30:$C$115,$C20)","v":35.876268755006599},{"$f":"SUMIFS(L$30:L$115,$B$30:$B$115,Scenarios!$I$12,$C$30:$C$115,$C20)","v":32.334309522348896},{"$f":"SUMIFS(M$30:M$115,$B$30:$B$115,Scenarios!$I$12,$C$30:$C$115,$C20)","v":29.142037579957645},{"$f":"SUMIFS(N$30:N$115,$B$30:$B$115,Scenarios!$I$12,$C$30:$C$115,$C20)","v":26.264929322974144},{"$f":"SUMIFS(O$30:O$115,$B$30:$B$115,Scenarios!$I$12,$C$30:$C$115,$C20)","v":25.73727883161909},{"$f":"SUMIFS(P$30:P$115,$B$30:$B$115,Scenarios!$I$12,$C$30:$C$115,$C20)","v":25.220228598791429},{"$f":"SUMIFS(Q$30:Q$115,$B$30:$B$115,Scenarios!$I$12,$C$30:$C$115,$C20)","v":24.713565670115702},{"$f":"SUMIFS(R$30:R$115,$B$30:$B$115,Scenarios!$I$12,$C$30:$C$115,$C20)","v":24.217081369373052},{"$f":"SUMIFS(S$30:S$115,$B$30:$B$115,Scenarios!$I$12,$C$30:$C$115,$C20)","v":23.730571212555006},{"$f":"SUMIFS(T$30:T$115,$B$30:$B$115,Scenarios!$I$12,$C$30:$C$115,$C20)","v":23.253834823643878},{"$f":"SUMIFS(U$30:U$115,$B$30:$B$115,Scenarios!$I$12,$C$30:$C$115,$C20)","v":22.786675852085086},{"$f":"SUMIFS(V$30:V$115,$B$30:$B$115,Scenarios!$I$12,$C$30:$C$115,$C20)","v":22.328901891917447},{"$f":"SUMIFS(W$30:W$115,$B$30:$B$115,Scenarios!$I$12,$C$30:$C$115,$C20)","v":21.880324402528075},{"$f":"SUMIFS(X$30:X$115,$B$30:$B$115,Scenarios!$I$12,$C$30:$C$115,$C20)","v":21.440758630999298},{"$f":"SUMIFS(Y$30:Y$115,$B$30:$B$115,Scenarios!$I$12,$C$30:$C$115,$C20)","v":21.440758630999298},{"$f":"SUMIFS(Z$30:Z$115,$B$30:$B$115,Scenarios!$I$12,$C$30:$C$115,$C20)","v":21.440758630999298},{"$f":"SUMIFS(AA$30:AA$115,$B$30:$B$115,Scenarios!$I$12,$C$30:$C$115,$C20)","v":21.440758630999298},{"$f":"SUMIFS(AB$30:AB$115,$B$30:$B$115,Scenarios!$I$12,$C$30:$C$115,$C20)","v":21.440758630999298},{"$f":"SUMIFS(AC$30:AC$115,$B$30:$B$115,Scenarios!$I$12,$C$30:$C$115,$C20)","v":21.440758630999298},{"$f":"SUMIFS(AD$30:AD$115,$B$30:$B$115,Scenarios!$I$12,$C$30:$C$115,$C20)","v":21.440758630999298},{"$f":"SUMIFS(AE$30:AE$115,$B$30:$B$115,Scenarios!$I$12,$C$30:$C$115,$C20)","v":21.440758630999298},{"$f":"SUMIFS(AF$30:AF$115,$B$30:$B$115,Scenarios!$I$12,$C$30:$C$115,$C20)","v":21.440758630999298},{"$f":"SUMIFS(AG$30:AG$115,$B$30:$B$115,Scenarios!$I$12,$C$30:$C$115,$C20)","v":21.440758630999298},{"$f":"SUMIFS(AH$30:AH$115,$B$30:$B$115,Scenarios!$I$12,$C$30:$C$115,$C20)","v":21.440758630999298},{"$f":"SUMIFS(AI$30:AI$115,$B$30:$B$115,Scenarios!$I$12,$C$30:$C$115,$C20)","v":21.440758630999298},{"$f":"SUMIFS(AJ$30:AJ$115,$B$30:$B$115,Scenarios!$I$12,$C$30:$C$115,$C20)","v":21.440758630999298},{"$f":"SUMIFS(AK$30:AK$115,$B$30:$B$115,Scenarios!$I$12,$C$30:$C$115,$C20)","v":21.440758630999298},{"$f":"SUMIFS(AL$30:AL$115,$B$30:$B$115,Scenarios!$I$12,$C$30:$C$115,$C20)","v":21.440758630999298},{"$f":"SUMIFS(AM$30:AM$115,$B$30:$B$115,Scenarios!$I$12,$C$30:$C$115,$C20)","v":21.440758630999298},{"$f":"SUMIFS(AN$30:AN$115,$B$30:$B$115,Scenarios!$I$12,$C$30:$C$115,$C20)","v":21.440758630999298},{"$f":"SUMIFS(AO$30:AO$115,$B$30:$B$115,Scenarios!$I$12,$C$30:$C$115,$C20)","v":21.440758630999298},{"$f":"SUMIFS(AP$30:AP$115,$B$30:$B$115,Scenarios!$I$12,$C$30:$C$115,$C20)","v":21.440758630999298},{"$f":"SUMIFS(AQ$30:AQ$115,$B$30:$B$115,Scenarios!$I$12,$C$30:$C$115,$C20)","v":21.440758630999298},{"$f":"SUMIFS(AR$30:AR$115,$B$30:$B$115,Scenarios!$I$12,$C$30:$C$115,$C20)","v":21.440758630999298},{"$f":"SUMIFS(AS$30:AS$115,$B$30:$B$115,Scenarios!$I$12,$C$30:$C$115,$C20)","v":21.440758630999298},{"$f":"SUMIFS(AT$30:AT$115,$B$30:$B$115,Scenarios!$I$12,$C$30:$C$115,$C20)","v":21.440758630999298},{"$f":"SUMIFS(AU$30:AU$115,$B$30:$B$115,Scenarios!$I$12,$C$30:$C$115,$C20)","v":21.440758630999298},{"$f":"SUMIFS(AV$30:AV$115,$B$30:$B$115,Scenarios!$I$12,$C$30:$C$115,$C20)","v":21.440758630999298},{"$f":"SUMIFS(AW$30:AW$115,$B$30:$B$115,Scenarios!$I$12,$C$30:$C$115,$C20)","v":21.440758630999298},{"$f":"SUMIFS(AX$30:AX$115,$B$30:$B$115,Scenarios!$I$12,$C$30:$C$115,$C20)","v":21.440758630999298},{"$f":"SUMIFS(AY$30:AY$115,$B$30:$B$115,Scenarios!$I$12,$C$30:$C$115,$C20)","v":21.440758630999298},{"$f":"SUMIFS(AZ$30:AZ$115,$B$30:$B$115,Scenarios!$I$12,$C$30:$C$115,$C20)","v":21.440758630999298},{"$f":"SUMIFS(BA$30:BA$115,$B$30:$B$115,Scenarios!$I$12,$C$30:$C$115,$C20)","v":21.440758630999298},{"$f":"SUMIFS(BB$30:BB$115,$B$30:$B$115,Scenarios!$I$12,$C$30:$C$115,$C20)","v":21.440758630999298},{"$f":"SUMIFS(BC$30:BC$115,$B$30:$B$115,Scenarios!$I$12,$C$30:$C$115,$C20)","v":21.440758630999298},{"$f":"SUMIFS(BD$30:BD$115,$B$30:$B$115,Scenarios!$I$12,$C$30:$C$115,$C20)","v":21.440758630999298},{"$f":"SUMIFS(BE$30:BE$115,$B$30:$B$115,Scenarios!$I$12,$C$30:$C$115,$C20)","v":21.440758630999298},{"$f":"SUMIFS(BF$30:BF$115,$B$30:$B$115,Scenarios!$I$12,$C$30:$C$115,$C20)","v":21.440758630999298},{"$f":"SUMIFS(BG$30:BG$115,$B$30:$B$115,Scenarios!$I$12,$C$30:$C$115,$C20)","v":21.440758630999298},null,"Electricity",35.876268755006599]
[null,null,"Municipal waste",{"$f":"SUMIFS(D$30:D$115,$B$30:$B$115,Scenarios!$I$12,$C$30:$C$115,$C21)","v":0},{"$f":"SUMIFS(E$30:E$115,$B$30:$B$115,Scenarios!$I$12,$C$30:$C$115,$C21)","v":0},{"$f":"SUMIFS(F$30:F$115,$B$30:$B$115,Scenarios!$I$12,$C$30:$C$115,$C21)","v":0},{"$f":"SUMIFS(G$30:G$115,$B$30:$B$115,Scenarios!$I$12,$C$30:$C$115,$C21)","v":0},{"$f":"SUMIFS(H$30:H$115,$B$30:$B$115,Scenarios!$I$12,$C$30:$C$115,$C21)","v":0},{"$f":"SUMIFS(I$30:I$115,$B$30:$B$115,Scenarios!$I$12,$C$30:$C$115,$C21)","v":0},{"$f":"SUMIFS(J$30:J$115,$B$30:$B$115,Scenarios!$I$12,$C$30:$C$115,$C21)","v":0},{"$f":"SUMIFS(K$30:K$115,$B$30:$B$115,Scenarios!$I$12,$C$30:$C$115,$C21)","v":0},{"$f":"SUMIFS(L$30:L$115,$B$30:$B$115,Scenarios!$I$12,$C$30:$C$115,$C21)","v":0},{"$f":"SUMIFS(M$30:M$115,$B$30:$B$115,Scenarios!$I$12,$C$30:$C$115,$C21)","v":0},{"$f":"SUMIFS(N$30:N$115,$B$30:$B$115,Scenarios!$I$12,$C$30:$C$115,$C21)","v":0},{"$f":"SUMIFS(O$30:O$115,$B$30:$B$115,Scenarios!$I$12,$C$30:$C$115,$C21)","v":0},{"$f":"SUMIFS(P$30:P$115,$B$30:$B$115,Scenarios!$I$12,$C$30:$C$115,$C21)","v":0},{"$f":"SUMIFS(Q$30:Q$115,$B$30:$B$115,Scenarios!$I$12,$C$30:$C$115,$C21)","v":0},{"$f":"SUMIFS(R$30:R$115,$B$30:$B$115,Scenarios!$I$12,$C$30:$C$115,$C21)","v":0},{"$f":"SUMIFS(S$30:S$115,$B$30:$B$115,Scenarios!$I$12,$C$30:$C$115,$C21)","v":0},{"$f":"SUMIFS(T$30:T$115,$B$30:$B$115,Scenarios!$I$12,$C$30:$C$115,$C21)","v":0},{"$f":"SUMIFS(U$30:U$115,$B$30:$B$115,Scenarios!$I$12,$C$30:$C$115,$C21)","v":0},{"$f":"SUMIFS(V$30:V$115,$B$30:$B$115,Scenarios!$I$12,$C$30:$C$115,$C21)","v":0},{"$f":"SUMIFS(W$30:W$115,$B$30:$B$115,Scenarios!$I$12,$C$30:$C$115,$C21)","v":0},{"$f":"SUMIFS(X$30:X$115,$B$30:$B$115,Scenarios!$I$12,$C$30:$C$115,$C21)","v":0},{"$f":"SUMIFS(Y$30:Y$115,$B$30:$B$115,Scenarios!$I$12,$C$30:$C$115,$C21)","v":0},{"$f":"SUMIFS(Z$30:Z$115,$B$30:$B$115,Scenarios!$I$12,$C$30:$C$115,$C21)","v":0},{"$f":"SUMIFS(AA$30:AA$115,$B$30:$B$115,Scenarios!$I$12,$C$30:$C$115,$C21)","v":0},{"$f":"SUMIFS(AB$30:AB$115,$B$30:$B$115,Scenarios!$I$12,$C$30:$C$115,$C21)","v":0},{"$f":"SUMIFS(AC$30:AC$115,$B$30:$B$115,Scenarios!$I$12,$C$30:$C$115,$C21)","v":0},{"$f":"SUMIFS(AD$30:AD$115,$B$30:$B$115,Scenarios!$I$12,$C$30:$C$115,$C21)","v":0},{"$f":"SUMIFS(AE$30:AE$115,$B$30:$B$115,Scenarios!$I$12,$C$30:$C$115,$C21)","v":0},{"$f":"SUMIFS(AF$30:AF$115,$B$30:$B$115,Scenarios!$I$12,$C$30:$C$115,$C21)","v":0},{"$f":"SUMIFS(AG$30:AG$115,$B$30:$B$115,Scenarios!$I$12,$C$30:$C$115,$C21)","v":0},{"$f":"SUMIFS(AH$30:AH$115,$B$30:$B$115,Scenarios!$I$12,$C$30:$C$115,$C21)","v":0},{"$f":"SUMIFS(AI$30:AI$115,$B$30:$B$115,Scenarios!$I$12,$C$30:$C$115,$C21)","v":0},{"$f":"SUMIFS(AJ$30:AJ$115,$B$30:$B$115,Scenarios!$I$12,$C$30:$C$115,$C21)","v":0},{"$f":"SUMIFS(AK$30:AK$115,$B$30:$B$115,Scenarios!$I$12,$C$30:$C$115,$C21)","v":0},{"$f":"SUMIFS(AL$30:AL$115,$B$30:$B$115,Scenarios!$I$12,$C$30:$C$115,$C21)","v":0},{"$f":"SUMIFS(AM$30:AM$115,$B$30:$B$115,Scenarios!$I$12,$C$30:$C$115,$C21)","v":0},{"$f":"SUMIFS(AN$30:AN$115,$B$30:$B$115,Scenarios!$I$12,$C$30:$C$115,$C21)","v":0},{"$f":"SUMIFS(AO$30:AO$115,$B$30:$B$115,Scenarios!$I$12,$C$30:$C$115,$C21)","v":0},{"$f":"SUMIFS(AP$30:AP$115,$B$30:$B$115,Scenarios!$I$12,$C$30:$C$115,$C21)","v":0},{"$f":"SUMIFS(AQ$30:AQ$115,$B$30:$B$115,Scenarios!$I$12,$C$30:$C$115,$C21)","v":0},{"$f":"SUMIFS(AR$30:AR$115,$B$30:$B$115,Scenarios!$I$12,$C$30:$C$115,$C21)","v":0},{"$f":"SUMIFS(AS$30:AS$115,$B$30:$B$115,Scenarios!$I$12,$C$30:$C$115,$C21)","v":0},{"$f":"SUMIFS(AT$30:AT$115,$B$30:$B$115,Scenarios!$I$12,$C$30:$C$115,$C21)","v":0},{"$f":"SUMIFS(AU$30:AU$115,$B$30:$B$115,Scenarios!$I$12,$C$30:$C$115,$C21)","v":0},{"$f":"SUMIFS(AV$30:AV$115,$B$30:$B$115,Scenarios!$I$12,$C$30:$C$115,$C21)","v":0},{"$f":"SUMIFS(AW$30:AW$115,$B$30:$B$115,Scenarios!$I$12,$C$30:$C$115,$C21)","v":0},{"$f":"SUMIFS(AX$30:AX$115,$B$30:$B$115,Scenarios!$I$12,$C$30:$C$115,$C21)","v":0},{"$f":"SUMIFS(AY$30:AY$115,$B$30:$B$115,Scenarios!$I$12,$C$30:$C$115,$C21)","v":0},{"$f":"SUMIFS(AZ$30:AZ$115,$B$30:$B$115,Scenarios!$I$12,$C$30:$C$115,$C21)","v":0},{"$f":"SUMIFS(BA$30:BA$115,$B$30:$B$115,Scenarios!$I$12,$C$30:$C$115,$C21)","v":0},{"$f":"SUMIFS(BB$30:BB$115,$B$30:$B$115,Scenarios!$I$12,$C$30:$C$115,$C21)","v":0},{"$f":"SUMIFS(BC$30:BC$115,$B$30:$B$115,Scenarios!$I$12,$C$30:$C$115,$C21)","v":0},{"$f":"SUMIFS(BD$30:BD$115,$B$30:$B$115,Scenarios!$I$12,$C$30:$C$115,$C21)","v":0},{"$f":"SUMIFS(BE$30:BE$115,$B$30:$B$115,Scenarios!$I$12,$C$30:$C$115,$C21)","v":0},{"$f":"SUMIFS(BF$30:BF$115,$B$30:$B$115,Scenarios!$I$12,$C$30:$C$115,$C21)","v":0},{"$f":"SUMIFS(BG$30:BG$115,$B$30:$B$115,Scenarios!$I$12,$C$30:$C$115,$C21)","v":0},null,"Municipal waste",0]
[null,null,"Excess heat",0,0,0,0,0,0,0,0,0,0,0,0,0,0,0,0,0,0,0,0,0,0,0,0,0,0,0,0,0,0,0,0,0,0,0,0,0,0,0,0,0,0,0,0,0,0,0,0,0,0,0,0,0,0,0,0,null,"Excess heat",0]
[null,null,"Solar",0,0,0,0,0,0,0,0,0,0,0,0,0,0,0,0,0,0,0,0,0,0,0,0,0,0,0,0,0,0,0,0,0,0,0,0,0,0,0,0,0,0,0,0,0,0,0,0,0,0,0,0,0,0,0,0,null,"Solar",0]
[null,null,{"$f":"\"Source: \" &C27& \" & \" &Scenarios!B10","v":"Source: Table F2 & Table S1"},null,null,null,null,null,null,null,null,null,null,null,null,null,null,null,null,null,null,null,null,null,null,null,null,null,null,null,null,null,null,null,null,null,null,null,null,null,null,null,null,null,null,null,null,null,null,null,null,null,null,null,null,null,null,null,null,null,"Electricity",{"$f":"SUMIFS($BJ$11:$BJ$23,$BI$11:$BI$23,BI24)","v":35.876268755006599}]
[null,null,null,null,null,null,null,null,null,null,null,null,null,null,null,null,null,null,null,null,null,null,null,null,null,null,null,null,null,null,null,null,null,null,null,null,null,null,null,null,null,null,null,null,null,null,null,null,null,null,null,null,null,null,null,null,null,null,null,null,"Electricity sale",{"$f":"SUMIFS($BJ$11:$BJ$23,$BI$11:$BI$23,BI25)","v":12.810894104842081}]
[null,null,null,null,null,null,null,null,null,null,null,null,null,null,null,null,null,null,null,null,null,null,null,null,null,null,null,null,null,null,null,null,null,null,null,null,null,null,null,null,null,null,null,null,null,null,null,null,null,null,null,null,null,null,null,null,null,null,null,null,"Offset",{"$f":"IFERROR(MATCH(BJ10,$D$10:$BG$10,0),0)","v":8}]
[null,null,"Table F2","Prices for scenarios"]
[null,null,"Table F2.1","Fuel prices by fuel @DH plant, EUR/GJ - high electricity price"]
[null,null,null,2020,2021,2022,2023,2024,2025,2026,2027,2028,2029,2030,2031,2032,2033,2034,2035,2036,2037,2038,2039,2040,2041,2042,2043,2044,2045,2046,2047,2048,2049,2050,2051,2052,2053,2054,2055,2056,2057,2058,2059,2060,2061,2062,2063,2064,2065,2066,2067,2068,2069,2070,2071,2072,2073,2074,2075]
[null,"HighElec","Natural gas",{"$f":"D105","v":3.3252406841091853},16.394370823422811,42.532631102050061,17.858030354513534,17.221355759429155,14.52932948238759,12.3805527239778,10.844229244535056,9.6919866349529968,8.7992581266281569,8.0829992071582293,8.003414882772681,7.9238305583871336,7.844246234001587,7.7681220976328014,7.688537773247254,7.6020330728281795,7.5189885604258695,7.4324838600067968,7.349439347604485,7.2629346471854124,7.1868105108166276,7.1072261864310793,7.0276418620455328,6.9480575376599845,6.8719334012911997,6.8719334012911997,6.8719334012911997,6.8719334012911997,6.8719334012911997,6.8719334012911997,6.8719334012911997,{"$f":"AJ105","v":6.8719334012911997},6.8719334012911997,6.8719334012911997,6.8719334012911997,6.8719334012911997,6.8719334012911997,6.8719334012911997,6.8719334012911997,6.8719334012911997,6.8719334012911997,6.8719334012911997,6.8719334012911997,6.8719334012911997,6.8719334012911997,6.8719334012911997,6.8719334012911997,6.8719334012911997,6.8719334012911997,6.8719334012911997,6.8719334012911997,6.8719334012911997,6.8719334012911997,6.8719334012911997,6.8719334012911997]
[null,"HighElec","Coal",{"$f":"D106","v":1.4948012232415904},1.4948012232415904,1.4948012232415904,1.4948012232415904,1.4948012232415904,1.4948012232415904,1.4948012232415904,1.4948012232415904,1.4948012232415904,1.4948012232415904,1.4948012232415904,1.4948012232415904,1.4948012232415904,1.4948012232415904,1.4948012232415904,1.4948012232415904,1.4948012232415904,1.4948012232415904,1.4948012232415904,1.4948012232415904,1.4948012232415904,1.4948012232415904,1.4948012232415904,1.4948012232415904,1.4948012232415904,1.4948012232415904,1.4948012232415904,1.4948012232415904,1.4948012232415904,1.4948012232415904,1.4948012232415904,1.4948012232415904,{"$f":"AJ106","v":1.4948012232415904},1.4948012232415904,1.4948012232415904,1.4948012232415904,1.4948012232415904,1.4948012232415904,1.4948012232415904,1.4948012232415904,1.4948012232415904,1.4948012232415904,1.4948012232415904,1.4948012232415904,1.4948012232415904,1.4948012232415904,1.4948012232415904,1.4948012232415904,1.4948012232415904,1.4948012232415904,1.4948012232415904,1.4948012232415904,1.4948012232415904,1.4948012232415904,1.4948012232415904,1.4948012232415904]
[null,"HighElec","Fueloil",{"$f":"D107","v":6.9791992298108516},11.685054932608452,14.830365839845964,12.802695662022881,11.653913240457584,10.806167176350664,10.020704496545477,9.4566938498131154,9.0345509117680383,8.7058330501755581,8.4463189489183375,8.4220976328009964,8.3978763166836554,8.3736550005663144,8.3494336844489752,8.3252123683316341,8.2940706761807679,8.2629289840299016,8.2317872918790354,8.2041057877449308,8.1729640955940646,8.1487427794767235,8.1245214633593843,8.1003001472420433,8.0760788311247023,8.0518575150073612,8.0518575150073612,8.0518575150073612,8.0518575150073612,8.0518575150073612,8.0518575150073612,8.0518575150073612,{"$f":"AJ107","v":8.0518575150073612},8.0518575150073612,8.0518575150073612,8.0518575150073612,8.0518575150073612,8.0518575150073612,8.0518575150073612,8.0518575150073612,8.0518575150073612,8.0518575150073612,8.0518575150073612,8.0518575150073612,8.0518575150073612,8.0518575150073612,8.0518575150073612,8.0518575150073612,8.0518575150073612,8.0518575150073612,8.0518575150073612,8.0518575150073612,8.0518575150073612,8.0518575150073612,8.0518575150073612,8.0518575150073612]
[null,"HighElec","Straw",{"$f":"D108","v":0},0,0,0,0,8.123448275862069,8.2709341780671988,8.4210977721355107,8.5739876731116098,8.7296533786743531,8.8881452851615901,8.966034220524298,9.0446057151901336,9.1238657505889389,9.2038203605672493,9.284475631847636,9.3658377044920726,9.4479127723693566,9.5307070836266359,9.6142269411650592,9.6984787031196014,9.6984787031196014,9.6984787031196014,9.6984787031196014,9.6984787031196014,9.6984787031196014,9.6984787031196014,9.6984787031196014,9.6984787031196014,9.6984787031196014,9.6984787031196014,9.6984787031196014,{"$f":"AJ108","v":9.6984787031196014},9.6984787031196014,9.6984787031196014,9.6984787031196014,9.6984787031196014,9.6984787031196014,9.6984787031196014,9.6984787031196014,9.6984787031196014,9.6984787031196014,9.6984787031196014,9.6984787031196014,9.6984787031196014,9.6984787031196014,9.6984787031196014,9.6984787031196014,9.6984787031196014,9.6984787031196014,9.6984787031196014,9.6984787031196014,9.6984787031196014,9.6984787031196014,9.6984787031196014,9.6984787031196014]
[null,"HighElec","Wood chips",{"$f":"D109","v":7.3190566549200318},6.7769043101111412,8.8551549652118915,10.652195759220177,9.4462868053461939,9.8482564566375235,9.5648950645449631,9.2896867581160603,9.0223969506791857,8.7627978052656808,8.5106680404023578,8.5849394487475887,8.6598590132741435,8.7354323903502635,8.811665285706523,8.8885634548666097,8.9661327035818594,9.0443788882695859,9.1233079164552393,9.2029257472184156,9.2832383916427634,9.2832383916427634,9.2832383916427634,9.2832383916427634,9.2832383916427634,9.2832383916427634,9.2832383916427634,9.2832383916427634,9.2832383916427634,9.2832383916427634,9.2832383916427634,9.2832383916427634,{"$f":"AJ109","v":9.2832383916427634},9.2832383916427634,9.2832383916427634,9.2832383916427634,9.2832383916427634,9.2832383916427634,9.2832383916427634,9.2832383916427634,9.2832383916427634,9.2832383916427634,9.2832383916427634,9.2832383916427634,9.2832383916427634,9.2832383916427634,9.2832383916427634,9.2832383916427634,9.2832383916427634,9.2832383916427634,9.2832383916427634,9.2832383916427634,9.2832383916427634,9.2832383916427634,9.2832383916427634,9.2832383916427634]
[null,"HighElec","Wood pellets",{"$f":"D110","v":0},0,0,0,0,15.512950600801069,13.914478783306444,12.480715293523032,11.194688400751227,10.041175160445366,9.0065212173283076,9.0519723205553646,9.0976527912301535,9.143563786847702,9.1897064707443015,9.2360820121269764,9.2826915861031178,9.329536373710253,9.3766175619459773,9.4239363437980295,9.4714939182745184,9.4714939182745184,9.4714939182745184,9.4714939182745184,9.4714939182745184,9.4714939182745184,9.4714939182745184,9.4714939182745184,9.4714939182745184,9.4714939182745184,9.4714939182745184,9.4714939182745184,{"$f":"AJ110","v":9.4714939182745184},9.4714939182745184,9.4714939182745184,9.4714939182745184,9.4714939182745184,9.4714939182745184,9.4714939182745184,9.4714939182745184,9.4714939182745184,9.4714939182745184,9.4714939182745184,9.4714939182745184,9.4714939182745184,9.4714939182745184,9.4714939182745184,9.4714939182745184,9.4714939182745184,9.4714939182745184,9.4714939182745184,9.4714939182745184,9.4714939182745184,9.4714939182745184,9.4714939182745184,9.4714939182745184]
[null,"HighElec","Biogas",{"$f":"D111","v":3.6577647525201042},18.033807905765094,46.785894212255073,19.64383338996489,18.943491335372073,15.982262430626351,13.618607996375582,11.928652168988561,10.661185298448297,9.679183939290974,8.8912991278740527,8.8037563710499498,8.7162136142258468,8.6286708574017457,8.5449343073960815,8.4573915505719803,8.362236380110998,8.2708874164684563,8.1757322460074775,8.084383282364934,7.9892281119039543,7.9054915618982911,7.8179488050741881,7.7304060482500869,7.6428632914259831,7.5591267414203198,7.5591267414203198,7.5591267414203198,7.5591267414203198,7.5591267414203198,7.5591267414203198,7.5591267414203198,{"$f":"AJ111","v":7.5591267414203198},7.5591267414203198,7.5591267414203198,7.5591267414203198,7.5591267414203198,7.5591267414203198,7.5591267414203198,7.5591267414203198,7.5591267414203198,7.5591267414203198,7.5591267414203198,7.5591267414203198,7.5591267414203198,7.5591267414203198,7.5591267414203198,7.5591267414203198,7.5591267414203198,7.5591267414203198,7.5591267414203198,7.5591267414203198,7.5591267414203198,7.5591267414203198,7.5591267414203198,7.5591267414203198]
[null,"HighElec","Hydrogen",{"$f":"D112","v":115},110,105,100,95,91,87.2,83.4,79.599999999999994,75.8,72,71.599999999999994,71.2,70.8,70.400000000000006,70,69.8,69.599999999999994,69.400000000000006,69.2,69,68.8,68.599999999999994,68.400000000000006,68.2,68,67.8,67.599999999999994,67.400000000000006,67.2,67,67,{"$f":"AJ112","v":67},67,67,67,67,67,67,67,67,67,67,67,67,67,67,67,67,67,67,67,67,67,67,67]
[null,"HighElec","Electricity sale",{"$f":"D113*1.1","v":8.2206666666666663},26.687222222222225,61.892111111111113,24.767722222222226,19.248777777777779,17.3484021664522,15.635645088927266,14.091983515326291,12.70072314041329,11.446817838950233,10.31670694569959,10.109448992627435,9.9063547576232391,9.7073405934836394,9.5123245334395641,9.321226257397079,9.1339670588564186,8.9504698124956317,8.7706589424054204,8.5944603909621549,8.4218015883261987,8.4218015883261987,8.4218015883261987,8.4218015883261987,8.4218015883261987,8.4218015883261987,8.4218015883261987,8.4218015883261987,8.4218015883261987,8.4218015883261987,8.4218015883261987,8.4218015883261987,{"$f":"AJ113*1.1","v":8.4218015883261987},8.4218015883261987,8.4218015883261987,8.4218015883261987,8.4218015883261987,8.4218015883261987,8.4218015883261987,8.4218015883261987,8.4218015883261987,8.4218015883261987,8.4218015883261987,8.4218015883261987,8.4218015883261987,8.4218015883261987,8.4218015883261987,8.4218015883261987,8.4218015883261987,8.4218015883261987,8.4218015883261987,8.4218015883261987,8.4218015883261987,8.4218015883261987,8.4218015883261987,8.4218015883261987]
[null,"HighElec","Electricity",{"$f":"D114*1.1","v":25.972222222222225},37.583333333333336,117.94444444444444,66,48.277777777777779,48.583333333333336,43.78684272756842,39.46389563050726,35.567740474583786,32.056241337953409,28.891422255271561,28.311006714781001,27.742251458670573,27.184922237127275,26.63878950631036,26.103628333810509,25.579218306008269,25.065343437293595,24.561792081109193,24.068356842780883,23.58483449409923,23.58483449409923,23.58483449409923,23.58483449409923,23.58483449409923,23.58483449409923,23.58483449409923,23.58483449409923,23.58483449409923,23.58483449409923,23.58483449409923,23.58483449409923,{"$f":"AJ114*1.1","v":23.58483449409923},23.58483449409923,23.58483449409923,23.58483449409923,23.58483449409923,23.58483449409923,23.58483449409923,23.58483449409923,23.58483449409923,23.58483449409923,23.58483449409923,23.58483449409923,23.58483449409923,23.58483449409923,23.58483449409923,23.58483449409923,23.58483449409923,23.58483449409923,23.58483449409923,23.58483449409923,23.58483449409923,23.58483449409923,23.58483449409923,23.58483449409923]
[null,"HighElec","Municipal waste",{"$f":"D115","v":0},0,0,0,0,0,0,0,0,0,0,0,0,0,0,0,0,0,0,0,0,0,0,0,0,0,0,0,0,0,0,0,{"$f":"AJ115","v":0},0,0,0,0,0,0,0,0,0,0,0,0,0,0,0,0,0,0,0,0,0,0,0]
[null,"Note: sensitivity on electricity price, can be adjusted by user."]
[]
[null,null,"Table F2.2","Fuel prices by fuel @DH plant, EUR/GJ - high gas price"]
[null,null,null,2020,2021,2022,2023,2024,2025,2026,2027,2028,2029,2030,2031,2032,2033,2034,2035,2036,2037,2038,2039,2040,2041,2042,2043,2044,2045,2046,2047,2048,2049,2050,2051,2052,2053,2054,2055,2056,2057,2058,2059,2060,2061,2062,2063,2064,2065,2066,2067,2068,2069,2070,2071,2072,2073,2074,2075]
[null,"Highgas","Natural gas",{"$f":"D105*1.1","v":3.6577647525201042},18.033807905765094,46.785894212255073,19.64383338996489,18.943491335372073,15.982262430626351,13.618607996375582,11.928652168988561,10.661185298448297,9.679183939290974,8.8912991278740527,8.8037563710499498,8.7162136142258468,8.6286708574017457,8.5449343073960815,8.4573915505719803,8.362236380110998,8.2708874164684563,8.1757322460074775,8.084383282364934,7.9892281119039543,7.9054915618982911,7.8179488050741881,7.7304060482500869,7.6428632914259831,7.5591267414203198,7.5591267414203198,7.5591267414203198,7.5591267414203198,7.5591267414203198,7.5591267414203198,7.5591267414203198,{"$f":"AJ105*1.1","v":7.5591267414203198},7.5591267414203198,7.5591267414203198,7.5591267414203198,7.5591267414203198,7.5591267414203198,7.5591267414203198,7.5591267414203198,7.5591267414203198,7.5591267414203198,7.5591267414203198,7.5591267414203198,7.5591267414203198,7.5591267414203198,7.5591267414203198,7.5591267414203198,7.5591267414203198,7.5591267414203198,7.5591267414203198,7.5591267414203198,7.5591267414203198,7.5591267414203198,7.5591267414203198,7.5591267414203198]
[null,"Highgas","Coal",{"$f":"D106","v":1.4948012232415904},1.4948012232415904,1.4948012232415904,1.4948012232415904,1.4948012232415904,1.4948012232415904,1.4948012232415904,1.4948012232415904,1.4948012232415904,1.4948012232415904,1.4948012232415904,1.4948012232415904,1.4948012232415904,1.4948012232415904,1.4948012232415904,1.4948012232415904,1.4948012232415904,1.4948012232415904,1.4948012232415904,1.4948012232415904,1.4948012232415904,1.4948012232415904,1.4948012232415904,1.4948012232415904,1.4948012232415904,1.4948012232415904,1.4948012232415904,1.4948012232415904,1.4948012232415904,1.4948012232415904,1.4948012232415904,1.4948012232415904,{"$f":"AJ106","v":1.4948012232415904},1.4948012232415904,1.4948012232415904,1.4948012232415904,1.4948012232415904,1.4948012232415904,1.4948012232415904,1.4948012232415904,1.4948012232415904,1.4948012232415904,1.4948012232415904,1.4948012232415904,1.4948012232415904,1.4948012232415904,1.4948012232415904,1.4948012232415904,1.4948012232415904,1.4948012232415904,1.4948012232415904,1.4948012232415904,1.4948012232415904,1.4948012232415904,1.4948012232415904,1.4948012232415904]
[null,"Highgas","Fueloil",{"$f":"D107","v":6.9791992298108516},11.685054932608452,14.830365839845964,12.802695662022881,11.653913240457584,10.806167176350664,10.020704496545477,9.4566938498131154,9.0345509117680383,8.7058330501755581,8.4463189489183375,8.4220976328009964,8.3978763166836554,8.3736550005663144,8.3494336844489752,8.3252123683316341,8.2940706761807679,8.2629289840299016,8.2317872918790354,8.2041057877449308,8.1729640955940646,8.1487427794767235,8.1245214633593843,8.1003001472420433,8.0760788311247023,8.0518575150073612,8.0518575150073612,8.0518575150073612,8.0518575150073612,8.0518575150073612,8.0518575150073612,8.0518575150073612,{"$f":"AJ107","v":8.0518575150073612},8.0518575150073612,8.0518575150073612,8.0518575150073612,8.0518575150073612,8.0518575150073612,8.0518575150073612,8.0518575150073612,8.0518575150073612,8.0518575150073612,8.0518575150073612,8.0518575150073612,8.0518575150073612,8.0518575150073612,8.0518575150073612,8.0518575150073612,8.0518575150073612,8.0518575150073612,8.0518575150073612,8.0518575150073612,8.0518575150073612,8.0518575150073612,8.0518575150073612,8.0518575150073612]
[null,"Highgas","Straw",{"$f":"D108","v":0},0,0,0,0,8.123448275862069,8.2709341780671988,8.4210977721355107,8.5739876731116098,8.7296533786743531,8.8881452851615901,8.966034220524298,9.0446057151901336,9.1238657505889389,9.2038203605672493,9.284475631847636,9.3658377044920726,9.4479127723693566,9.5307070836266359,9.6142269411650592,9.6984787031196014,9.6984787031196014,9.6984787031196014,9.6984787031196014,9.6984787031196014,9.6984787031196014,9.6984787031196014,9.6984787031196014,9.6984787031196014,9.6984787031196014,9.6984787031196014,9.6984787031196014,{"$f":"AJ108","v":9.6984787031196014},9.6984787031196014,9.6984787031196014,9.6984787031196014,9.6984787031196014,9.6984787031196014,9.6984787031196014,9.6984787031196014,9.6984787031196014,9.6984787031196014,9.6984787031196014,9.6984787031196014,9.6984787031196014,9.6984787031196014,9.6984787031196014,9.6984787031196014,9.6984787031196014,9.6984787031196014,9.6984787031196014,9.6984787031196014,9.6984787031196014,9.6984787031196014,9.6984787031196014,9.6984787031196014]
[null,"Highgas","Wood chips",{"$f":"D109","v":7.3190566549200318},6.7769043101111412,8.8551549652118915,10.652195759220177,9.4462868053461939,9.8482564566375235,9.5648950645449631,9.2896867581160603,9.0223969506791857,8.7627978052656808,8.5106680404023578,8.5849394487475887,8.6598590132741435,8.7354323903502635,8.811665285706523,8.8885634548666097,8.9661327035818594,9.0443788882695859,9.1233079164552393,9.2029257472184156,9.2832383916427634,9.2832383916427634,9.2832383916427634,9.2832383916427634,9.2832383916427634,9.2832383916427634,9.2832383916427634,9.2832383916427634,9.2832383916427634,9.2832383916427634,9.2832383916427634,9.2832383916427634,{"$f":"AJ109","v":9.2832383916427634},9.2832383916427634,9.2832383916427634,9.2832383916427634,9.2832383916427634,9.2832383916427634,9.2832383916427634,9.2832383916427634,9.2832383916427634,9.2832383916427634,9.2832383916427634,9.2832383916427634,9.2832383916427634,9.2832383916427634,9.2832383916427634,9.2832383916427634,9.2832383916427634,9.2832383916427634,9.2832383916427634,9.2832383916427634,9.2832383916427634,9.2832383916427634,9.2832383916427634,9.2832383916427634]
[null,"Highgas","Wood pellets",{"$f":"D110","v":0},0,0,0,0,15.512950600801069,13.914478783306444,12.480715293523032,11.194688400751227,10.041175160445366,9.0065212173283076,9.0519723205553646,9.0976527912301535,9.143563786847702,9.1897064707443015,9.2360820121269764,9.2826915861031178,9.329536373710253,9.3766175619459773,9.4239363437980295,9.4714939182745184,9.4714939182745184,9.4714939182745184,9.4714939182745184,9.4714939182745184,9.4714939182745184,9.4714939182745184,9.4714939182745184,9.4714939182745184,9.4714939182745184,9.4714939182745184,9.4714939182745184,{"$f":"AJ110","v":9.4714939182745184},9.4714939182745184,9.4714939182745184,9.4714939182745184,9.4714939182745184,9.4714939182745184,9.4714939182745184,9.4714939182745184,9.4714939182745184,9.4714939182745184,9.4714939182745184,9.4714939182745184,9.4714939182745184,9.4714939182745184,9.4714939182745184,9.4714939182745184,9.4714939182745184,9.4714939182745184,9.4714939182745184,9.4714939182745184,9.4714939182745184,9.4714939182745184,9.4714939182745184,9.4714939182745184]
[null,"Highgas","Biogas",{"$f":"D111","v":3.6577647525201042},18.033807905765094,46.785894212255073,19.64383338996489,18.943491335372073,15.982262430626351,13.618607996375582,11.928652168988561,10.661185298448297,9.679183939290974,8.8912991278740527,8.8037563710499498,8.7162136142258468,8.6286708574017457,8.5449343073960815,8.4573915505719803,8.362236380110998,8.2708874164684563,8.1757322460074775,8.084383282364934,7.9892281119039543,7.9054915618982911,7.8179488050741881,7.7304060482500869,7.6428632914259831,7.5591267414203198,7.5591267414203198,7.5591267414203198,7.5591267414203198,7.5591267414203198,7.5591267414203198,7.5591267414203198,{"$f":"AJ111","v":7.5591267414203198},7.5591267414203198,7.5591267414203198,7.5591267414203198,7.5591267414203198,7.5591267414203198,7.5591267414203198,7.5591267414203198,7.5591267414203198,7.5591267414203198,7.5591267414203198,7.5591267414203198,7.5591267414203198,7.5591267414203198,7.5591267414203198,7.5591267414203198,7.5591267414203198,7.5591267414203198,7.5591267414203198,7.5591267414203198,7.5591267414203198,7.5591267414203198,7.5591267414203198,7.5591267414203198]
[null,"Highgas","Hydrogen",{"$f":"D112","v":115},110,105,100,95,91,87.2,83.4,79.599999999999994,75.8,72,71.599999999999994,71.2,70.8,70.400000000000006,70,69.8,69.599999999999994,69.400000000000006,69.2,69,68.8,68.599999999999994,68.400000000000006,68.2,68,67.8,67.599999999999994,67.400000000000006,67.2,67,67,{"$f":"AJ112","v":67},67,67,67,67,67,67,67,67,67,67,67,67,67,67,67,67,67,67,67,67,67,67,67]
[null,"Highgas","Electricity sale",{"$f":"D113","v":7.4733333333333318},24.261111111111113,56.265555555555551,22.516111111111112,17.498888888888889,15.771274696774727,14.214222808115695,12.810894104842081,11.546111945830262,10.406198035409302,9.3788244960905356,9.1904081751158486,9.0057770523847616,8.8248550849851259,8.6475677576723307,8.4738420521791618,8.3036064171421984,8.1367907386323921,7.9733263112776545,7.8131458099655946,7.6561832621147259,7.6561832621147259,7.6561832621147259,7.6561832621147259,7.6561832621147259,7.6561832621147259,7.6561832621147259,7.6561832621147259,7.6561832621147259,7.6561832621147259,7.6561832621147259,7.6561832621147259,{"$f":"AJ113","v":7.6561832621147259},7.6561832621147259,7.6561832621147259,7.6561832621147259,7.6561832621147259,7.6561832621147259,7.6561832621147259,7.6561832621147259,7.6561832621147259,7.6561832621147259,7.6561832621147259,7.6561832621147259,7.6561832621147259,7.6561832621147259,7.6561832621147259,7.6561832621147259,7.6561832621147259,7.6561832621147259,7.6561832621147259,7.6561832621147259,7.6561832621147259,7.6561832621147259,7.6561832621147259,7.6561832621147259]
[null,"Highgas","Electricity",{"$f":"D114","v":23.611111111111111},34.166666666666664,107.22222222222221,60,43.888888888888886,44.166666666666664,39.806220661425833,35.876268755006599,32.334309522348896,29.142037579957645,26.264929322974144,25.73727883161909,25.220228598791429,24.713565670115702,24.217081369373052,23.730571212555006,23.253834823643878,22.786675852085086,22.328901891917447,21.880324402528075,21.440758630999298,21.440758630999298,21.440758630999298,21.440758630999298,21.440758630999298,21.440758630999298,21.440758630999298,21.440758630999298,21.440758630999298,21.440758630999298,21.440758630999298,21.440758630999298,{"$f":"AJ114","v":21.440758630999298},21.440758630999298,21.440758630999298,21.440758630999298,21.440758630999298,21.440758630999298,21.440758630999298,21.440758630999298,21.440758630999298,21.440758630999298,21.440758630999298,21.440758630999298,21.440758630999298,21.440758630999298,21.440758630999298,21.440758630999298,21.440758630999298,21.440758630999298,21.440758630999298,21.440758630999298,21.440758630999298,21.440758630999298,21.440758630999298,21.440758630999298]
[null,"Highgas","Municipal waste",{"$f":"D115","v":0},0,0,0,0,0,0,0,0,0,0,0,0,0,0,0,0,0,0,0,0,0,0,0,0,0,0,0,0,0,0,0,{"$f":"AJ115","v":0},0,0,0,0,0,0,0,0,0,0,0,0,0,0,0,0,0,0,0,0,0,0,0]
[null,"Note: sensitivity on gas price, can be adjusted by user."]
[]
[null,null,"Table F2.3","Fuel prices by fuel @DH plant, EUR/GJ, low electricity price"]
[null,null,null,2020,2021,2022,2023,2024,2025,2026,2027,2028,2029,2030,2031,2032,2033,2034,2035,2036,2037,2038,2039,2040,2041,2042,2043,2044,2045,2046,2047,2048,2049,2050,2051,2052,2053,2054,2055,2056,2057,2058,2059,2060,2061,2062,2063,2064,2065,2066,2067,2068,2069,2070,2071,2072,2073,2074,2075]
[null,"LowElec","Natural gas",{"$f":"D105","v":3.3252406841091853},16.394370823422811,42.532631102050061,17.858030354513534,17.221355759429155,14.52932948238759,12.3805527239778,10.844229244535056,9.6919866349529968,8.7992581266281569,8.0829992071582293,8.003414882772681,7.9238305583871336,7.844246234001587,7.7681220976328014,7.688537773247254,7.6020330728281795,7.5189885604258695,7.4324838600067968,7.349439347604485,7.2629346471854124,7.1868105108166276,7.1072261864310793,7.0276418620455328,6.9480575376599845,6.8719334012911997,6.8719334012911997,6.8719334012911997,6.8719334012911997,6.8719334012911997,6.8719334012911997,6.8719334012911997,{"$f":"AJ105","v":6.8719334012911997},6.8719334012911997,6.8719334012911997,6.8719334012911997,6.8719334012911997,6.8719334012911997,6.8719334012911997,6.8719334012911997,6.8719334012911997,6.8719334012911997,6.8719334012911997,6.8719334012911997,6.8719334012911997,6.8719334012911997,6.8719334012911997,6.8719334012911997,6.8719334012911997,6.8719334012911997,6.8719334012911997,6.8719334012911997,6.8719334012911997,6.8719334012911997,6.8719334012911997,6.8719334012911997]
[null,"LowElec","Coal",{"$f":"D106","v":1.4948012232415904},1.4948012232415904,1.4948012232415904,1.4948012232415904,1.4948012232415904,1.4948012232415904,1.4948012232415904,1.4948012232415904,1.4948012232415904,1.4948012232415904,1.4948012232415904,1.4948012232415904,1.4948012232415904,1.4948012232415904,1.4948012232415904,1.4948012232415904,1.4948012232415904,1.4948012232415904,1.4948012232415904,1.4948012232415904,1.4948012232415904,1.4948012232415904,1.4948012232415904,1.4948012232415904,1.4948012232415904,1.4948012232415904,1.4948012232415904,1.4948012232415904,1.4948012232415904,1.4948012232415904,1.4948012232415904,1.4948012232415904,{"$f":"AJ106","v":1.4948012232415904},1.4948012232415904,1.4948012232415904,1.4948012232415904,1.4948012232415904,1.4948012232415904,1.4948012232415904,1.4948012232415904,1.4948012232415904,1.4948012232415904,1.4948012232415904,1.4948012232415904,1.4948012232415904,1.4948012232415904,1.4948012232415904,1.4948012232415904,1.4948012232415904,1.4948012232415904,1.4948012232415904,1.4948012232415904,1.4948012232415904,1.4948012232415904,1.4948012232415904,1.4948012232415904]
[null,"LowElec","Fueloil",{"$f":"D107","v":6.9791992298108516},11.685054932608452,14.830365839845964,12.802695662022881,11.653913240457584,10.806167176350664,10.020704496545477,9.4566938498131154,9.0345509117680383,8.7058330501755581,8.4463189489183375,8.4220976328009964,8.3978763166836554,8.3736550005663144,8.3494336844489752,8.3252123683316341,8.2940706761807679,8.2629289840299016,8.2317872918790354,8.2041057877449308,8.1729640955940646,8.1487427794767235,8.1245214633593843,8.1003001472420433,8.0760788311247023,8.0518575150073612,8.0518575150073612,8.0518575150073612,8.0518575150073612,8.0518575150073612,8.0518575150073612,8.0518575150073612,{"$f":"AJ107","v":8.0518575150073612},8.0518575150073612,8.0518575150073612,8.0518575150073612,8.0518575150073612,8.0518575150073612,8.0518575150073612,8.0518575150073612,8.0518575150073612,8.0518575150073612,8.0518575150073612,8.0518575150073612,8.0518575150073612,8.0518575150073612,8.0518575150073612,8.0518575150073612,8.0518575150073612,8.0518575150073612,8.0518575150073612,8.0518575150073612,8.0518575150073612,8.0518575150073612,8.0518575150073612,8.0518575150073612]
[null,"LowElec","Straw",{"$f":"D108","v":0},0,0,0,0,8.123448275862069,8.2709341780671988,8.4210977721355107,8.5739876731116098,8.7296533786743531,8.8881452851615901,8.966034220524298,9.0446057151901336,9.1238657505889389,9.2038203605672493,9.284475631847636,9.3658377044920726,9.4479127723693566,9.5307070836266359,9.6142269411650592,9.6984787031196014,9.6984787031196014,9.6984787031196014,9.6984787031196014,9.6984787031196014,9.6984787031196014,9.6984787031196014,9.6984787031196014,9.6984787031196014,9.6984787031196014,9.6984787031196014,9.6984787031196014,{"$f":"AJ108","v":9.6984787031196014},9.6984787031196014,9.6984787031196014,9.6984787031196014,9.6984787031196014,9.6984787031196014,9.6984787031196014,9.6984787031196014,9.6984787031196014,9.6984787031196014,9.6984787031196014,9.6984787031196014,9.6984787031196014,9.6984787031196014,9.6984787031196014,9.6984787031196014,9.6984787031196014,9.6984787031196014,9.6984787031196014,9.6984787031196014,9.6984787031196014,9.6984787031196014,9.6984787031196014,9.6984787031196014]
[null,"LowElec","Wood chips",{"$f":"D109","v":7.3190566549200318},6.7769043101111412,8.8551549652118915,10.652195759220177,9.4462868053461939,9.8482564566375235,9.5648950645449631,9.2896867581160603,9.0223969506791857,8.7627978052656808,8.5106680404023578,8.5849394487475887,8.6598590132741435,8.7354323903502635,8.811665285706523,8.8885634548666097,8.9661327035818594,9.0443788882695859,9.1233079164552393,9.2029257472184156,9.2832383916427634,9.2832383916427634,9.2832383916427634,9.2832383916427634,9.2832383916427634,9.2832383916427634,9.2832383916427634,9.2832383916427634,9.2832383916427634,9.2832383916427634,9.2832383916427634,9.2832383916427634,{"$f":"AJ109","v":9.2832383916427634},9.2832383916427634,9.2832383916427634,9.2832383916427634,9.2832383916427634,9.2832383916427634,9.2832383916427634,9.2832383916427634,9.2832383916427634,9.2832383916427634,9.2832383916427634,9.2832383916427634,9.2832383916427634,9.2832383916427634,9.2832383916427634,9.2832383916427634,9.2832383916427634,9.2832383916427634,9.2832383916427634,9.2832383916427634,9.2832383916427634,9.2832383916427634,9.2832383916427634,9.2832383916427634]
[null,"LowElec","Wood pellets",{"$f":"D110","v":0},0,0,0,0,15.512950600801069,13.914478783306444,12.480715293523032,11.194688400751227,10.041175160445366,9.0065212173283076,9.0519723205553646,9.0976527912301535,9.143563786847702,9.1897064707443015,9.2360820121269764,9.2826915861031178,9.329536373710253,9.3766175619459773,9.4239363437980295,9.4714939182745184,9.4714939182745184,9.4714939182745184,9.4714939182745184,9.4714939182745184,9.4714939182745184,9.4714939182745184,9.4714939182745184,9.4714939182745184,9.4714939182745184,9.4714939182745184,9.4714939182745184,{"$f":"AJ110","v":9.4714939182745184},9.4714939182745184,9.4714939182745184,9.4714939182745184,9.4714939182745184,9.4714939182745184,9.4714939182745184,9.4714939182745184,9.4714939182745184,9.4714939182745184,9.4714939182745184,9.4714939182745184,9.4714939182745184,9.4714939182745184,9.4714939182745184,9.4714939182745184,9.4714939182745184,9.4714939182745184,9.4714939182745184,9.4714939182745184,9.4714939182745184,9.4714939182745184,9.4714939182745184,9.4714939182745184]
[null,"LowElec","Biogas",{"$f":"D111","v":3.6577647525201042},18.033807905765094,46.785894212255073,19.64383338996489,18.943491335372073,15.982262430626351,13.618607996375582,11.928652168988561,10.661185298448297,9.679183939290974,8.8912991278740527,8.8037563710499498,8.7162136142258468,8.6286708574017457,8.5449343073960815,8.4573915505719803,8.362236380110998,8.2708874164684563,8.1757322460074775,8.084383282364934,7.9892281119039543,7.9054915618982911,7.8179488050741881,7.7304060482500869,7.6428632914259831,7.5591267414203198,7.5591267414203198,7.5591267414203198,7.5591267414203198,7.5591267414203198,7.5591267414203198,7.5591267414203198,{"$f":"AJ111","v":7.5591267414203198},7.5591267414203198,7.5591267414203198,7.5591267414203198,7.5591267414203198,7.5591267414203198,7.5591267414203198,7.5591267414203198,7.5591267414203198,7.5591267414203198,7.5591267414203198,7.5591267414203198,7.5591267414203198,7.5591267414203198,7.5591267414203198,7.5591267414203198,7.5591267414203198,7.5591267414203198,7.5591267414203198,7.5591267414203198,7.5591267414203198,7.5591267414203198,7.5591267414203198,7.5591267414203198]
[null,"LowElec","Hydrogen",{"$f":"D112","v":115},110,105,100,95,91,87.2,83.4,79.599999999999994,75.8,72,71.599999999999994,71.2,70.8,70.400000000000006,70,69.8,69.599999999999994,69.400000000000006,69.2,69,68.8,68.599999999999994,68.400000000000006,68.2,68,67.8,67.599999999999994,67.400000000000006,67.2,67,67,{"$f":"AJ112","v":67},67,67,67,67,67,67,67,67,67,67,67,67,67,67,67,67,67,67,67,67,67,67,67]
[null,"LowElec","Electricity sale",{"$f":"D113*0.9","v":6.7259999999999991},21.835000000000001,50.638999999999996,20.264500000000002,15.749000000000001,14.194147227097254,12.792800527304125,11.529804694357873,10.391500751247236,9.3655782318683727,8.4409420464814815,8.2713673576042641,8.1051993471462858,7.9423695764866133,7.7828109819050981,7.6264578469612454,7.4732457754279791,7.3231116647691534,7.1759936801498894,7.0318312289690352,6.890564935903253,6.890564935903253,6.890564935903253,6.890564935903253,6.890564935903253,6.890564935903253,6.890564935903253,6.890564935903253,6.890564935903253,6.890564935903253,6.890564935903253,6.890564935903253,{"$f":"AJ113*0.9","v":6.890564935903253},6.890564935903253,6.890564935903253,6.890564935903253,6.890564935903253,6.890564935903253,6.890564935903253,6.890564935903253,6.890564935903253,6.890564935903253,6.890564935903253,6.890564935903253,6.890564935903253,6.890564935903253,6.890564935903253,6.890564935903253,6.890564935903253,6.890564935903253,6.890564935903253,6.890564935903253,6.890564935903253,6.890564935903253,6.890564935903253,6.890564935903253]
[null,"LowElec","Electricity",{"$f":"D114*0.9","v":21.25},30.75,96.5,54,39.5,39.75,35.825598595283253,32.288641879505938,29.100878570114006,26.22783382196188,23.638436390676731,23.163550948457182,22.698205738912286,22.242209103104134,21.795373232435747,21.357514091299507,20.928451341279491,20.508008266876576,20.096011702725704,19.692291962275267,19.29668276789937,19.29668276789937,19.29668276789937,19.29668276789937,19.29668276789937,19.29668276789937,19.29668276789937,19.29668276789937,19.29668276789937,19.29668276789937,19.29668276789937,19.29668276789937,{"$f":"AJ114*0.9","v":19.29668276789937},19.29668276789937,19.29668276789937,19.29668276789937,19.29668276789937,19.29668276789937,19.29668276789937,19.29668276789937,19.29668276789937,19.29668276789937,19.29668276789937,19.29668276789937,19.29668276789937,19.29668276789937,19.29668276789937,19.29668276789937,19.29668276789937,19.29668276789937,19.29668276789937,19.29668276789937,19.29668276789937,19.29668276789937,19.29668276789937,19.29668276789937]
[null,"LowElec","Municipal waste",{"$f":"D115","v":0},0,0,0,0,0,0,0,0,0,0,0,0,0,0,0,0,0,0,0,0,0,0,0,0,0,0,0,0,0,0,0,{"$f":"AJ115","v":0},0,0,0,0,0,0,0,0,0,0,0,0,0,0,0,0,0,0,0,0,0,0,0]
[null,"Note: sensitivity on electricity price, can be adjusted by user."]
[]
[null,null,"Table F2.4","Fuel prices by fuel @DH plant, EUR/GJ - low gas price"]
[null,null,null,2020,2021,2022,2023,2024,2025,2026,2027,2028,2029,2030,2031,2032,2033,2034,2035,2036,2037,2038,2039,2040,2041,2042,2043,2044,2045,2046,2047,2048,2049,2050,2051,2052,2053,2054,2055,2056,2057,2058,2059,2060,2061,2062,2063,2064,2065,2066,2067,2068,2069,2070,2071,2072,2073,2074,2075]
[null,"Lowgas","Natural gas",{"$f":"D105*0.9","v":2.9927166156982667},14.75493374108053,38.279367991845056,16.072227319062183,15.499220183486241,13.076396534148831,11.14249745158002,9.7598063200815499,8.7227879714576968,7.9193323139653415,7.2746992864424067,7.2030733944954131,7.1314475025484203,7.0598216106014284,6.9913098878695212,6.9196839959225285,6.8418297655453619,6.7670897043832827,6.6892354740061171,6.614495412844037,6.5366411824668713,6.468129459734965,6.3965035677879714,6.3248776758409795,6.2532517838939858,6.1847400611620795,6.1847400611620795,6.1847400611620795,6.1847400611620795,6.1847400611620795,6.1847400611620795,6.1847400611620795,{"$f":"AJ105*0.9","v":6.1847400611620795},6.1847400611620795,6.1847400611620795,6.1847400611620795,6.1847400611620795,6.1847400611620795,6.1847400611620795,6.1847400611620795,6.1847400611620795,6.1847400611620795,6.1847400611620795,6.1847400611620795,6.1847400611620795,6.1847400611620795,6.1847400611620795,6.1847400611620795,6.1847400611620795,6.1847400611620795,6.1847400611620795,6.1847400611620795,6.1847400611620795,6.1847400611620795,6.1847400611620795,6.1847400611620795]
[null,"Lowgas","Coal",{"$f":"D106","v":1.4948012232415904},1.4948012232415904,1.4948012232415904,1.4948012232415904,1.4948012232415904,1.4948012232415904,1.4948012232415904,1.4948012232415904,1.4948012232415904,1.4948012232415904,1.4948012232415904,1.4948012232415904,1.4948012232415904,1.4948012232415904,1.4948012232415904,1.4948012232415904,1.4948012232415904,1.4948012232415904,1.4948012232415904,1.4948012232415904,1.4948012232415904,1.4948012232415904,1.4948012232415904,1.4948012232415904,1.4948012232415904,1.4948012232415904,1.4948012232415904,1.4948012232415904,1.4948012232415904,1.4948012232415904,1.4948012232415904,1.4948012232415904,{"$f":"AJ106","v":1.4948012232415904},1.4948012232415904,1.4948012232415904,1.4948012232415904,1.4948012232415904,1.4948012232415904,1.4948012232415904,1.4948012232415904,1.4948012232415904,1.4948012232415904,1.4948012232415904,1.4948012232415904,1.4948012232415904,1.4948012232415904,1.4948012232415904,1.4948012232415904,1.4948012232415904,1.4948012232415904,1.4948012232415904,1.4948012232415904,1.4948012232415904,1.4948012232415904,1.4948012232415904,1.4948012232415904]
[null,"Lowgas","Fueloil",{"$f":"D107","v":6.9791992298108516},11.685054932608452,14.830365839845964,12.802695662022881,11.653913240457584,10.806167176350664,10.020704496545477,9.4566938498131154,9.0345509117680383,8.7058330501755581,8.4463189489183375,8.4220976328009964,8.3978763166836554,8.3736550005663144,8.3494336844489752,8.3252123683316341,8.2940706761807679,8.2629289840299016,8.2317872918790354,8.2041057877449308,8.1729640955940646,8.1487427794767235,8.1245214633593843,8.1003001472420433,8.0760788311247023,8.0518575150073612,8.0518575150073612,8.0518575150073612,8.0518575150073612,8.0518575150073612,8.0518575150073612,8.0518575150073612,{"$f":"AJ107","v":8.0518575150073612},8.0518575150073612,8.0518575150073612,8.0518575150073612,8.0518575150073612,8.0518575150073612,8.0518575150073612,8.0518575150073612,8.0518575150073612,8.0518575150073612,8.0518575150073612,8.0518575150073612,8.0518575150073612,8.0518575150073612,8.0518575150073612,8.0518575150073612,8.0518575150073612,8.0518575150073612,8.0518575150073612,8.0518575150073612,8.0518575150073612,8.0518575150073612,8.0518575150073612,8.0518575150073612]
[null,"Lowgas","Straw",{"$f":"D108","v":0},0,0,0,0,8.123448275862069,8.2709341780671988,8.4210977721355107,8.5739876731116098,8.7296533786743531,8.8881452851615901,8.966034220524298,9.0446057151901336,9.1238657505889389,9.2038203605672493,9.284475631847636,9.3658377044920726,9.4479127723693566,9.5307070836266359,9.6142269411650592,9.6984787031196014,9.6984787031196014,9.6984787031196014,9.6984787031196014,9.6984787031196014,9.6984787031196014,9.6984787031196014,9.6984787031196014,9.6984787031196014,9.6984787031196014,9.6984787031196014,9.6984787031196014,{"$f":"AJ108","v":9.6984787031196014},9.6984787031196014,9.6984787031196014,9.6984787031196014,9.6984787031196014,9.6984787031196014,9.6984787031196014,9.6984787031196014,9.6984787031196014,9.6984787031196014,9.6984787031196014,9.6984787031196014,9.6984787031196014,9.6984787031196014,9.6984787031196014,9.6984787031196014,9.6984787031196014,9.6984787031196014,9.6984787031196014,9.6984787031196014,9.6984787031196014,9.6984787031196014,9.6984787031196014,9.6984787031196014]
[null,"Lowgas","Wood chips",{"$f":"D109","v":7.3190566549200318},6.7769043101111412,8.8551549652118915,10.652195759220177,9.4462868053461939,9.8482564566375235,9.5648950645449631,9.2896867581160603,9.0223969506791857,8.7627978052656808,8.5106680404023578,8.5849394487475887,8.6598590132741435,8.7354323903502635,8.811665285706523,8.8885634548666097,8.9661327035818594,9.0443788882695859,9.1233079164552393,9.2029257472184156,9.2832383916427634,9.2832383916427634,9.2832383916427634,9.2832383916427634,9.2832383916427634,9.2832383916427634,9.2832383916427634,9.2832383916427634,9.2832383916427634,9.2832383916427634,9.2832383916427634,9.2832383916427634,{"$f":"AJ109","v":9.2832383916427634},9.2832383916427634,9.2832383916427634,9.2832383916427634,9.2832383916427634,9.2832383916427634,9.2832383916427634,9.2832383916427634,9.2832383916427634,9.2832383916427634,9.2832383916427634,9.2832383916427634,9.2832383916427634,9.2832383916427634,9.2832383916427634,9.2832383916427634,9.2832383916427634,9.2832383916427634,9.2832383916427634,9.2832383916427634,9.2832383916427634,9.2832383916427634,9.2832383916427634,9.2832383916427634]
[null,"Lowgas","Wood pellets",{"$f":"D110","v":0},0,0,0,0,15.512950600801069,13.914478783306444,12.480715293523032,11.194688400751227,10.041175160445366,9.0065212173283076,9.0519723205553646,9.0976527912301535,9.143563786847702,9.1897064707443015,9.2360820121269764,9.2826915861031178,9.329536373710253,9.3766175619459773,9.4239363437980295,9.4714939182745184,9.4714939182745184,9.4714939182745184,9.4714939182745184,9.4714939182745184,9.4714939182745184,9.4714939182745184,9.4714939182745184,9.4714939182745184,9.4714939182745184,9.4714939182745184,9.4714939182745184,{"$f":"AJ110","v":9.4714939182745184},9.4714939182745184,9.4714939182745184,9.4714939182745184,9.4714939182745184,9.4714939182745184,9.4714939182745184,9.4714939182745184,9.4714939182745184,9.4714939182745184,9.4714939182745184,9.4714939182745184,9.4714939182745184,9.4714939182745184,9.4714939182745184,9.4714939182745184,9.4714939182745184,9.4714939182745184,9.4714939182745184,9.4714939182745184,9.4714939182745184,9.4714939182745184,9.4714939182745184,9.4714939182745184]
[null,"Lowgas","Biogas",{"$f":"D111","v":3.6577647525201042},18.033807905765094,46.785894212255073,19.64383338996489,18.943491335372073,15.982262430626351,13.618607996375582,11.928652168988561,10.661185298448297,9.679183939290974,8.8912991278740527,8.8037563710499498,8.7162136142258468,8.6286708574017457,8.5449343073960815,8.4573915505719803,8.362236380110998,8.2708874164684563,8.1757322460074775,8.084383282364934,7.9892281119039543,7.9054915618982911,7.8179488050741881,7.7304060482500869,7.6428632914259831,7.5591267414203198,7.5591267414203198,7.5591267414203198,7.5591267414203198,7.5591267414203198,7.5591267414203198,7.5591267414203198,{"$f":"AJ111","v":7.5591267414203198},7.5591267414203198,7.5591267414203198,7.5591267414203198,7.5591267414203198,7.5591267414203198,7.5591267414203198,7.5591267414203198,7.5591267414203198,7.5591267414203198,7.5591267414203198,7.5591267414203198,7.5591267414203198,7.5591267414203198,7.5591267414203198,7.5591267414203198,7.5591267414203198,7.5591267414203198,7.5591267414203198,7.5591267414203198,7.5591267414203198,7.5591267414203198,7.5591267414203198,7.5591267414203198]
[null,"Lowgas","Hydrogen",{"$f":"D112","v":115},110,105,100,95,91,87.2,83.4,79.599999999999994,75.8,72,71.599999999999994,71.2,70.8,70.400000000000006,70,69.8,69.599999999999994,69.400000000000006,69.2,69,68.8,68.599999999999994,68.400000000000006,68.2,68,67.8,67.599999999999994,67.400000000000006,67.2,67,67,{"$f":"AJ112","v":67},67,67,67,67,67,67,67,67,67,67,67,67,67,67,67,67,67,67,67,67,67,67,67]
[null,"Lowgas","Electricity sale",{"$f":"D113","v":7.4733333333333318},24.261111111111113,56.265555555555551,22.516111111111112,17.498888888888889,15.771274696774727,14.214222808115695,12.810894104842081,11.546111945830262,10.406198035409302,9.3788244960905356,9.1904081751158486,9.0057770523847616,8.8248550849851259,8.6475677576723307,8.4738420521791618,8.3036064171421984,8.1367907386323921,7.9733263112776545,7.8131458099655946,7.6561832621147259,7.6561832621147259,7.6561832621147259,7.6561832621147259,7.6561832621147259,7.6561832621147259,7.6561832621147259,7.6561832621147259,7.6561832621147259,7.6561832621147259,7.6561832621147259,7.6561832621147259,{"$f":"AJ113","v":7.6561832621147259},7.6561832621147259,7.6561832621147259,7.6561832621147259,7.6561832621147259,7.6561832621147259,7.6561832621147259,7.6561832621147259,7.6561832621147259,7.6561832621147259,7.6561832621147259,7.6561832621147259,7.6561832621147259,7.6561832621147259,7.6561832621147259,7.6561832621147259,7.6561832621147259,7.6561832621147259,7.6561832621147259,7.6561832621147259,7.6561832621147259,7.6561832621147259,7.6561832621147259,7.6561832621147259]
[null,"Lowgas","Electricity",{"$f":"D114","v":23.611111111111111},34.166666666666664,107.22222222222221,60,43.888888888888886,44.166666666666664,39.806220661425833,35.876268755006599,32.334309522348896,29.142037579957645,26.264929322974144,25.73727883161909,25.220228598791429,24.713565670115702,24.217081369373052,23.730571212555006,23.253834823643878,22.786675852085086,22.328901891917447,21.880324402528075,21.440758630999298,21.440758630999298,21.440758630999298,21.440758630999298,21.440758630999298,21.440758630999298,21.440758630999298,21.440758630999298,21.440758630999298,21.440758630999298,21.440758630999298,21.440758630999298,{"$f":"AJ114","v":21.440758630999298},21.440758630999298,21.440758630999298,21.440758630999298,21.440758630999298,21.440758630999298,21.440758630999298,21.440758630999298,21.440758630999298,21.440758630999298,21.440758630999298,21.440758630999298,21.440758630999298,21.440758630999298,21.440758630999298,21.440758630999298,21.440758630999298,21.440758630999298,21.440758630999298,21.440758630999298,21.440758630999298,21.440758630999298,21.440758630999298,21.440758630999298]
[null,"Lowgas","Municipal waste",{"$f":"D115","v":0},0,0,0,0,0,0,0,0,0,0,0,0,0,0,0,0,0,0,0,0,0,0,0,0,0,0,0,0,0,0,0,{"$f":"AJ115","v":0},0,0,0,0,0,0,0,0,0,0,0,0,0,0,0,0,0,0,0,0,0,0,0]
[null,"Note: sensitivity on gas price, can be adjusted by user."]
[]
[null,null,"Table F2.5","Fuel prices by fuel @DH plant, EUR/GJ - world market price"]
[null,null,null,2020,2021,2022,2023,2024,2025,2026,2027,2028,2029,2030,2031,2032,2033,2034,2035,2036,2037,2038,2039,2040,2041,2042,2043,2044,2045,2046,2047,2048,2049,2050,2051,2052,2053,2054,2055,2056,2057,2058,2059,2060,2061,2062,2063,2064,2065,2066,2067,2068,2069,2070,2071,2072,2073,2074,2075]
[null,"WM","Natural gas",{"$f":"D105","v":3.3252406841091853},16.394370823422811,42.532631102050061,17.858030354513534,17.221355759429155,14.52932948238759,12.3805527239778,10.844229244535056,9.6919866349529968,8.7992581266281569,8.0829992071582293,8.003414882772681,7.9238305583871336,7.844246234001587,7.7681220976328014,7.688537773247254,7.6020330728281795,7.5189885604258695,7.4324838600067968,7.349439347604485,7.2629346471854124,7.1868105108166276,7.1072261864310793,7.0276418620455328,6.9480575376599845,6.8719334012911997,6.8719334012911997,6.8719334012911997,6.8719334012911997,6.8719334012911997,6.8719334012911997,6.8719334012911997,{"$f":"AJ105","v":6.8719334012911997},6.8719334012911997,6.8719334012911997,6.8719334012911997,6.8719334012911997,6.8719334012911997,6.8719334012911997,6.8719334012911997,6.8719334012911997,6.8719334012911997,6.8719334012911997,6.8719334012911997,6.8719334012911997,6.8719334012911997,6.8719334012911997,6.8719334012911997,6.8719334012911997,6.8719334012911997,6.8719334012911997,6.8719334012911997,6.8719334012911997,6.8719334012911997,6.8719334012911997,6.8719334012911997]
[null,"WM","Coal",{"$f":"D106","v":1.4948012232415904},1.4948012232415904,1.4948012232415904,1.4948012232415904,1.4948012232415904,1.4948012232415904,1.4948012232415904,1.4948012232415904,1.4948012232415904,1.4948012232415904,1.4948012232415904,1.4948012232415904,1.4948012232415904,1.4948012232415904,1.4948012232415904,1.4948012232415904,1.4948012232415904,1.4948012232415904,1.4948012232415904,1.4948012232415904,1.4948012232415904,1.4948012232415904,1.4948012232415904,1.4948012232415904,1.4948012232415904,1.4948012232415904,1.4948012232415904,1.4948012232415904,1.4948012232415904,1.4948012232415904,1.4948012232415904,1.4948012232415904,{"$f":"AJ106","v":1.4948012232415904},1.4948012232415904,1.4948012232415904,1.4948012232415904,1.4948012232415904,1.4948012232415904,1.4948012232415904,1.4948012232415904,1.4948012232415904,1.4948012232415904,1.4948012232415904,1.4948012232415904,1.4948012232415904,1.4948012232415904,1.4948012232415904,1.4948012232415904,1.4948012232415904,1.4948012232415904,1.4948012232415904,1.4948012232415904,1.4948012232415904,1.4948012232415904,1.4948012232415904,1.4948012232415904]
[null,"WM","Fueloil",{"$f":"D107","v":6.9791992298108516},11.685054932608452,14.830365839845964,12.802695662022881,11.653913240457584,10.806167176350664,10.020704496545477,9.4566938498131154,9.0345509117680383,8.7058330501755581,8.4463189489183375,8.4220976328009964,8.3978763166836554,8.3736550005663144,8.3494336844489752,8.3252123683316341,8.2940706761807679,8.2629289840299016,8.2317872918790354,8.2041057877449308,8.1729640955940646,8.1487427794767235,8.1245214633593843,8.1003001472420433,8.0760788311247023,8.0518575150073612,8.0518575150073612,8.0518575150073612,8.0518575150073612,8.0518575150073612,8.0518575150073612,8.0518575150073612,{"$f":"AJ107","v":8.0518575150073612},8.0518575150073612,8.0518575150073612,8.0518575150073612,8.0518575150073612,8.0518575150073612,8.0518575150073612,8.0518575150073612,8.0518575150073612,8.0518575150073612,8.0518575150073612,8.0518575150073612,8.0518575150073612,8.0518575150073612,8.0518575150073612,8.0518575150073612,8.0518575150073612,8.0518575150073612,8.0518575150073612,8.0518575150073612,8.0518575150073612,8.0518575150073612,8.0518575150073612,8.0518575150073612]
[null,"WM","Straw",{"$f":"D108","v":0},0,0,0,0,8.123448275862069,8.2709341780671988,8.4210977721355107,8.5739876731116098,8.7296533786743531,8.8881452851615901,8.966034220524298,9.0446057151901336,9.1238657505889389,9.2038203605672493,9.284475631847636,9.3658377044920726,9.4479127723693566,9.5307070836266359,9.6142269411650592,9.6984787031196014,9.6984787031196014,9.6984787031196014,9.6984787031196014,9.6984787031196014,9.6984787031196014,9.6984787031196014,9.6984787031196014,9.6984787031196014,9.6984787031196014,9.6984787031196014,9.6984787031196014,{"$f":"AJ108","v":9.6984787031196014},9.6984787031196014,9.6984787031196014,9.6984787031196014,9.6984787031196014,9.6984787031196014,9.6984787031196014,9.6984787031196014,9.6984787031196014,9.6984787031196014,9.6984787031196014,9.6984787031196014,9.6984787031196014,9.6984787031196014,9.6984787031196014,9.6984787031196014,9.6984787031196014,9.6984787031196014,9.6984787031196014,9.6984787031196014,9.6984787031196014,9.6984787031196014,9.6984787031196014,9.6984787031196014]
[null,"WM","Wood chips",{"$f":"D109","v":7.3190566549200318},6.7769043101111412,8.8551549652118915,10.652195759220177,9.4462868053461939,9.8482564566375235,9.5648950645449631,9.2896867581160603,9.0223969506791857,8.7627978052656808,8.5106680404023578,8.5849394487475887,8.6598590132741435,8.7354323903502635,8.811665285706523,8.8885634548666097,8.9661327035818594,9.0443788882695859,9.1233079164552393,9.2029257472184156,9.2832383916427634,9.2832383916427634,9.2832383916427634,9.2832383916427634,9.2832383916427634,9.2832383916427634,9.2832383916427634,9.2832383916427634,9.2832383916427634,9.2832383916427634,9.2832383916427634,9.2832383916427634,{"$f":"AJ109","v":9.2832383916427634},9.2832383916427634,9.2832383916427634,9.2832383916427634,9.2832383916427634,9.2832383916427634,9.2832383916427634,9.2832383916427634,9.2832383916427634,9.2832383916427634,9.2832383916427634,9.2832383916427634,9.2832383916427634,9.2832383916427634,9.2832383916427634,9.2832383916427634,9.2832383916427634,9.2832383916427634,9.2832383916427634,9.2832383916427634,9.2832383916427634,9.2832383916427634,9.2832383916427634,9.2832383916427634]
[null,"WM","Wood pellets",{"$f":"D110","v":0},0,0,0,0,15.512950600801069,13.914478783306444,12.480715293523032,11.194688400751227,10.041175160445366,9.0065212173283076,9.0519723205553646,9.0976527912301535,9.143563786847702,9.1897064707443015,9.2360820121269764,9.2826915861031178,9.329536373710253,9.3766175619459773,9.4239363437980295,9.4714939182745184,9.4714939182745184,9.4714939182745184,9.4714939182745184,9.4714939182745184,9.4714939182745184,9.4714939182745184,9.4714939182745184,9.4714939182745184,9.4714939182745184,9.4714939182745184,9.4714939182745184,{"$f":"AJ110","v":9.4714939182745184},9.4714939182745184,9.4714939182745184,9.4714939182745184,9.4714939182745184,9.4714939182745184,9.4714939182745184,9.4714939182745184,9.4714939182745184,9.4714939182745184,9.4714939182745184,9.4714939182745184,9.4714939182745184,9.4714939182745184,9.4714939182745184,9.4714939182745184,9.4714939182745184,9.4714939182745184,9.4714939182745184,9.4714939182745184,9.4714939182745184,9.4714939182745184,9.4714939182745184,9.4714939182745184]
[null,"WM","Biogas",{"$f":"D111","v":3.6577647525201042},18.033807905765094,46.785894212255073,19.64383338996489,18.943491335372073,15.982262430626351,13.618607996375582,11.928652168988561,10.661185298448297,9.679183939290974,8.8912991278740527,8.8037563710499498,8.7162136142258468,8.6286708574017457,8.5449343073960815,8.4573915505719803,8.362236380110998,8.2708874164684563,8.1757322460074775,8.084383282364934,7.9892281119039543,7.9054915618982911,7.8179488050741881,7.7304060482500869,7.6428632914259831,7.5591267414203198,7.5591267414203198,7.5591267414203198,7.5591267414203198,7.5591267414203198,7.5591267414203198,7.5591267414203198,{"$f":"AJ111","v":7.5591267414203198},7.5591267414203198,7.5591267414203198,7.5591267414203198,7.5591267414203198,7.5591267414203198,7.5591267414203198,7.5591267414203198,7.5591267414203198,7.5591267414203198,7.5591267414203198,7.5591267414203198,7.5591267414203198,7.5591267414203198,7.5591267414203198,7.5591267414203198,7.5591267414203198,7.5591267414203198,7.5591267414203198,7.5591267414203198,7.5591267414203198,7.5591267414203198,7.5591267414203198,7.5591267414203198]
[null,"WM","Hydrogen",{"$f":"D112","v":115},110,105,100,95,91,87.2,83.4,79.599999999999994,75.8,72,71.599999999999994,71.2,70.8,70.400000000000006,70,69.8,69.599999999999994,69.400000000000006,69.2,69,68.8,68.599999999999994,68.400000000000006,68.2,68,67.8,67.599999999999994,67.400000000000006,67.2,67,67,{"$f":"AJ112","v":67},67,67,67,67,67,67,67,67,67,67,67,67,67,67,67,67,67,67,67,67,67,67,67]
[null,"WM","Electricity sale",{"$f":"D113","v":7.4733333333333318},24.261111111111113,56.265555555555551,22.516111111111112,17.498888888888889,15.771274696774727,14.214222808115695,12.810894104842081,11.546111945830262,10.406198035409302,9.3788244960905356,9.1904081751158486,9.0057770523847616,8.8248550849851259,8.6475677576723307,8.4738420521791618,8.3036064171421984,8.1367907386323921,7.9733263112776545,7.8131458099655946,7.6561832621147259,7.6561832621147259,7.6561832621147259,7.6561832621147259,7.6561832621147259,7.6561832621147259,7.6561832621147259,7.6561832621147259,7.6561832621147259,7.6561832621147259,7.6561832621147259,7.6561832621147259,{"$f":"AJ113","v":7.6561832621147259},7.6561832621147259,7.6561832621147259,7.6561832621147259,7.6561832621147259,7.6561832621147259,7.6561832621147259,7.6561832621147259,7.6561832621147259,7.6561832621147259,7.6561832621147259,7.6561832621147259,7.6561832621147259,7.6561832621147259,7.6561832621147259,7.6561832621147259,7.6561832621147259,7.6561832621147259,7.6561832621147259,7.6561832621147259,7.6561832621147259,7.6561832621147259,7.6561832621147259,7.6561832621147259]
[null,"WM","Electricity buy",{"$f":"D114","v":23.611111111111111},34.166666666666664,107.22222222222221,60,43.888888888888886,44.166666666666664,39.806220661425833,35.876268755006599,32.334309522348896,29.142037579957645,26.264929322974144,25.73727883161909,25.220228598791429,24.713565670115702,24.217081369373052,23.730571212555006,23.253834823643878,22.786675852085086,22.328901891917447,21.880324402528075,21.440758630999298,21.440758630999298,21.440758630999298,21.440758630999298,21.440758630999298,21.440758630999298,21.440758630999298,21.440758630999298,21.440758630999298,21.440758630999298,21.440758630999298,21.440758630999298,{"$f":"AJ114","v":21.440758630999298},21.440758630999298,21.440758630999298,21.440758630999298,21.440758630999298,21.440758630999298,21.440758630999298,21.440758630999298,21.440758630999298,21.440758630999298,21.440758630999298,21.440758630999298,21.440758630999298,21.440758630999298,21.440758630999298,21.440758630999298,21.440758630999298,21.440758630999298,21.440758630999298,21.440758630999298,21.440758630999298,21.440758630999298,21.440758630999298,21.440758630999298]
[null,"WM","Municipal waste",{"$f":"D115","v":0},0,0,0,0,0,0,0,0,0,0,0,0,0,0,0,0,0,0,0,0,0,0,0,0,0,0,0,0,0,0,0,{"$f":"AJ115","v":0},0,0,0,0,0,0,0,0,0,0,0,0,0,0,0,0,0,0,0,0,0,0,0]
[null,"Note: to be adjusted by user if relevant."]
[]
[null,null,"Table F2.6","Fuel prices by fuel @DH plant, EUR/GJ"]
[null,null,null,2020,2021,2022,2023,2024,2025,2026,2027,2028,2029,2030,2031,2032,2033,2034,2035,2036,2037,2038,2039,2040,2041,2042,2043,2044,2045,2046,2047,2048,2049,2050,2051,2052,2053,2054,2055,2056,2057,2058,2059,2060,2061,2062,2063,2064,2065,2066,2067,2068,2069,2070,2071,2072,2073,2074,2075]
[null,"Baseline","Natural gas",3.3252406841091853,16.394370823422811,42.532631102050061,17.858030354513534,17.221355759429155,14.52932948238759,12.3805527239778,10.844229244535056,9.6919866349529968,8.7992581266281569,8.0829992071582293,8.003414882772681,7.9238305583871336,7.844246234001587,7.7681220976328014,7.688537773247254,7.6020330728281795,7.5189885604258695,7.4324838600067968,7.349439347604485,7.2629346471854124,7.1868105108166276,7.1072261864310793,7.0276418620455328,6.9480575376599845,6.8719334012911997,6.8719334012911997,6.8719334012911997,6.8719334012911997,6.8719334012911997,6.8719334012911997,{"$f":"$AH$105","v":6.8719334012911997},6.8719334012911997,6.8719334012911997,6.8719334012911997,6.8719334012911997,6.8719334012911997,6.8719334012911997,6.8719334012911997,6.8719334012911997,6.8719334012911997,6.8719334012911997,6.8719334012911997,6.8719334012911997,6.8719334012911997,6.8719334012911997,6.8719334012911997,6.8719334012911997,6.8719334012911997,6.8719334012911997,6.8719334012911997,6.8719334012911997,6.8719334012911997,6.8719334012911997,6.8719334012911997,6.8719334012911997]
[null,"Baseline","Coal",1.4948012232415904,1.4948012232415904,1.4948012232415904,1.4948012232415904,1.4948012232415904,1.4948012232415904,1.4948012232415904,1.4948012232415904,1.4948012232415904,1.4948012232415904,1.4948012232415904,1.4948012232415904,1.4948012232415904,1.4948012232415904,1.4948012232415904,1.4948012232415904,1.4948012232415904,1.4948012232415904,1.4948012232415904,1.4948012232415904,1.4948012232415904,1.4948012232415904,1.4948012232415904,1.4948012232415904,1.4948012232415904,1.4948012232415904,1.4948012232415904,1.4948012232415904,1.4948012232415904,1.4948012232415904,1.4948012232415904,{"$f":"$AH$106","v":1.4948012232415904},1.4948012232415904,1.4948012232415904,1.4948012232415904,1.4948012232415904,1.4948012232415904,1.4948012232415904,1.4948012232415904,1.4948012232415904,1.4948012232415904,1.4948012232415904,1.4948012232415904,1.4948012232415904,1.4948012232415904,1.4948012232415904,1.4948012232415904,1.4948012232415904,1.4948012232415904,1.4948012232415904,1.4948012232415904,1.4948012232415904,1.4948012232415904,1.4948012232415904,1.4948012232415904,1.4948012232415904]
[null,"Baseline","Fueloil",6.9791992298108516,11.685054932608452,14.830365839845964,12.802695662022881,11.653913240457584,10.806167176350664,10.020704496545477,9.4566938498131154,9.0345509117680383,8.7058330501755581,8.4463189489183375,8.4220976328009964,8.3978763166836554,8.3736550005663144,8.3494336844489752,8.3252123683316341,8.2940706761807679,8.2629289840299016,8.2317872918790354,8.2041057877449308,8.1729640955940646,8.1487427794767235,8.1245214633593843,8.1003001472420433,8.0760788311247023,8.0518575150073612,8.0518575150073612,8.0518575150073612,8.0518575150073612,8.0518575150073612,8.0518575150073612,{"$f":"$AH$107","v":8.0518575150073612},8.0518575150073612,8.0518575150073612,8.0518575150073612,8.0518575150073612,8.0518575150073612,8.0518575150073612,8.0518575150073612,8.0518575150073612,8.0518575150073612,8.0518575150073612,8.0518575150073612,8.0518575150073612,8.0518575150073612,8.0518575150073612,8.0518575150073612,8.0518575150073612,8.0518575150073612,8.0518575150073612,8.0518575150073612,8.0518575150073612,8.0518575150073612,8.0518575150073612,8.0518575150073612,8.0518575150073612]
[null,"Baseline","Straw",null,null,null,null,null,8.123448275862069,8.2709341780671988,8.4210977721355107,8.5739876731116098,8.7296533786743531,8.8881452851615901,8.966034220524298,9.0446057151901336,9.1238657505889389,9.2038203605672493,9.284475631847636,9.3658377044920726,9.4479127723693566,9.5307070836266359,9.6142269411650592,9.6984787031196014,{"$f":"$X$108","v":9.6984787031196014},9.6984787031196014,9.6984787031196014,9.6984787031196014,9.6984787031196014,9.6984787031196014,9.6984787031196014,9.6984787031196014,9.6984787031196014,9.6984787031196014,9.6984787031196014,9.6984787031196014,9.6984787031196014,9.6984787031196014,9.6984787031196014,9.6984787031196014,9.6984787031196014,9.6984787031196014,9.6984787031196014,9.6984787031196014,9.6984787031196014,9.6984787031196014,9.6984787031196014,9.6984787031196014,9.6984787031196014,9.6984787031196014,9.6984787031196014,9.6984787031196014,9.6984787031196014,9.6984787031196014,9.6984787031196014,9.6984787031196014,9.6984787031196014,9.6984787031196014,9.6984787031196014]
[null,"Baseline","Wood chips",7.3190566549200318,6.7769043101111412,8.8551549652118915,10.652195759220177,9.4462868053461939,9.8482564566375235,9.5648950645449631,9.2896867581160603,9.0223969506791857,8.7627978052656808,8.5106680404023578,8.5849394487475887,8.6598590132741435,8.7354323903502635,8.811665285706523,8.8885634548666097,8.9661327035818594,9.0443788882695859,9.1233079164552393,9.2029257472184156,9.2832383916427634,{"$f":"$X$109","v":9.2832383916427634},9.2832383916427634,9.2832383916427634,9.2832383916427634,9.2832383916427634,9.2832383916427634,9.2832383916427634,9.2832383916427634,9.2832383916427634,9.2832383916427634,9.2832383916427634,9.2832383916427634,9.2832383916427634,9.2832383916427634,9.2832383916427634,9.2832383916427634,9.2832383916427634,9.2832383916427634,9.2832383916427634,9.2832383916427634,9.2832383916427634,9.2832383916427634,9.2832383916427634,9.2832383916427634,9.2832383916427634,9.2832383916427634,9.2832383916427634,9.2832383916427634,9.2832383916427634,9.2832383916427634,9.2832383916427634,9.2832383916427634,9.2832383916427634,9.2832383916427634,9.2832383916427634]
[null,"Baseline","Wood pellets",null,null,null,null,null,15.512950600801069,13.914478783306444,12.480715293523032,11.194688400751227,10.041175160445366,9.0065212173283076,9.0519723205553646,9.0976527912301535,9.143563786847702,9.1897064707443015,9.2360820121269764,9.2826915861031178,9.329536373710253,9.3766175619459773,9.4239363437980295,9.4714939182745184,{"$f":"$X$110","v":9.4714939182745184},9.4714939182745184,9.4714939182745184,9.4714939182745184,9.4714939182745184,9.4714939182745184,9.4714939182745184,9.4714939182745184,9.4714939182745184,9.4714939182745184,9.4714939182745184,9.4714939182745184,9.4714939182745184,9.4714939182745184,9.4714939182745184,9.4714939182745184,9.4714939182745184,9.4714939182745184,9.4714939182745184,9.4714939182745184,9.4714939182745184,9.4714939182745184,9.4714939182745184,9.4714939182745184,9.4714939182745184,9.4714939182745184,9.4714939182745184,9.4714939182745184,9.4714939182745184,9.4714939182745184,9.4714939182745184,9.4714939182745184,9.4714939182745184,9.4714939182745184,9.4714939182745184]
[null,"Baseline","Biogas",3.6577647525201042,18.033807905765094,46.785894212255073,19.64383338996489,18.943491335372073,15.982262430626351,13.618607996375582,11.928652168988561,10.661185298448297,9.679183939290974,8.8912991278740527,8.8037563710499498,8.7162136142258468,8.6286708574017457,8.5449343073960815,8.4573915505719803,8.362236380110998,8.2708874164684563,8.1757322460074775,8.084383282364934,7.9892281119039543,7.9054915618982911,7.8179488050741881,7.7304060482500869,7.6428632914259831,7.5591267414203198,7.5591267414203198,7.5591267414203198,7.5591267414203198,7.5591267414203198,7.5591267414203198,{"$f":"$AH$111","v":7.5591267414203198},7.5591267414203198,7.5591267414203198,7.5591267414203198,7.5591267414203198,7.5591267414203198,7.5591267414203198,7.5591267414203198,7.5591267414203198,7.5591267414203198,7.5591267414203198,7.5591267414203198,7.5591267414203198,7.5591267414203198,7.5591267414203198,7.5591267414203198,7.5591267414203198,7.5591267414203198,7.5591267414203198,7.5591267414203198,7.5591267414203198,7.5591267414203198,7.5591267414203198,7.5591267414203198,7.5591267414203198]
[null,"Baseline","Hydrogen",115,110,105,100,95,91,87.2,83.4,79.599999999999994,75.8,72,71.599999999999994,71.2,70.8,70.400000000000006,70,69.8,69.599999999999994,69.400000000000006,69.2,69,68.8,68.599999999999994,68.400000000000006,68.2,68,67.8,67.599999999999994,67.400000000000006,67.2,67,{"$f":"$AH$112","v":67},67,67,67,67,67,67,67,67,67,67,67,67,67,67,67,67,67,67,67,67,67,67,67,67]
[null,"Baseline","Electricity sale",7.4733333333333318,24.261111111111113,56.265555555555551,22.516111111111112,17.498888888888889,15.771274696774727,14.214222808115695,12.810894104842081,11.546111945830262,10.406198035409302,9.3788244960905356,9.1904081751158486,9.0057770523847616,8.8248550849851259,8.6475677576723307,8.4738420521791618,8.3036064171421984,8.1367907386323921,7.9733263112776545,7.8131458099655946,7.6561832621147259,{"$f":"$X$113","v":7.6561832621147259},7.6561832621147259,7.6561832621147259,7.6561832621147259,7.6561832621147259,7.6561832621147259,7.6561832621147259,7.6561832621147259,7.6561832621147259,7.6561832621147259,7.6561832621147259,7.6561832621147259,7.6561832621147259,7.6561832621147259,7.6561832621147259,7.6561832621147259,7.6561832621147259,7.6561832621147259,7.6561832621147259,7.6561832621147259,7.6561832621147259,7.6561832621147259,7.6561832621147259,7.6561832621147259,7.6561832621147259,7.6561832621147259,7.6561832621147259,7.6561832621147259,7.6561832621147259,7.6561832621147259,7.6561832621147259,7.6561832621147259,7.6561832621147259,7.6561832621147259,7.6561832621147259]
[null,"Baseline","Electricity",23.611111111111111,34.166666666666664,107.22222222222221,60,43.888888888888886,44.166666666666664,39.806220661425833,35.876268755006599,32.334309522348896,29.142037579957645,26.264929322974144,25.73727883161909,25.220228598791429,24.713565670115702,24.217081369373052,23.730571212555006,23.253834823643878,22.786675852085086,22.328901891917447,21.880324402528075,21.440758630999298,{"$f":"$X$114","v":21.440758630999298},21.440758630999298,21.440758630999298,21.440758630999298,21.440758630999298,21.440758630999298,21.440758630999298,21.440758630999298,21.440758630999298,21.440758630999298,21.440758630999298,21.440758630999298,21.440758630999298,21.440758630999298,21.440758630999298,21.440758630999298,21.440758630999298,21.440758630999298,21.440758630999298,21.440758630999298,21.440758630999298,21.440758630999298,21.440758630999298,21.440758630999298,21.440758630999298,21.440758630999298,21.440758630999298,21.440758630999298,21.440758630999298,21.440758630999298,21.440758630999298,21.440758630999298,21.440758630999298,21.440758630999298,21.440758630999298]
[null,"Baseline","Municipal waste",0,0,0,0,0,0,0,0,0,0,0,0,0,0,0,0,0,0,0,0,0,0,0,0,0,0,0,0,0,0,0,0,0,0,0,0,0,0,0,0,0,0,0,0,0,0,0,0,0,0,0,0,0,0,0,0]
[null,"Source:","Variety of sources, Fraunhofer among others."]
[null,"Note: ","The fuel costs should be stated as cost incl. transport to DH plant"]
[]
[null,null,"Table F3","Electricity CO₂ content, kg/MWh"]
[null,null,null,2020,{"$f":"D120+1","v":2021},2022,2023,2024,2025,2026,2027,2028,2029,2030,2031,2032,{"$f":"P120+1","v":2033},2034,2035,2036,2037,2038,2039,2040,2041,2042,2043,2044,2045,2046,2047,2048,2049,2050,2051,2052,2053,2054,2055,2056,2057,2058,2059,2060,2061,2062,2063]
[null,null,"Electricity mix DE",{"$f":"$I$121","v":328},328,328,328,{"$f":"$I$121","v":328},328,{"$f":"I121*(1+J122)","v":260.17557312174932},{"$f":"J121*(1+K122)","v":206.37600258911806},163.70120351280309,129.8507757459258,103,{"$f":"N121*(1+O122)","v":88.778743842905925},76.521022896352491,65.955730973906952,56.849193641787387,49,{"$f":"S121*(1+T122)","v":43.494026711525201},38.606742032303423,34.268625901999343,30.417970007118853,27,{"$f":"X121*(1+Y122)","v":26.587592451564994},26.181484161870959,25.781578913812176,25.38778195993703,25,{"$f":"AC121*(1+AD122)","v":25.573113915650758},26.159366213714019,26.759058085781369,27.372497628128098,28,{"$f":"AH121*(1+AI122)","v":27.572318097919254},27.151168760458773,26.736452206916333,26.328070180675443,25.92592592592592,25.529924164740045,25.13997107449886,24.755974265663266,24.377842759884665,24.005486968449922,23.638818671055592,23.277750994906345,22.922198394132646]
[null,null,"Weights / growth",null,null,null,null,null,null,{"$f":"($N$121/$I$121)^(1/5)-1","v":-0.20678178926295943},{"$f":"($N$121/$I$121)^(1/5)-1","v":-0.20678178926295943},-0.20678178926295943,-0.20678178926295943,-0.20678178926295943,{"$f":"($S$121/$N$121)^(1/5)-1","v":-0.13807044812712699},{"$f":"($S$121/$N$121)^(1/5)-1","v":-0.13807044812712699},-0.13807044812712699,-0.13807044812712699,-0.13807044812712699,{"$f":"($X$121/$S$121)^(1/5)-1","v":-0.1123668018056081},{"$f":"($X$121/$S$121)^(1/5)-1","v":-0.1123668018056081},-0.1123668018056081,-0.1123668018056081,-0.1123668018056081,{"$f":"($AC$121/$X$121)^(1/5)-1","v":-1.5274353645740923E-2},{"$f":"($AC$121/$X$121)^(1/5)-1","v":-1.5274353645740923E-2},-1.5274353645740923E-2,-1.5274353645740923E-2,-1.5274353645740923E-2,{"$f":"($AH$121/$AC$121)^(1/5)-1","v":2.2924556626030324E-2},{"$f":"($AH$121/$AC$121)^(1/5)-1","v":2.2924556626030324E-2},2.2924556626030324E-2,2.2924556626030324E-2,2.2924556626030324E-2,{"$f":"$AC$122","v":-1.5274353645740923E-2},{"$f":"$AC$122","v":-1.5274353645740923E-2},-1.5274353645740923E-2,-1.5274353645740923E-2,-1.5274353645740923E-2,-1.5274353645740923E-2,-1.5274353645740923E-2,-1.5274353645740923E-2,-1.5274353645740923E-2,-1.5274353645740923E-2,-1.5274353645740923E-2,-1.5274353645740923E-2,-1.5274353645740923E-2]
[null,null,"Source: ","German Technology Catalogue: Deutsche Energie-Agentur GmbH (Hrsg.) (dena, 2025) KWW-Technikkatalog Wärmeplanung."]
[]
[]
[]
[null,null,"Table F4","Additional transport costs to individual compared to DH plant, EUR/GJ"]
[null,null,null,"EUR/GJ","EUR/MWh"]
[null,null,"Natural gas",11,{"$f":"D129*Support_GJperGWh/Support_thousand","v":39.6}]
[null,null,"Coal",0,0]
[null,null,"Fueloil",3,{"$f":"D131*Support_GJperGWh/Support_thousand","v":10.8}]
[null,null,"Straw",0,0]
[null,null,"Wood chips",{"$f":"D134","v":6},21.6]
[null,null,"Wood pellets",6,21.6]
[null,null,"Biogas",{"$f":"D129","v":11},39.6]
[null,null,"Hydrogen",17,61.2]
[null,null,"Electricity sale",0,0]
[null,null,"Electricity",20,72]
[null,null,"Municipal waste",0,0]
[null,null,"Excess heat",0,0]
[null,null,"Solar",0,0]
[null,null,"Source:","COWI based on DEA SØB (2022) and Fraunhofer Kopernikus project Heizkosten und Treibhausgasemissionen in Bestandsgebäuden (2024)"]
[]
[null,null,"Table F5","Fuel CO2e content, kg/GJ"]
[null,null,null,2025]
[null,null,"Coal",119]
[null,null,"Natural gas",67]
[null,null,"Fueloil",86]
[null,null,"Straw",{"$f":"D150","v":5.6}]
[null,null,"Wood chips",5.6]
[null,null,"Wood pellets",5.6]
[null,null,"Biogas",39]
[null,null,"Hydrogen",{"$f":"D154","v":0.9}]
[null,null,"Green hydrogen",0.9]
[null,null,"Blue hydrogen",7.6]
[null,null,"Grey hydrogen",9.4]
[null,null,"Electricity",0]
[null,null,"Solar",0]
[null,null,"Excess heat",0]
[null,null,"Municipal waste",5.6]
[null,null,"Source:","German Technology Catalogue: Deutsche Energie-Agentur GmbH (Hrsg.) (dena, 2025) KWW-Technikkatalog Wärmeplanung."]
[null,null,"Note:","The German data is in CO₂-equivalents, which is why CH4 and N2O are set to empty in T1 and T2"]
[]
[null,null,"Table F6","SO2 content, kg/GJ"]
[null,null,null,"20xx"]
[null,null,"Coal",0.27]
[null,null,"Natural gas",1E-3]
[null,null,"Fueloil",0.25]
[null,null,"Straw",0.2]
[null,null,"Wood chips",4.0000000000000001E-3]
[null,null,"Wood pellets",4.0000000000000001E-3]
[null,null,"Biogas",{"$f":"D167","v":1E-3}]
[null,null,"Hydrogen",0]
[null,null,"Diesel",7.0000000000000007E-2]
[null,null,"Electricity",0]
[null,null,"Solar",0]
[null,null,"Excess heat",0]
[null,null,"Municipal waste",0.27]
[null,null,"Source:","DHAT, Version 1.0 by Rambøll"]

{"sheet":"Technologies","index":12,"n_rows":66,"n_cols":23,"rows_kept":66,"cut":false,"hidden":false,"merged":[[30,11,30,17],[5,11,5,17],[30,22,32,22]]}
["Technologies"]
["Technical and economic characteristics of technologies.",null,null,"To include more technologies, insert rows above row 19 or 49. And remeber to drag the formula from column M, N, S and T into the new rows."]
[]
[]
[null,"Table T1","Individual technologies"]
[null,null,null,null,null,null,"Energy efficiencies",null,"Cost drivers",null,null,"Emission factors"]
[null,"Technology","Source","Fuel","Life-time","Build time","Heat","Electricity","Investment","Fixed O&M","Var. O&M","SO₂_","SO₂","CO₂","CH4","N2O","NOx","PM2.5"]
[null,null,null,null,"year","years","GJ heat/GJ fuel","GJ elec./GJ fuel","mio.EUR/MW-heat","MEUR/MW/y","EUR/MWh","%","g/GJ fuel","kg/GJ fuel","g/GJ fuel","g/GJ fuel","g/GJ fuel","g/GJ fuel"]
[null,"Oil boiler","DEA, DENA","Fueloil",20,0.25,0.93,null,1.17,0.01,0,0,{"$f":"IFERROR(1000*(1-L9)*VLOOKUP(D9,Fuels!$C$166:$D$178,2,0),\"\")","v":250},{"$f":"VLOOKUP(D9,Fuels!$C$146:$D$160,2,0)","v":86},null,null,52,5]
[null,"Gas boiler","DEA, DENA","Natural gas",20,0.25,0.99,null,0.91,1.3679999999999999E-2,0,0,{"$f":"IFERROR(1000*(1-L10)*VLOOKUP(D10,Fuels!$C$166:$D$178,2,0),\"\")","v":1},{"$f":"VLOOKUP(D10,Fuels!$C$146:$D$160,2,0)","v":67},null,null,20,0]
[null,"Wood pellet boiler","DEA, DENA","Wood pellets",20,0.25,0.9,null,2.44,0.01,0,0,{"$f":"IFERROR(1000*(1-L11)*VLOOKUP(D11,Fuels!$C$166:$D$178,2,0),\"\")","v":4},{"$f":"VLOOKUP(D11,Fuels!$C$146:$D$160,2,0)","v":5.6},null,null,70,14]
[null,"Wood chips boiler","DEA, DENA","Wood chips",20,0.25,0.89,null,2.58,0.02,0,0,{"$f":"IFERROR(1000*(1-L12)*VLOOKUP(D12,Fuels!$C$166:$D$178,2,0),\"\")","v":4},{"$f":"VLOOKUP(D12,Fuels!$C$146:$D$160,2,0)","v":5.6},null,null,70,14]
[null,"Hydrogen boiler","DENA","Hydrogen",20,0.25,0.99,null,0.94,0.01,0,0,{"$f":"IFERROR(1000*(1-L13)*VLOOKUP(D13,Fuels!$C$166:$D$178,2,0),\"\")","v":0},{"$f":"VLOOKUP(D13,Fuels!$C$146:$D$160,2,0)","v":0.9},null,null,{"$f":"Q10","v":20},0]
[null,"Heat pump - air to water","DENA","Electricity",20,0.25,3.75,null,2.31,0.03,0,0,{"$f":"IFERROR(1000*(1-L14)*VLOOKUP(D14,Fuels!$C$166:$D$178,2,0),\"\")","v":0},{"$f":"VLOOKUP(D14,Fuels!$C$146:$D$160,2,0)","v":0},null,null,0,0]
[null,"Heat pump - water to water, groundwater well","DENA","Electricity",20,0.25,5.35,null,2.08,0.03,0,0,{"$f":"IFERROR(1000*(1-L15)*VLOOKUP(D15,Fuels!$C$166:$D$178,2,0),\"\")","v":0},{"$f":"VLOOKUP(D15,Fuels!$C$146:$D$160,2,0)","v":0},null,null,0,0]
[null,"Gas engine driven heat pump - brine to water","DEA, DENA","Natural gas",20,0.25,4.1500000000000004,null,3.47,0.04,0,0,{"$f":"IFERROR(1000*(1-L16)*VLOOKUP(D16,Fuels!$C$166:$D$178,2,0),\"\")","v":1},{"$f":"VLOOKUP(D16,Fuels!$C$146:$D$160,2,0)","v":67},null,null,20,0]
[null,"Heat pump - brine to water, probes","DENA","Electricity",20,0.25,4.5999999999999996,null,3.73,0.06,0,0,{"$f":"IFERROR(1000*(1-L17)*VLOOKUP(D17,Fuels!$C$166:$D$178,2,0),\"\")","v":0},{"$f":"VLOOKUP(D17,Fuels!$C$146:$D$160,2,0)","v":0},null,null,0,0]
[null,"Heat pump - brine to water, collectors","DENA","Electricity",20,0.25,4.5999999999999996,null,3.13,0.05,0,0,{"$f":"IFERROR(1000*(1-L18)*VLOOKUP(D18,Fuels!$C$166:$D$178,2,0),\"\")","v":0},{"$f":"VLOOKUP(D18,Fuels!$C$146:$D$160,2,0)","v":0},null,null,0,0]
[null,"Solar flat plate colletors","DENA","Solar",20,0.25,1,null,1.45,0.01,0,0,{"$f":"IFERROR(1000*(1-L19)*VLOOKUP(D19,Fuels!$C$166:$D$178,2,0),\"\")","v":0},{"$f":"VLOOKUP(D19,Fuels!$C$146:$D$160,2,0)","v":0},null,null,0,0]
[null,"Solar evacuated tube collectors","DENA","Solar",20,0.25,1,null,1.97,0.01,0,0,{"$f":"IFERROR(1000*(1-L20)*VLOOKUP(D20,Fuels!$C$166:$D$178,2,0),\"\")","v":0},{"$f":"VLOOKUP(D20,Fuels!$C$146:$D$160,2,0)","v":0},null,null,0,0]
[null,"Micro CHP - natural gas","DENA, DEA","Natural gas",15,0.25,0.69,0.3,2.62,0.02,0,0,{"$f":"IFERROR(1000*(1-L21)*VLOOKUP(D21,Fuels!$C$166:$D$178,2,0),\"\")","v":1},{"$f":"VLOOKUP(D21,Fuels!$C$146:$D$160,2,0)","v":67},null,null,15,0.1]
[null,"Micro CHP - biogas","DENA","Biogas",15,0.25,0.69,0.3,2.62,0.02,0,0,{"$f":"IFERROR(1000*(1-L22)*VLOOKUP(D22,Fuels!$C$166:$D$178,2,0),\"\")","v":1},{"$f":"VLOOKUP(D22,Fuels!$C$146:$D$160,2,0)","v":39},null,null,15,0.1]
[null,"<Placeholder - user can add>",null,null,null,null,null,null,null,null,null,null,{"$f":"IFERROR(1000*(1-L23)*VLOOKUP(D23,Fuels!$C$166:$D$178,2,0),\"\")","v":""},{"$f":"IF(ISBLANK(D23),\"\",VLOOKUP(D23,Fuels!$C$146:$D$160,2,0))","v":""}]
[null,"<Placeholder - user can add>",null,null,null,null,null,null,null,null,null,null,{"$f":"IFERROR(1000*(1-L24)*VLOOKUP(D24,Fuels!$C$166:$D$178,2,0),\"\")","v":""},{"$f":"IF(ISBLANK(D24),\"\",VLOOKUP(D24,Fuels!$C$146:$D$160,2,0))","v":""}]
[null,"<Placeholder - user can add>",null,null,null,null,null,null,null,null,null,null,{"$f":"IFERROR(1000*(1-L25)*VLOOKUP(D25,Fuels!$C$166:$D$178,2,0),\"\")","v":""},{"$f":"IF(ISBLANK(D25),\"\",VLOOKUP(D25,Fuels!$C$146:$D$160,2,0))","v":""}]
[null,"Electric heating","DENA","Electricity",25,0.25,1,null,0.68,0.01,0,0,{"$f":"IFERROR(1000*(1-L26)*VLOOKUP(D26,Fuels!$C$166:$D$178,2,0),\"\")","v":0},{"$f":"VLOOKUP(D26,Fuels!$C$146:$D$160,2,0)","v":0},null,null,0,0]
[null,{"$f":"\"Source: \" &Fuels!C144& \" & \" &Fuels!C164 & \", Deutsche Energie-Agentur GmbH (Hrsg.) (dena, 2025) KWW-Technikkatalog Wärmeplanung. & DEA Technology Catalogue\"","v":"Source: Table F5 & Table F6, Deutsche Energie-Agentur GmbH (Hrsg.) (dena, 2025) KWW-Technikkatalog Wärmeplanung. & DEA Technology Catalogue"}]
[null,"Note: All additional costs for individual technologies are included (tanks, chimney works, storage of fuels). The user can update the costs if they are not relevant."]
[]
[null,"Table T2","District heating technologies"]
[null,null,null,null,null,null,"Energy efficiencies",null,"Cost drivers",null,null,"Emission factors",null,null,null,null,null,null,"Fuel price",null,null,null,"Combined heat and power (CHP)"]
[null,"Technology","Source","Fuel","Life-time","Build time","Heat","Electricity","Investment","Fixed O&M","Var. O&M","SO₂_","SO₂","CO₂","CH4","N2O","NOx","PM2.5","Fuel","Elec. condens.","CV","CB"]
[null,null,null,null,"year","years","GJ heat/GJ fuel","GJ elec./GJ fuel","mio.EUR/MW-heat","MEUR/MW/year","EUR/MWh","%","g/GJ fuel","kg/GJ fuel","g/GJ fuel","g/GJ fuel","g/GJ fuel","g/GJ fuel","EUR/MWh","GJ elec./GJ fuel"]
[null,"Medium CHP - wood chips","DEA, DENA","Wood chips",28,3,0.77,0.14000000000000001,1.27,3.4000000000000002E-2,1,0.98,{"$f":"IFERROR(1000*(1-L34)*VLOOKUP(D34,Fuels!$C$166:$D$179,2,0),\"\")","v":8.0000000000000071E-2},{"$f":"VLOOKUP(D34,Fuels!$C$146:$D$161,2,0)","v":5.6},null,null,60,0.3,{"$f":"IF(ISBLANK(D34),\"\",VLOOKUP(D34,Fuels!$BI$11:$BJ$23,2,0))","v":9.2896867581160603},{"$f":"IFERROR(U34+V34/V34,0)*H34","v":0.14000000000000001},0,0.37,"Yes"]
[null,"Medium CHP - wood pellets","DEA, DENA","Wood pellets",28,3,0.77,0.14000000000000001,1.2949999999999999,3.5000000000000003E-2,1.02,0.98399999999999999,{"$f":"IFERROR(1000*(1-L35)*VLOOKUP(D35,Fuels!$C$166:$D$179,2,0),\"\")","v":6.4000000000000057E-2},{"$f":"VLOOKUP(D35,Fuels!$C$146:$D$161,2,0)","v":5.6},null,null,80,0.3,{"$f":"IF(ISBLANK(D35),\"\",VLOOKUP(D35,Fuels!$BI$11:$BJ$23,2,0))","v":12.480715293523032},0.14000000000000001,0,0.46,"Yes"]
[null,"Medium CHP - straw","DEA, DENA","Straw",28,3,0.77,0.14000000000000001,1.41,3.7999999999999999E-2,1.1100000000000001,0.95,{"$f":"IFERROR(1000*(1-L36)*VLOOKUP(D36,Fuels!$C$166:$D$179,2,0),\"\")","v":10.000000000000009},{"$f":"VLOOKUP(D36,Fuels!$C$146:$D$161,2,0)","v":5.6},null,null,70,0.3,{"$f":"IF(ISBLANK(D36),\"\",VLOOKUP(D36,Fuels!$BI$11:$BJ$23,2,0))","v":8.4210977721355107},0.14000000000000001,0,0.46,"Yes"]
[null,"Medium CHP - waste","DEA, DENA","Municipal waste",25,3,0.8,0.22,4.3380000000000001,9.7000000000000003E-2,7.6,1,{"$f":"IFERROR(1000*(1-L37)*VLOOKUP(D37,Fuels!$C$166:$D$179,2,0),\"\")","v":0},{"$f":"VLOOKUP(D37,Fuels!$C$146:$D$161,2,0)","v":5.6},null,null,60,0.28999999999999998,{"$f":"IF(ISBLANK(D37),\"\",VLOOKUP(D37,Fuels!$BI$11:$BJ$23,2,0))","v":0},0.22,0,0.3,"Yes"]
[null,"Medium CHP - natural gas","DEA, DENA","Natural gas",15,3,0.42,0.48,0.80400000000000005,1.0999999999999999E-2,5,0,{"$f":"IFERROR(1000*(1-L38)*VLOOKUP(D38,Fuels!$C$166:$D$179,2,0),\"\")","v":1},{"$f":"VLOOKUP(D38,Fuels!$C$146:$D$161,2,0)","v":67},null,null,10,0.1,{"$f":"IF(ISBLANK(D38),\"\",VLOOKUP(D38,Fuels!$BI$11:$BJ$23,2,0))","v":10.844229244535056},0.48,0,0.45,"Yes"]
[null,"Medium CHP - biogas","DEA, DENA","Biogas",15,3,0.42,0.48,0.88400000000000001,1.2E-2,6,0,{"$f":"IFERROR(1000*(1-L39)*VLOOKUP(D39,Fuels!$C$166:$D$179,2,0),\"\")","v":1},{"$f":"VLOOKUP(D39,Fuels!$C$146:$D$161,2,0)","v":39},null,null,10,0.1,{"$f":"IF(ISBLANK(D39),\"\",VLOOKUP(D39,Fuels!$BI$11:$BJ$23,2,0))","v":11.928652168988561},0.48,0,0.45,"Yes"]
[null,"Large CHP - wood chips","DEA, DENA","Wood chips",28,5,0.77,0.14000000000000001,1.82,4.2000000000000003E-2,1,0.98,{"$f":"IFERROR(1000*(1-L40)*VLOOKUP(D40,Fuels!$C$166:$D$179,2,0),\"\")","v":8.0000000000000071E-2},{"$f":"VLOOKUP(D40,Fuels!$C$146:$D$161,2,0)","v":5.6},null,null,20,0.3,{"$f":"IF(ISBLANK(D40),\"\",VLOOKUP(D40,Fuels!$BI$11:$BJ$23,2,0))","v":9.2896867581160603},0.14000000000000001,0,0.35,"Yes"]
[null,"Large CHP - wood pellets","DEA, DENA","Wood pellets",28,5,0.77,0.14000000000000001,1.8560000000000001,4.2999999999999997E-2,1.02,0.98250000000000004,{"$f":"IFERROR(1000*(1-L41)*VLOOKUP(D41,Fuels!$C$166:$D$179,2,0),\"\")","v":6.999999999999984E-2},{"$f":"VLOOKUP(D41,Fuels!$C$146:$D$161,2,0)","v":5.6},null,null,20,0.3,{"$f":"IF(ISBLANK(D41),\"\",VLOOKUP(D41,Fuels!$BI$11:$BJ$23,2,0))","v":12.480715293523032},0.14000000000000001,0,0.51,"Yes"]
[null,"Large CHP - straw","DEA, DENA","Straw",28,5,0.77,0.14000000000000001,2.02,4.7E-2,1.1100000000000001,0.95,{"$f":"IFERROR(1000*(1-L42)*VLOOKUP(D42,Fuels!$C$166:$D$179,2,0),\"\")","v":10.000000000000009},{"$f":"VLOOKUP(D42,Fuels!$C$146:$D$161,2,0)","v":5.6},null,null,30,0.3,{"$f":"IF(ISBLANK(D42),\"\",VLOOKUP(D42,Fuels!$BI$11:$BJ$23,2,0))","v":8.4210977721355107},0.14000000000000001,0,0.45,"Yes"]
[null,"Large CHP - coal","DEA","Coal",25,4.5,0.43999999999999989,0.46,2.67,4.3999999999999997E-2,4.08,0.97,{"$f":"IFERROR(1000*(1-L43)*VLOOKUP(D43,Fuels!$C$166:$D$179,2,0),\"\")","v":8.1000000000000085},{"$f":"VLOOKUP(D43,Fuels!$C$146:$D$161,2,0)","v":119},null,null,35,2.1,{"$f":"IF(ISBLANK(D43),\"\",VLOOKUP(D43,Fuels!$BI$11:$BJ$23,2,0))","v":1.4948012232415904},0.52900000000000003,0.15,0.75,"Yes"]
[null,"Large CHP - natural gas","DEA, DENA","Natural gas",15,2,0.4,0.5,0.755,1.0999999999999999E-2,4.7,0,{"$f":"IFERROR(1000*(1-L44)*VLOOKUP(D44,Fuels!$C$166:$D$179,2,0),\"\")","v":1},{"$f":"VLOOKUP(D44,Fuels!$C$146:$D$161,2,0)","v":67},null,null,20,0.1,{"$f":"IF(ISBLANK(D44),\"\",VLOOKUP(D44,Fuels!$BI$11:$BJ$23,2,0))","v":10.844229244535056},0.5,0,0.95,"Yes"]
[null,"Oil boiler","DEA, DENA","Fueloil",20,1,0.93,0,0.16500000000000001,1E-3,2,0,{"$f":"IFERROR(1000*(1-L45)*VLOOKUP(D45,Fuels!$C$166:$D$179,2,0),\"\")","v":250},{"$f":"VLOOKUP(D45,Fuels!$C$146:$D$161,2,0)","v":86},null,null,10,5,{"$f":"IF(ISBLANK(D45),\"\",VLOOKUP(D45,Fuels!$BI$11:$BJ$23,2,0))","v":9.4566938498131154},0,0,0,"No"]
[null,"Gas boiler","DEA, DENA","Natural gas",25,0.5,0.95,0,5.8999999999999997E-2,2.0000000000000001E-4,2,0,{"$f":"IFERROR(1000*(1-L46)*VLOOKUP(D46,Fuels!$C$166:$D$179,2,0),\"\")","v":1},{"$f":"VLOOKUP(D46,Fuels!$C$146:$D$161,2,0)","v":67},null,null,9,0.1,{"$f":"IF(ISBLANK(D46),\"\",VLOOKUP(D46,Fuels!$BI$11:$BJ$23,2,0))","v":10.844229244535056},0,0,0,"No"]
[null,"Wood chips boiler","DEA, DENA","Wood chips",28,2,0.9,0,1.18,3.3000000000000002E-2,2,0.98,{"$f":"IFERROR(1000*(1-L47)*VLOOKUP(D47,Fuels!$C$166:$D$179,2,0),\"\")","v":8.0000000000000071E-2},{"$f":"VLOOKUP(D47,Fuels!$C$146:$D$161,2,0)","v":5.6},null,null,60,0.3,{"$f":"IF(ISBLANK(D47),\"\",VLOOKUP(D47,Fuels!$BI$11:$BJ$23,2,0))","v":9.2896867581160603},0,0,0,"No"]
[null,"Wood pellet boiler","DEA, DENA","Wood pellets",28,1,0.9,0,1.204,3.3000000000000002E-2,2.04,0,{"$f":"IFERROR(1000*(1-L48)*VLOOKUP(D48,Fuels!$C$166:$D$179,2,0),\"\")","v":4},{"$f":"VLOOKUP(D48,Fuels!$C$146:$D$161,2,0)","v":5.6},null,null,50,0.3,{"$f":"IF(ISBLANK(D48),\"\",VLOOKUP(D48,Fuels!$BI$11:$BJ$23,2,0))","v":12.480715293523032},0,0,0,"No"]
[null,"Straw boiler","DEA, DENA","Straw",28,1,0.9,0,1.31,3.5999999999999997E-2,2.2200000000000002,0,{"$f":"IFERROR(1000*(1-L49)*VLOOKUP(D49,Fuels!$C$166:$D$179,2,0),\"\")","v":200},{"$f":"VLOOKUP(D49,Fuels!$C$146:$D$161,2,0)","v":5.6},null,null,70,0.3,{"$f":"IF(ISBLANK(D49),\"\",VLOOKUP(D49,Fuels!$BI$11:$BJ$23,2,0))","v":8.4210977721355107},0,0,0,"No"]
[null,"Medium boiler - waste","DEA, DENA","Municipal waste",25,2,1.06,0,3.0870000000000002,0.13,10,0.98,{"$f":"IFERROR(1000*(1-L50)*VLOOKUP(D50,Fuels!$C$166:$D$179,2,0),\"\")","v":5.4000000000000048},{"$f":"VLOOKUP(D50,Fuels!$C$146:$D$161,2,0)","v":5.6},null,null,60,0,{"$f":"IF(ISBLANK(D50),\"\",VLOOKUP(D50,Fuels!$BI$11:$BJ$23,2,0))","v":0},0,0,0,"No"]
[null,"Excess Heat - directly",null,"Excess heat",30,1,1,0,0.1,1E-3,1,0,{"$f":"IFERROR(1000*(1-L51)*VLOOKUP(D51,Fuels!$C$166:$D$179,2,0),\"\")","v":0},{"$f":"VLOOKUP(D51,Fuels!$C$146:$D$161,2,0)","v":0},null,null,0,0,{"$f":"IF(ISBLANK(D51),\"\",VLOOKUP(D51,Fuels!$BI$11:$BJ$23,2,0))","v":0},0,0,0,"No"]
[null,"Heat Pump -excess heat","DENA","Electricity",25,0.5,4.2,0,0.59,1.6E-2,1.8,0,{"$f":"IFERROR(1000*(1-L52)*VLOOKUP(D52,Fuels!$C$166:$D$179,2,0),\"\")","v":0},{"$f":"VLOOKUP(D52,Fuels!$C$146:$D$161,2,0)","v":0},null,null,0,0,{"$f":"IF(ISBLANK(D52),\"\",VLOOKUP(D52,Fuels!$BI$11:$BJ$23,2,0))","v":35.876268755006599},0,0,0,"No"]
[null,"Heat Pump - air source","DENA","Electricity",25,0.5,2.7,0,0.74,1.7999999999999999E-2,2,0,{"$f":"IFERROR(1000*(1-L53)*VLOOKUP(D53,Fuels!$C$166:$D$179,2,0),\"\")","v":0},{"$f":"VLOOKUP(D53,Fuels!$C$146:$D$161,2,0)","v":0},null,null,0,0,{"$f":"IF(ISBLANK(D53),\"\",VLOOKUP(D53,Fuels!$BI$11:$BJ$23,2,0))","v":35.876268755006599},0,0,0,"No"]
[null,"Heat Pump - lake/river","DENA","Electricity",25,0.5,2.9,0,0.79,1.7000000000000001E-2,1.3,0,{"$f":"IFERROR(1000*(1-L54)*VLOOKUP(D54,Fuels!$C$166:$D$179,2,0),\"\")","v":0},{"$f":"VLOOKUP(D54,Fuels!$C$146:$D$161,2,0)","v":0},null,null,0,0,{"$f":"IF(ISBLANK(D54),\"\",VLOOKUP(D54,Fuels!$BI$11:$BJ$23,2,0))","v":35.876268755006599},{"$f":"IFERROR(U54+V54/V54,0)*H54","v":0},0,0,"No"]
[null,"Heat Pump - wastewater","DENA","Electricity",22,0.5,3,0,1.1499999999999999,1.9E-2,0,0,{"$f":"IFERROR(1000*(1-L55)*VLOOKUP(D55,Fuels!$C$166:$D$179,2,0),\"\")","v":0},{"$f":"VLOOKUP(D55,Fuels!$C$146:$D$161,2,0)","v":0},null,null,0,0,{"$f":"IF(ISBLANK(D55),\"\",VLOOKUP(D55,Fuels!$BI$11:$BJ$23,2,0))","v":35.876268755006599},0,0,0,"No"]
[null,"Heat Pump - absorption","DENA","Electricity",25,0.5,1.8,0,0.43,2.8000000000000001E-2,1.6,0,{"$f":"IFERROR(1000*(1-L56)*VLOOKUP(D56,Fuels!$C$166:$D$179,2,0),\"\")","v":0},{"$f":"VLOOKUP(D56,Fuels!$C$146:$D$161,2,0)","v":0},null,null,0,0,{"$f":"IF(ISBLANK(D56),\"\",VLOOKUP(D56,Fuels!$BI$11:$BJ$23,2,0))","v":35.876268755006599},0,0,0,"No"]
[null,"Heat Pump industry - high temperature (<150°C)","DENA","Electricity",23,0.5,3.2,0,1.1299999999999999,1E-3,3,0,{"$f":"IFERROR(1000*(1-L57)*VLOOKUP(D57,Fuels!$C$166:$D$179,2,0),\"\")","v":0},{"$f":"VLOOKUP(D57,Fuels!$C$146:$D$161,2,0)","v":0},null,null,0,0,{"$f":"IF(ISBLANK(D57),\"\",VLOOKUP(D57,Fuels!$BI$11:$BJ$23,2,0))","v":35.876268755006599},0,0,0,"No"]
[null,"Heat Pump industry - high temperature (<125°C)","DENA","Electricity",23,0.5,2.7,0,0.94,1E-3,3.3,0,{"$f":"IFERROR(1000*(1-L58)*VLOOKUP(D58,Fuels!$C$166:$D$179,2,0),\"\")","v":0},{"$f":"VLOOKUP(D58,Fuels!$C$146:$D$161,2,0)","v":0},null,null,0,0,{"$f":"IF(ISBLANK(D58),\"\",VLOOKUP(D58,Fuels!$BI$11:$BJ$23,2,0))","v":35.876268755006599},0,0,0,"No"]
[null,"Solar flat plate colletors","DENA","Solar",25,1,1,0,0.43,5.0000000000000001E-3,0,0,{"$f":"IFERROR(1000*(1-L59)*VLOOKUP(D59,Fuels!$C$166:$D$179,2,0),\"\")","v":0},{"$f":"VLOOKUP(D59,Fuels!$C$146:$D$161,2,0)","v":0},null,null,0,0,{"$f":"IF(ISBLANK(D59),\"\",VLOOKUP(D59,Fuels!$BI$11:$BJ$23,2,0))","v":0},0,0,0,"No"]
[null,"Solar evacuated tube collectors","DENA","Solar",35,1,1,0,0.71,8.9999999999999993E-3,0,0,{"$f":"IFERROR(1000*(1-L60)*VLOOKUP(D60,Fuels!$C$166:$D$179,2,0),\"\")","v":0},{"$f":"VLOOKUP(D60,Fuels!$C$146:$D$161,2,0)","v":0},null,null,0,0,{"$f":"IF(ISBLANK(D60),\"\",VLOOKUP(D60,Fuels!$BI$11:$BJ$23,2,0))","v":0},0,0,0,"No"]
[null,"Geothermal (>400m)","DENA","Electricity",30,5,{"$f":"90%/0.1","v":9},0,3.78,5.7000000000000002E-2,4.5190000000000001,0,{"$f":"IFERROR(1000*(1-L61)*VLOOKUP(D61,Fuels!$C$166:$D$179,2,0),\"\")","v":0},{"$f":"VLOOKUP(D61,Fuels!$C$146:$D$161,2,0)","v":0},null,null,0,0,{"$f":"IF(ISBLANK(D61),\"\",VLOOKUP(D61,Fuels!$BI$11:$BJ$23,2,0))","v":35.876268755006599},0,0,0,"No"]
[null,"<Placeholder - user can add>",null,null,null,null,null,null,null,null,null,null,{"$f":"IFERROR(1000*(1-L62)*VLOOKUP(D62,Fuels!$C$166:$D$179,2,0),\"\")","v":""},{"$f":"IF(ISBLANK(D62),\"\",VLOOKUP(D62,Fuels!$C$146:$D$160,2,0))","v":""},null,null,null,null,{"$f":"IF(ISBLANK(D62),\"\",VLOOKUP(D62,Fuels!$BI$11:$BJ$23,2,0))","v":""},{"$f":"IFERROR(U62+V62/V62,0)*H62","v":0}]
[null,"<Placeholder - user can add>",null,null,null,null,null,null,null,null,null,null,{"$f":"IFERROR(1000*(1-L63)*VLOOKUP(D63,Fuels!$C$166:$D$179,2,0),\"\")","v":""},{"$f":"IF(ISBLANK(D63),\"\",VLOOKUP(D63,Fuels!$C$146:$D$160,2,0))","v":""},null,null,null,null,{"$f":"IF(ISBLANK(D63),\"\",VLOOKUP(D63,Fuels!$BI$11:$BJ$23,2,0))","v":""},0]
[null,"<Placeholder - user can add>",null,null,null,null,null,null,null,null,null,null,{"$f":"IFERROR(1000*(1-L64)*VLOOKUP(D64,Fuels!$C$166:$D$179,2,0),\"\")","v":""},{"$f":"IF(ISBLANK(D64),\"\",VLOOKUP(D64,Fuels!$C$146:$D$160,2,0))","v":""},null,null,null,null,{"$f":"IF(ISBLANK(D64),\"\",VLOOKUP(D64,Fuels!$BI$11:$BJ$23,2,0))","v":""},0]
[null,"Geothermal (>2000m) with ORC","DENA","Electricity",30,5,{"$f":"82%/0.1","v":8.1999999999999993},1,15.43,1.8520000000000001,0,0,{"$f":"IFERROR(1000*(1-L65)*VLOOKUP(D65,Fuels!$C$166:$D$179,2,0),\"\")","v":0},{"$f":"VLOOKUP(D65,Fuels!$C$146:$D$161,2,0)","v":0},null,null,0,0,{"$f":"IF(ISBLANK(D65),\"\",VLOOKUP(D65,Fuels!$BI$11:$BJ$23,2,0))","v":35.876268755006599},{"$f":"H65","v":1},0,0,"Yes"]
[null,{"$f":"\"Source: \"&Fuels!C9&\", \"&Fuels!C144&\",  \"&Fuels!C164 & \", Deutsche Energie-Agentur GmbH (Hrsg.) (dena, 2025) KWW-Technikkatalog Wärmeplanung. & DEA Technology Catalogue\"","v":"Source: Table F1, Table F5,  Table F6, Deutsche Energie-Agentur GmbH (Hrsg.) (dena, 2025) KWW-Technikkatalog Wärmeplanung. & DEA Technology Catalogue"}]

{"sheet":"Demand","index":13,"n_rows":8773,"n_cols":51,"rows_kept":1125,"cut":true,"hidden":false,"merged":[],"bounds":{"rows_first":500,"rows_last":125,"rows_between":500,"halvings":2}}
["Demand",null,null,null,null,null,null,null,null,null,"Solar"]
["Data on demand and season variation profiles.",null,null,null,null,null,null,null,null,null,"Table D.A1","Solar factors","Operation hrs","FLH",null,null,null,"Table D.B1","w/o HTW and loss","Operation hrs","FLH","Non-heating days",null,null,"Table D.B4","w/o HTW and loss","Operation hrs","FLH","Non-heating days",null,null,"Table D.B3","w/o HTW and loss","Operation hrs","FLH","Non-heating days",null,null,"Table D.B2","w/o HTW and loss","Operation hrs","FLH","Non-heating days",null,null,"Table D.A2","Solar factors","Operation hrs","FLH"]
[null,null,null,null,null,null,null,null,null,null,"Climate zone 1","Default",{"$f":"COUNTIF(K13:K8772,\">0\")","v":3113},{"$f":"SUM(K13:K8772)/MAX(K13:K8772)","v":1398.6892920363978},null,null,null,"Climate zone 1","Costal 1",{"$f":"COUNTIF(R13:R8772,\">0\")","v":7837},{"$f":"SUM(R13:R8772)/MAX(R13:R8772)","v":2082.0043496431767},{"$f":"(8760-T3)/24","v":38.458333333333336},null,null,"Climate zone 1","Costal 1",{"$f":"COUNTIF(Y13:Y8772,\">0\")","v":5832},{"$f":"SUM(Y13:Y8772)/MAX(Y13:Y8772)","v":1923.7408333649423},{"$f":"(8760-AA3)/24","v":122},null,null,"Climate zone 1","Continental 1 5m",{"$f":"COUNTIF(AF13:AF8772,\">0\")","v":5064},{"$f":"SUM(AF13:AF8772)/MAX(AF13:AF8772)","v":1820.0718105314452},{"$f":"(8760-AH3)/24","v":154},null,null,"Climate zone 1","Continental 1 6m",{"$f":"COUNTIF(AM13:AM8772,\">0\")","v":4368},{"$f":"SUM(AM13:AM8772)/MAX(AM13:AM8772)","v":1685.8122310056112},{"$f":"(8760-AO3)/24","v":183},null,null,"Climate zone 1","Default",{"$f":"COUNTIF(AT13:AT8772,\">0\")","v":3113},{"$f":"SUM(AT13:AT8772)/MAX(AT13:AT8772)","v":1398.6892920363978}]
[null,null,null,null,null,null,null,null,null,null,"Climate zone 2","Default",{"$f":"COUNTIF(L13:L8772,\">0\")","v":3113},{"$f":"SUM(L13:L8772)/MAX(L13:L8772)","v":1398.6892920363978},null,null,null,"Climate zone 2","Costal 2",{"$f":"COUNTIF(S13:S8772,\">0\")","v":7837},{"$f":"SUM(S13:S8772)/MAX(S13:S8772)","v":2187.6895362045684},38.458333333333336,null,null,"Climate zone 2","Costal 2",{"$f":"COUNTIF(Z13:Z8772,\">0\")","v":5832},{"$f":"SUM(Z13:Z8772)/MAX(Z13:Z8772)","v":2026.3583423093567},122,null,null,"Climate zone 2","Continental 2 5m",{"$f":"COUNTIF(AG13:AG8772,\">0\")","v":5064},{"$f":"SUM(AG13:AG8772)/MAX(AG13:AG8772)","v":1913.9790823499075},154,null,null,"Climate zone 2","Continental 2 6m",{"$f":"COUNTIF(AN13:AN8772,\">0\")","v":4368},{"$f":"SUM(AN13:AN8772)/MAX(AN13:AN8772)","v":1766.6834709108259},183,null,null,"Climate zone 2","Denmark",{"$f":"COUNTIF(AU13:AU8772,\">0\")","v":2352},{"$f":"SUM(AU13:AU8772)/MAX(AU13:AU8772)","v":719.8136669720152}]
[null,"Table D1","Chosen climate zone",null,null,null,null,null,null,null,"Climate zone 3","Default",{"$f":"COUNTIF(M13:M8772,\">0\")","v":3113},{"$f":"SUM(M13:M8772)/MAX(M13:M8772)","v":1398.6892920363978},null,null,null,"Climate zone 3","Costal 3 DK",{"$f":"COUNTIF(T13:T8772,\">0\")","v":7837},{"$f":"SUM(T13:T8772)/MAX(T13:T8772)","v":2271.1111150588035},38.458333333333336,null,null,"Climate zone 3","Costal 3",{"$f":"COUNTIF(AA13:AA8772,\">0\")","v":5832},{"$f":"SUM(AA13:AA8772)/MAX(AA13:AA8772)","v":2109.6020024597537},122,null,null,"Climate zone 3","Continental 3 5m",{"$f":"COUNTIF(AH13:AH8772,\">0\")","v":5064},{"$f":"SUM(AH13:AH8772)/MAX(AH13:AH8772)","v":1990.4592064856301},154,null,null,"Climate zone 3","Continental 3 6m",{"$f":"COUNTIF(AO13:AO8772,\">0\")","v":4368},{"$f":"SUM(AO13:AO8772)/MAX(AO13:AO8772)","v":1832.3074106740546},183,null,null,"Climate zone 3","Sun-1000 FLH",{"$f":"COUNTIF(AV13:AV8772,\">0\")","v":3343},{"$f":"SUM(AV13:AV8772)/MAX(AV13:AV8772)","v":1000.0000014128217}]
[null,"Climate zone",{"$f":"Centralised!E27","v":"Climate zone 3"},{"$f":"MATCH(C6,$C$12:$H$12,0)","v":3},null,null,null,null,null,null,"Climate zone 4","Default",{"$f":"COUNTIF(N13:N8772,\">0\")","v":3113},{"$f":"SUM(N13:N8772)/MAX(N13:N8772)","v":1398.6892920363978},null,null,null,"Climate zone 4","Continental 1",{"$f":"COUNTIF(U13:U8772,\">0\")","v":6945},{"$f":"SUM(U13:U8772)/MAX(U13:U8772)","v":2420.5263155317866},75.625,null,null,"Climate zone 4","Continental 1",{"$f":"COUNTIF(AB13:AB8772,\">0\")","v":5832},{"$f":"SUM(AB13:AB8772)/MAX(AB13:AB8772)","v":2299.7121528626662},122,null,null,"Climate zone 4","Continental 4 5m",{"$f":"COUNTIF(AI13:AI8772,\">0\")","v":5064},{"$f":"SUM(AI13:AI8772)/MAX(AI13:AI8772)","v":2178.9416613319158},154,null,null,"Climate zone 4","Continental 4 6m",{"$f":"COUNTIF(AP13:AP8772,\">0\")","v":4368},{"$f":"SUM(AP13:AP8772)/MAX(AP13:AP8772)","v":2004.4724163048927},183,null,null,"Climate zone 4","Sun-1200 FLH",{"$f":"COUNTIF(AW13:AW8772,\">0\")","v":3343},{"$f":"SUM(AW13:AW8772)/MAX(AW13:AW8772)","v":1199.571599914842}]
[null,"Source:",{"$f":"B10","v":"Table D2"},null,null,null,null,null,null,null,"Climate zone 5","Default",{"$f":"COUNTIF(O13:O8772,\">0\")","v":3113},{"$f":"SUM(O13:O8772)/MAX(O13:O8772)","v":1398.6892920363978},null,null,null,"Climate zone 5","Continental 2",{"$f":"COUNTIF(V13:V8772,\">0\")","v":6376},{"$f":"SUM(V13:V8772)/MAX(V13:V8772)","v":2529.631632906935},99.333333333333329,null,null,"Climate zone 5","Continental 2",{"$f":"COUNTIF(AC13:AC8772,\">0\")","v":5638},{"$f":"SUM(AC13:AC8772)/MAX(AC13:AC8772)","v":2427.5556949338848},130.08333333333334,null,null,"Climate zone 5","Continental 5 5m",{"$f":"COUNTIF(AJ13:AJ8772,\">0\")","v":5064},{"$f":"SUM(AJ13:AJ8772)/MAX(AJ13:AJ8772)","v":2308.9296901088164},154,null,null,"Climate zone 5","Continental 5 6m",{"$f":"COUNTIF(AQ13:AQ8772,\">0\")","v":4368},{"$f":"SUM(AQ13:AQ8772)/MAX(AQ13:AQ8772)","v":2123.0594066677718},183,null,null,"Climate zone 5","Default",{"$f":"COUNTIF(AX13:AX8772,\">0\")","v":3113},{"$f":"SUM(AX13:AX8772)/MAX(AX13:AX8772)","v":1398.6892920363978}]
[null,null,null,null,null,null,null,null,null,null,"Climate zone 6","Default",{"$f":"COUNTIF(P13:P8772,\">0\")","v":3113},{"$f":"SUM(P13:P8772)/MAX(P13:P8772)","v":1398.6892920363978},null,null,null,"Climate zone 6","Continental 3",{"$f":"COUNTIF(W13:W8772,\">0\")","v":6077},{"$f":"SUM(W13:W8772)/MAX(W13:W8772)","v":2639.8748695095119},111.79166666666667,null,null,"Climate zone 6","Continental 3",{"$f":"COUNTIF(AD13:AD8772,\">0\")","v":5488},{"$f":"SUM(AD13:AD8772)/MAX(AD13:AD8772)","v":2546.7795824527288},136.33333333333334,null,null,"Climate zone 6","Continental 6 5m",{"$f":"COUNTIF(AK13:AK8772,\">0\")","v":5064},{"$f":"SUM(AK13:AK8772)/MAX(AK13:AK8772)","v":2426.8200116777539},154,null,null,"Climate zone 6","Continental 6 6m",{"$f":"COUNTIF(AR13:AR8772,\">0\")","v":4368},{"$f":"SUM(AR13:AR8772)/MAX(AR13:AR8772)","v":2230.5206276297281},183,null,null,"Climate zone 6","Default",{"$f":"COUNTIF(AY13:AY8772,\">0\")","v":3113},{"$f":"SUM(AY13:AY8772)/MAX(AY13:AY8772)","v":1398.6892920363978}]
[]
[null,"Table D2","Climate zones demand profile",null,null,null,null,null,null,null,"Table D3","Pct of max solar prod",null,null,null,null,null,"Table D2.B1","Smoothed yearly curves without HTW - short summer",null,null,null,null,null,"Table D2.B2","Smoothed yearly curves without HTW -  4-4,5 months non-heating season",null,null,null,null,null,"Table D2.B3","Smoothed yearly curves without HTW  - 5 months non-heating season",null,null,null,null,null,"Table D2.B2","Smoothed yearly curves without HTW  -  6 months non-heating season",null,null,null,null,null,"Table D3.A2","Pct of max solar prod"]
[null,"Peak",{"$f":"MAX(C13:C8772)","v":4.8030639329422353E-4},{"$f":"MAX(D13:D8772)","v":4.5710325137583572E-4},{"$f":"MAX(E13:E8772)","v":4.4031311078062817E-4},{"$f":"MAX(F13:F8772)","v":4.1313328988959805E-4},3.9531447464184413E-4,3.7880583339383876E-4,null,null,{"$f":"MAX(K13:K8772)","v":1},{"$f":"MAX(L13:L8772)","v":1},{"$f":"MAX(M13:M8772)","v":1},1,1,1,null,{"$f":"MAX(R13:R8772)","v":4.8030639329422353E-4},{"$f":"MAX(S13:S8772)","v":4.5710325137583572E-4},{"$f":"MAX(T13:T8772)","v":4.4031311078062817E-4},4.1313328988959805E-4,3.9531447464184413E-4,3.7880583339383876E-4,null,{"$f":"MAX(Y13:Y8772)","v":5.1982054061348599E-4},{"$f":"MAX(Z13:Z8772)","v":4.9349613003805558E-4},{"$f":"MAX(AA13:AA8772)","v":4.7402306161731771E-4},4.3483702895391E-4,4.1193699575540837E-4,3.9265274737161632E-4,null,{"$f":"MAX(AF13:AF8772)","v":5.4942887100043099E-4},{"$f":"MAX(AG13:AG8772)","v":5.2247174967672081E-4},{"$f":"MAX(AH13:AH8772)","v":5.0239663126058374E-4},4.5893840011702452E-4,4.3310110493354533E-4,4.1206187322835776E-4,null,{"$f":"MAX(AM13:AM8772)","v":5.9318587302186615E-4},{"$f":"MAX(AN13:AN8772)","v":5.6603235184197662E-4},{"$f":"MAX(AO13:AO8772)","v":5.4575994954478074E-4},4.9888439065847898E-4,4.7101837888254759E-4,4.4832582474821348E-4,null,{"$f":"MAX(AT13:AT8772)","v":1},{"$f":"MAX(AU13:AU8772)","v":1},{"$f":"MAX(AV13:AV8772)","v":0.99999999858717814},1.000357127565531,1,1]
[null,"Hour","Climate zone 1","Climate zone 2","Climate zone 3","Climate zone 4","Climate zone 5","Climate zone 6",null,null,"Climate zone 1","Climate zone 2","Climate zone 3","Climate zone 4","Climate zone 5","Climate zone 6",null,"Climate zone 1","Climate zone 2","Climate zone 3","Climate zone 4","Climate zone 5","Climate zone 6",null,"Climate zone 1","Climate zone 2","Climate zone 3","Climate zone 4","Climate zone 5","Climate zone 6",null,"Climate zone 1","Climate zone 2","Climate zone 3","Climate zone 4","Climate zone 5","Climate zone 6",null,"Climate zone 1","Climate zone 2","Climate zone 3","Climate zone 4","Climate zone 5","Climate zone 6",null,"Climate zone 1","Climate zone 2","Climate zone 3","Climate zone 4","Climate zone 5","Climate zone 6"]
[null,1,2.21027707848671E-4,2.1962888461984388E-4,2.1919244147874635E-4,2.2548806257546616E-4,2.2894743727291844E-4,2.3086458494874076E-4,null,null,0,0,0,0,0,0,null,2.21027707848671E-4,2.1962888461984388E-4,2.1919244147874635E-4,2.2548806257546616E-4,2.2894743727291844E-4,2.3086458494874076E-4,null,2.3921135381197012E-4,2.3711492814421333E-4,2.359736052576823E-4,2.3733395878383751E-4,2.385744149175227E-4,2.3930363674385107E-4,null,2.5283653450916673E-4,2.5103712844196715E-4,2.5009826303257486E-4,2.5048848208655947E-4,2.5083166545935702E-4,2.5113259868192076E-4,null,2.7297266010348708E-4,2.7196711841278372E-4,2.7168497342709821E-4,2.7229099530755286E-4,2.7279155626999414E-4,2.7323379506853613E-4,null,0,0,0,0,0,0]
[null,2,2.2122500865801175E-4,2.1979729943609466E-4,2.1933397336817479E-4,2.25607258730882E-4,2.290443225662069E-4,2.3094024634352913E-4,null,null,0,0,0,0,0,0,null,2.2122500865801175E-4,2.1979729943609466E-4,2.1933397336817479E-4,2.25607258730882E-4,2.290443225662069E-4,2.3094024634352913E-4,null,2.3942488628792073E-4,2.3729675152834085E-4,2.3612597269326562E-4,2.3745941684628896E-4,2.3867537412648233E-4,2.3938206387436135E-4,null,2.5306222952892302E-4,2.5122962758401698E-4,2.5025975071650672E-4,2.5062089381469994E-4,2.5093781165502332E-4,2.5121490252552381E-4,null,2.7321632967455828E-4,2.7217566699396433E-4,2.7186039958394489E-4,2.7243493215025889E-4,2.7290699538672173E-4,2.7332334215105121E-4,null,0,0,0,0,0,0]
[null,3,2.213823243021063E-4,2.1992793039307123E-4,2.1943968721428224E-4,2.2569151353807554E-4,2.2910747270311649E-4,2.3098348046508163E-4,null,null,0,0,0,0,0,0,null,2.213823243021063E-4,2.1992793039307123E-4,2.1943968721428224E-4,2.2569151353807554E-4,2.2910747270311649E-4,2.3098348046508163E-4,null,2.3959514407399619E-4,2.3743778284136927E-4,2.362397798903721E-4,2.3754809793525403E-4,2.3874117965435644E-4,2.394268783811911E-4,null,2.5324218498638161E-4,2.5137893954897905E-4,2.5038037006410645E-4,2.5071449016087166E-4,2.5100699807704095E-4,2.5126193224772923E-4,null,2.7341061694407008E-4,2.7233742770684102E-4,2.7199142993917434E-4,2.7253667512080971E-4,2.7298223896372539E-4,2.7337451077490431E-4,null,0,0,0,0,0,0]
[null,4,2.2143306991486024E-4,2.1995788774764372E-4,2.1944999804176027E-4,2.2568273869377962E-4,2.2908084149625199E-4,2.3094044939257028E-4,null,null,0,0,0,0,0,0,null,2.2143306991486024E-4,2.1995788774764372E-4,2.1944999804176027E-4,2.2568273869377962E-4,2.2908084149625199E-4,2.3094044939257028E-4,null,2.3965006445861696E-4,2.3747012529026499E-4,2.3625088010494505E-4,2.3753886210915007E-4,2.3871342863572995E-4,2.3938227434568154E-4,null,2.5330023356768909E-4,2.5141318098439227E-4,2.5039213470354974E-4,2.507047424278736E-4,2.5097782129283853E-4,2.5121512340060245E-4,null,2.7347328856581766E-4,2.7237452399047626E-4,2.7200421001895487E-4,2.7252607894529728E-4,2.72950507801095E-4,2.7332358246448047E-4,null,0,0,0,0,0,0]
[null,5,2.2151058954666348E-4,2.2001311571831551E-4,2.1948423197316324E-4,2.256972631638133E-4,2.2907666842968751E-4,2.3091897038276626E-4,null,null,0,0,0,0,0,0,null,2.2151058954666348E-4,2.2001311571831551E-4,2.1948423197316324E-4,2.256972631638133E-4,2.2907666842968751E-4,2.3091897038276626E-4,null,2.397339615240625E-4,2.37529750308714E-4,2.3628773495340975E-4,2.3755414961454152E-4,2.3870908009649365E-4,2.3936001018957074E-4,null,2.5338890930546118E-4,2.5147630688511854E-4,2.5043119557044321E-4,2.5072087726184348E-4,2.5097324933846804E-4,2.5119175871021309E-4,null,2.7356902651790309E-4,2.7244291295518548E-4,2.7204664234317541E-4,2.725436181549415E-4,2.7294553557980221E-4,2.7329816153920356E-4,null,0,0,0,0,0,0]
[null,6,2.2167453106456989E-4,2.2014995207299008E-4,2.1959576636643494E-4,2.2578712362833294E-4,2.2914516088190661E-4,2.3096727266602718E-4,null,null,0,0,0,0,0,0,null,2.2167453106456989E-4,2.2014995207299008E-4,2.1959576636643494E-4,2.2578712362833294E-4,2.2914516088190661E-4,2.3096727266602718E-4,null,2.3991139028548835E-4,2.376774810703683E-4,2.3640780831320717E-4,2.3764873085107798E-4,2.3878045257792028E-4,2.3941007812030134E-4,null,2.5357644418809233E-4,2.5163271165675605E-4,2.5055845615405394E-4,2.5082070077844131E-4,2.5104828872771022E-4,2.5124430153708401E-4,null,2.7377149684472277E-4,2.7261235783097837E-4,2.7218488715886251E-4,2.7265213030872645E-4,2.7302714454147543E-4,2.7335532845447025E-4,null,0,0,0,0,0,0]
[null,7,2.2175595834199305E-4,2.2020883573996324E-4,2.1963342481136605E-4,2.2580494091218055E-4,2.2914412079314212E-4,2.3094876085273566E-4,null,null,0,0,0,0,0,0,null,2.2175595834199305E-4,2.2020883573996324E-4,2.1963342481136605E-4,2.2580494091218055E-4,2.2914412079314212E-4,2.3094876085273566E-4,null,2.3999951647319217E-4,2.3774105283820468E-4,2.3644834985268198E-4,2.3766748415651702E-4,2.3877936875461389E-4,2.3939088962396111E-4,null,2.5366958993365779E-4,2.5170001604021483E-4,2.5060142438599768E-4,2.508404935086414E-4,2.5104714922075555E-4,2.5122416453868192E-4,null,2.7387206079998216E-4,2.7268527365557947E-4,2.7223156410420508E-4,2.7267364579782653E-4,2.7302590527260176E-4,2.7333341927771038E-4,null,0,0,0,0,0,0]
[null,8,2.2192725127219602E-4,2.203525805061882E-4,2.1975146557370344E-4,2.259010987106702E-4,2.2921864519116652E-4,2.3100281514875512E-4,null,null,3.3825303582099653E-5,3.3825303582099653E-5,3.3825303582099653E-5,3.3825303582099653E-5,3.3825303582099653E-5,3.3825303582099653E-5,null,2.2192725127219602E-4,2.203525805061882E-4,2.1975146557370344E-4,2.259010987106702E-4,2.2921864519116652E-4,2.3100281514875512E-4,null,2.4018490143750768E-4,2.3789624203371295E-4,2.3657542770294087E-4,2.3776869355413577E-4,2.3885702681826176E-4,2.3944691982721622E-4,null,2.5386553419458314E-4,2.5186431716756486E-4,2.5073610872743053E-4,2.5094731256021047E-4,2.5112879712691459E-4,2.5128296435777199E-4,null,2.740836102354332E-4,2.7286327323848856E-4,2.7237787344390035E-4,2.727897623778276E-4,2.7311470131574297E-4,2.7339739383857442E-4,null,3.3825303582099653E-5,0,1.2035623817409257E-5,2.1962633821989906E-5,3.3825303582099653E-5,3.3825303582099653E-5]
[null,9,2.2211770031760445E-4,2.205144008537708E-4,2.198866126190664E-4,2.2601391037246627E-4,2.2930921603980296E-4,2.3107226257631792E-4,null,null,0.12891950705257582,0.12891950705257582,0.12891950705257582,0.12891950705257582,0.12891950705257582,0.12891950705257582,null,2.2211770031760445E-4,2.205144008537708E-4,2.198866126190664E-4,2.2601391037246627E-4,2.2930921603980296E-4,2.3107226257631792E-4,null,2.4039101846431746E-4,2.380709459218456E-4,2.3672092147690072E-4,2.3788743171696908E-4,2.3895140606740032E-4,2.3951890584439581E-4,null,2.540833913904539E-4,2.5204927879249382E-4,2.5089031131339214E-4,2.5107263193012392E-4,2.512280253038103E-4,2.5135850869888209E-4,null,2.7431881777138117E-4,2.7306365586898259E-4,2.7254538570472685E-4,2.7292598954356713E-4,2.7322261675278181E-4,2.7347958654125743E-4,null,0.12891950705257582,0,4.5871774242752489E-2,8.3706918373544201E-2,0.12891950705257582,0.12891950705257582]
[null,10,2.2219283410999889E-4,2.2056728786499054E-4,2.1991853113785103E-4,2.2602606365419194E-4,2.2930264521534976E-4,2.3104837468388548E-4,null,null,0.14619296208183469,0.14619296208183469,0.14619296208183469,0.14619296208183469,0.14619296208183469,0.14619296208183469,null,2.2219283410999889E-4,2.2056728786499054E-4,2.1991853113785103E-4,2.2602606365419194E-4,2.2930264521534976E-4,2.3104837468388548E-4,null,2.404723334106228E-4,2.3812804360226611E-4,2.367552836469705E-4,2.3790022346492778E-4,2.3894455894730098E-4,2.3949414475107138E-4,null,2.5416933793479641E-4,2.5210972896256808E-4,2.5092673029779121E-4,2.5108613267627012E-4,2.5122082639885351E-4,2.5133252364576141E-4,null,2.7441160917465453E-4,2.7312914601645478E-4,2.7258494811787092E-4,2.729406653944283E-4,2.7321478759579314E-4,2.7345131464538849E-4,null,0.14619296208183469,4.5476998197404986E-2,8.3754112452727764E-2,0.11336040720027989,0.14619296208183469,0.14619296208183469]
[null,11,2.2227098761421236E-4,2.2062300959463436E-4,2.1995311601941378E-4,2.260407936499363E-4,2.2929853864235849E-4,2.3102683293408594E-4,null,null,0.18865499317856382,0.18865499317856382,0.18865499317856382,0.18865499317856382,0.18865499317856382,0.18865499317856382,null,2.2227098761421236E-4,2.2062300959463436E-4,2.1995311601941378E-4,2.260407936499363E-4,2.2929853864235849E-4,2.3102683293408594E-4,null,2.4055691649629116E-4,2.3818820169095936E-4,2.3679251631400367E-4,2.3791572729321453E-4,2.3894027969761651E-4,2.3947181556155966E-4,null,2.5425873876764861E-4,2.5217341923275183E-4,2.5096619159831635E-4,2.5110249582309488E-4,2.5121632729392792E-4,2.5130909070732036E-4,null,2.7450812996903458E-4,2.7319814640440666E-4,2.7262781543831757E-4,2.729584527892744E-4,2.7320989460179169E-4,2.7342581946581621E-4,null,0.18865499317856382,0.1509407594339281,0.17246077161792722,0.18368938759442943,0.18865499317856382,0.18865499317856382]
[null,12,2.2243626416782876E-4,2.207610021372423E-4,2.2006562917562032E-4,2.2613147190517411E-4,2.2936768854276609E-4,2.31075640353441E-4,null,null,0.14256237949735601,0.14256237949735601,0.14256237949735601,0.14256237949735601,0.14256237949735601,0.14256237949735601,null,2.2243626416782876E-4,2.207610021372423E-4,2.2006562917562032E-4,2.2613147190517411E-4,2.2936768854276609E-4,2.31075640353441E-4,null,2.4073579012498132E-4,2.3833718069197533E-4,2.3691364336989057E-4,2.3801116928267237E-4,2.3901233727217537E-4,2.3952240709318998E-4,null,2.5444780081538334E-4,2.5233114553411087E-4,2.5109456894903946E-4,2.5120322780089162E-4,2.5129208697436897E-4,2.5136218301708416E-4,null,2.7471224908573959E-4,2.7336902299124761E-4,2.7276727341254308E-4,2.7306795247670552E-4,2.7329228691494792E-4,2.7348358422181311E-4,null,0.14256237949735601,0.14471609006358233,0.15171633954450581,0.15123794836209711,0.14256237949735601,0.14256237949735601]
[null,13,2.2249008424980529E-4,2.2079370607212107E-4,2.2007836710721091E-4,2.2612485845446958E-4,2.2934294519672289E-4,2.3103423299360642E-4,null,null,0.11419422489316843,0.11419422489316843,0.11419422489316843,0.11419422489316843,0.11419422489316843,0.11419422489316843,null,2.2249008424980529E-4,2.2079370607212107E-4,2.2007836710721091E-4,2.2612485845446958E-4,2.2934294519672289E-4,2.3103423299360642E-4,null,2.4079403791118508E-4,2.3837248839379352E-4,2.369273565053467E-4,2.3800420839782996E-4,2.3898655349675654E-4,2.3947948612374558E-4,null,2.5450936632292261E-4,2.5236852632723808E-4,2.511091029108127E-4,2.5119588110054117E-4,2.5126497850453425E-4,2.5131714043126648E-4,null,2.7477871772483973E-4,2.7340952037366225E-4,2.7278306184293948E-4,2.7305996631968153E-4,2.7326280514413249E-4,2.7343457761443808E-4,null,0.11419422489316843,0.14048398016895786,0.13866908299461408,0.13110277984572086,0.11419422489316843,0.11419422489316843]
[null,14,2.2253741072568651E-4,2.2082025943279243E-4,2.2008525836586014E-4,2.2611252262081009E-4,2.2931265886521818E-4,2.3098748012948702E-4,null,null,0,0,0,0,0,0,null,2.2253741072568651E-4,2.2082025943279243E-4,2.2008525836586014E-4,2.2611252262081009E-4,2.2931265886521818E-4,2.3098748012948702E-4,null,2.4084525787123844E-4,2.3840115583532095E-4,2.369347753521703E-4,2.3799122450766805E-4,2.3895499365968301E-4,2.3943102424981008E-4,null,2.5456350370808942E-4,2.5239887697726731E-4,2.5111696582710055E-4,2.5118217756247652E-4,2.5123179721601459E-4,2.5126628304980743E-4,null,2.7483716665932111E-4,2.7344240148125632E-4,2.7279160343046124E-4,2.7304507002589673E-4,2.7322671888956116E-4,2.7337924447403246E-4,null,0,3.3274361686012999E-2,2.3220530220235465E-2,1.3490544776725446E-2,0,0]
[null,15,2.2274000232072952E-4,2.2099344425478886E-4,2.2023105661550031E-4,2.2623558223139814E-4,2.2941298644760385E-4,2.3106617408191524E-4,null,null,0,0,0,0,0,0,null,2.2274000232072952E-4,2.2099344425478886E-4,2.2023105661550031E-4,2.2623558223139814E-4,2.2941298644760385E-4,2.3106617408191524E-4,null,2.4106451639856454E-4,2.3858812899549717E-4,2.3709173577642463E-4,2.3812074898986755E-4,2.3905953990205575E-4,2.3951259479043673E-4,null,2.5479525092797386E-4,2.5259682826440775E-4,2.5128332142194769E-4,2.5131888109662502E-4,2.5134171473630251E-4,2.5135188568469504E-4,null,2.750873704331003E-4,2.7365685677511591E-4,2.7297231766180958E-4,2.7319367223333272E-4,2.7334625950404368E-4,2.7347238066153243E-4,null,0,1.0459367545443154E-3,7.2990749594335552E-4,4.2405792044793091E-4,0,0]
[null,16,2.2291615836153309E-4,2.2114164328196424E-4,2.2035316279124116E-4,2.2633552236719386E-4,2.2949098561504539E-4,2.311233985192316E-4,null,null,0,0,0,0,0,0,null,2.2291615836153309E-4,2.2114164328196424E-4,2.2035316279124116E-4,2.2633552236719386E-4,2.2949098561504539E-4,2.311233985192316E-4,null,2.4125516455491077E-4,2.3874812708382038E-4,2.3722319028425079E-4,2.3822593942788398E-4,2.3914081884519691E-4,2.3957191101671487E-4,null,2.5499675816579095E-4,2.5276622063865944E-4,2.5142264439427427E-4,2.5142990184259735E-4,2.5142716955207526E-4,2.5141413395744143E-4,null,2.7530492588585093E-4,2.7384037208296E-4,2.7312366600615778E-4,2.733143562231465E-4,2.7343919574533812E-4,2.7354010716095238E-4,null,0,0,0,0,0,0]
[null,17,2.2309870777920636E-4,2.2129586364997753E-4,2.2048095469547559E-4,2.2644098296605841E-4,2.2957428951111771E-4,2.3118569786734965E-4,null,null,0,0,0,0,0,0,null,2.2309870777920636E-4,2.2129586364997753E-4,2.2048095469547559E-4,2.2644098296605841E-4,2.2957428951111771E-4,2.3118569786734965E-4,null,2.4145273206246104E-4,2.3891462590997951E-4,2.3736076581450859E-4,2.3833694034357931E-4,2.3922762557473509E-4,2.3963648766269426E-4,null,2.5520557887243642E-4,2.5294249544149483E-4,2.5156845477470089E-4,2.5154705511904049E-4,2.5151843615562399E-4,2.5148190267646148E-4,null,2.7553037725856631E-4,2.740313436355485E-4,2.7328206170571705E-4,2.7344170651877889E-4,2.7353845258666209E-4,2.736138399395003E-4,null,0,0,0,0,0,0]
[null,18,2.2317589671767553E-4,2.2135055325654327E-4,2.2051442681966316E-4,2.2645447046147965E-4,2.2956883196844675E-4,2.3116271222193584E-4,null,null,0,0,0,0,0,0,null,2.2317589671767553E-4,2.2135055325654327E-4,2.2051442681966316E-4,2.2645447046147965E-4,2.2956883196844675E-4,2.3116271222193584E-4,null,2.415362712288861E-4,2.3897366970175362E-4,2.3739680053252573E-4,2.3835113639744502E-4,2.3922193854864244E-4,2.3961266179723444E-4,null,2.5529387632570566E-4,2.5300500598882857E-4,2.5160664642064838E-4,2.5156203800645642E-4,2.51512456946886E-4,2.5145689908023458E-4,null,2.7562570679923605E-4,2.7409906594234146E-4,2.7332354978399699E-4,2.7345799351646073E-4,2.7353194990824666E-4,2.7358663587470232E-4,null,0,0,0,0,0,0]
[null,19,2.2326415559221742E-4,2.2141568129913837E-4,2.2055776972263735E-4,2.2647755842617644E-4,2.2957261580094208E-4,2.3114858309822799E-4,null,null,0,0,0,0,0,0,null,2.2326415559221742E-4,2.2141568129913837E-4,2.2055776972263735E-4,2.2647755842617644E-4,2.2957261580094208E-4,2.3114858309822799E-4,null,2.4163179103982104E-4,2.3904398299941863E-4,2.3744346172671721E-4,2.3837543727616637E-4,2.3922588148696258E-4,2.3959801619583983E-4,null,2.5539483682607034E-4,2.5307944773096289E-4,2.5165610061111E-4,2.5158768579093478E-4,2.5151660246176019E-4,2.5144152953555259E-4,null,2.7573470788328988E-4,2.74179714196341E-4,2.7337727250985083E-4,2.734858736836639E-4,2.7353645835598192E-4,2.7356991371659152E-4,null,0,0,0,0,0,0]
[null,20,2.2345609832055195E-4,2.2157872216228911E-4,2.2069386120974598E-4,2.2659104300600427E-4,2.2966359682119754E-4,2.3121819486662112E-4,null,null,0,0,0,0,0,0,null,2.2345609832055195E-4,2.2157872216228911E-4,2.2069386120974598E-4,2.2659104300600427E-4,2.2966359682119754E-4,2.3121819486662112E-4,null,2.4183952463279981E-4,2.3922000457607723E-4,2.3758997224797998E-4,2.3849488370842459E-4,2.3932068815496718E-4,2.3967017256118424E-4,null,2.5561440266570507E-4,2.5326580441248456E-4,2.518113808037561E-4,2.5171375268696742E-4,2.5161628001704403E-4,2.5151725264526775E-4,null,2.7597176014090488E-4,2.7438160819498962E-4,2.7354595538873718E-4,2.7362291344018336E-4,2.7364486251373158E-4,2.7365230092060429E-4,null,0,0,0,0,0,0]
[null,21,2.2353316034191999E-4,2.2163324044555832E-4,2.2072711369891971E-4,2.266042493594489E-4,2.2965780335254977E-4,2.3119482441122472E-4,null,null,0,0,0,0,0,0,null,2.2353316034191999E-4,2.2163324044555832E-4,2.2072711369891971E-4,2.266042493594489E-4,2.2965780335254977E-4,2.3119482441122472E-4,null,2.4192292644082812E-4,2.3927886340442442E-4,2.3762577051593658E-4,2.3850878385066855E-4,2.3931465107759499E-4,2.3964594781935143E-4,null,2.5570255493681445E-4,2.5332811913626589E-4,2.518493218464661E-4,2.5172842326150012E-4,2.5160993277242313E-4,2.5149183045590343E-4,null,2.7606693293697886E-4,2.7444911835162132E-4,2.735871712334835E-4,2.7363886094127388E-4,2.7363795957851004E-4,2.7362464142392638E-4,null,0,0,0,0,0,0]
[null,22,2.2359109195109291E-4,2.2166967285890888E-4,2.2074321165647007E-4,2.266007097966499E-4,2.2963583118275522E-4,2.3115589206205254E-4,null,null,0,0,0,0,0,0,null,2.2359109195109291E-4,2.2166967285890888E-4,2.2074321165647007E-4,2.266007097966499E-4,2.2963583118275522E-4,2.3115589206205254E-4,null,2.4198562400392393E-4,2.3931819643244892E-4,2.3764310091772787E-4,2.3850505833880836E-4,2.3929175500321374E-4,2.3960559233240678E-4,null,2.557688236749939E-4,2.533697616025816E-4,2.518676895930661E-4,2.5172449125861424E-4,2.5158586036519741E-4,2.5144948016634917E-4,null,2.7613847937617389E-4,2.7449423272031163E-4,2.7360712435385478E-4,2.7363458669692366E-4,2.7361177967248325E-4,2.7357856405126388E-4,null,0,0,0,0,0,0]
[null,23,2.237889978702694E-4,2.2183829471760511E-4,2.208845337496922E-4,2.2671922680288906E-4,2.2973160326487748E-4,2.3123004421196649E-4,null,null,0,0,0,0,0,0,null,2.237889978702694E-4,2.2183829471760511E-4,2.208845337496922E-4,2.2671922680288906E-4,2.2973160326487748E-4,2.3123004421196649E-4,null,2.421998113712653E-4,2.3950024334297941E-4,2.3779524249530786E-4,2.3862980157334006E-4,2.3939155419175199E-4,2.3968245504892401E-4,null,2.5599521088793869E-4,2.5356249739538463E-4,2.5202893789982584E-4,2.5185614853862813E-4,2.5169078694201074E-4,2.5153014226577807E-4,null,2.7638289626731236E-4,2.7470303768278458E-4,2.7378229047218751E-4,2.73777703424351E-4,2.7372589239477683E-4,2.7366632490613031E-4,null,0,0,0,0,0,0]
[null,24,2.2390432367449647E-4,2.2192890217261009E-4,2.2095192197279004E-4,2.26765644793759E-4,2.2975778954417524E-4,2.3123733168798239E-4,null,null,0,0,0,0,0,0,null,2.2390432367449647E-4,2.2192890217261009E-4,2.2095192197279004E-4,2.26765644793759E-4,2.2975778954417524E-4,2.3123733168798239E-4,null,2.4232462487101664E-4,2.3959806463010212E-4,2.378677898963452E-4,2.3867865810883079E-4,2.3941884157411688E-4,2.3969000891221437E-4,null,2.5612713360913985E-4,2.5366606225826348E-4,2.5210582776624609E-4,2.51907713007016E-4,2.5171947626968647E-4,2.5153806952231292E-4,null,2.7652532543089931E-4,2.7481523717096698E-4,2.7386581692719726E-4,2.7383375606319048E-4,2.7375709342488069E-4,2.7367494980946373E-4,null,0,0,0,0,0,0]
[null,25,2.2402233548327223E-4,2.2202202957274109E-4,2.2102167878118456E-4,2.2681434972283466E-4,2.2978616098995791E-4,2.3124669770165096E-4,null,null,0,0,0,0,0,0,null,2.2402233548327223E-4,2.2202202957274109E-4,2.2102167878118456E-4,2.2681434972283466E-4,2.2978616098995791E-4,2.3124669770165096E-4,null,2.4245234534922192E-4,2.3969860649110795E-4,2.379428872193052E-4,2.3872992172561735E-4,2.3944840600671584E-4,2.3969971729227265E-4,null,2.5626212888666609E-4,2.537725074334899E-4,2.5218542018511081E-4,2.5196181797210794E-4,2.5175055963572857E-4,2.5154825779502874E-4,null,2.7667107185191909E-4,2.7493055711489301E-4,2.7395227919983388E-4,2.7389257032352389E-4,2.7379089808738695E-4,2.7368603471215636E-4,null,0,0,0,0,0,0]
[null,26,2.2407268954651276E-4,2.220512368888754E-4,2.2103085547507011E-4,2.2680397405221983E-4,2.297575074618488E-4,2.312012650405294E-4,null,null,0,0,0,0,0,0,null,2.2407268954651276E-4,2.220512368888754E-4,2.2103085547507011E-4,2.2680397405221983E-4,2.297575074618488E-4,2.312012650405294E-4,null,2.4250684197208857E-4,2.3973013918626536E-4,2.3795276647210203E-4,2.387190009746298E-4,2.3941854763055153E-4,2.3965262388019409E-4,null,2.5631972956927784E-4,2.5380589157048331E-4,2.5219589077974303E-4,2.5195029192521547E-4,2.5171916722416677E-4,2.5149883651954369E-4,null,2.7673325990392204E-4,2.7496672462364025E-4,2.7396365354202205E-4,2.7388004104970595E-4,2.7375675732294508E-4,2.7363226406378662E-4,null,0,0,0,0,0,0]
[null,27,2.2416155837288757E-4,2.221168046694824E-4,2.2107446308453172E-4,2.2682714239454955E-4,2.2976119741257428E-4,2.3118688105479762E-4,null,null,0,0,0,0,0,0,null,2.2416155837288757E-4,2.221168046694824E-4,2.2107446308453172E-4,2.2682714239454955E-4,2.2976119741257428E-4,2.3118688105479762E-4,null,2.4260302191475599E-4,2.3980092723226447E-4,2.3799971263845657E-4,2.3874338645358051E-4,2.3942239273948087E-4,2.3963771410051847E-4,null,2.5642138780165603E-4,2.5388083593579476E-4,2.5224564699992912E-4,2.519760289989938E-4,2.5172320988346426E-4,2.5148318973804612E-4,null,2.7684301428798511E-4,2.7504791740656255E-4,2.7401770436666665E-4,2.7390801827794823E-4,2.7376115391027078E-4,2.736152402703339E-4,null,0,0,0,0,0,0]
[null,28,2.2430720306820424E-4,2.222359806593775E-4,2.2116884305118289E-4,2.2689978577031163E-4,2.2981260184776783E-4,2.31218311163907E-4,null,null,0,0,0,0,0,0,null,2.2430720306820424E-4,2.222359806593775E-4,2.2116884305118289E-4,2.2689978577031163E-4,2.2981260184776783E-4,2.31218311163907E-4,null,2.4276064859912665E-4,2.3992959157588851E-4,2.3810131824513045E-4,2.3881984611069993E-4,2.3947595867232794E-4,2.396702931096151E-4,null,2.5658799270559287E-4,2.5401705480488512E-4,2.5235333440723788E-4,2.5205672652559659E-4,2.5177952787612312E-4,2.5151737915249985E-4,null,2.7702288775406555E-4,2.7519549339872704E-4,2.7413468658812781E-4,2.7399573971589414E-4,2.7382240244854954E-4,2.7365243856124232E-4,null,0,0,0,0,0,0]
[null,29,2.2437175737845383E-4,2.2227854945306189E-4,2.2119062257309037E-4,2.2690163025189909E-4,2.2979567507760295E-4,2.3118408193972093E-4,null,null,0,0,0,0,0,0,null,2.2437175737845383E-4,2.2227854945306189E-4,2.2119062257309037E-4,2.2690163025189909E-4,2.2979567507760295E-4,2.3118408193972093E-4,null,2.4283051370382102E-4,2.3997554954026615E-4,2.3812476518641468E-4,2.3882178749115286E-4,2.3945832015085489E-4,2.3963481266625272E-4,null,2.566618372396108E-4,2.5406571119061631E-4,2.5237818481066421E-4,2.5205877550942213E-4,2.5176098313938405E-4,2.5148014488366371E-4,null,2.7710261333219102E-4,2.7524820646592082E-4,2.7416168190234013E-4,2.7399796704323705E-4,2.7380223415127174E-4,2.7361192745024328E-4,null,0,0,0,0,0,0]
[null,30,2.2459932499885253E-4,2.2247506836366179E-4,2.2135824365008392E-4,2.2704563112420977E-4,2.299158860309955E-4,2.3128156682343556E-4,null,null,0,0,0,0,0,0,null,2.2459932499885253E-4,2.2247506836366179E-4,2.2135824365008392E-4,2.2704563112420977E-4,2.299158860309955E-4,2.3128156682343556E-4,null,2.4307680299980652E-4,2.4018771456330731E-4,2.383052191728227E-4,2.3897335337319319E-4,2.395835858372234E-4,2.3973586102412728E-4,null,2.5692215486706186E-4,2.5429033348056207E-4,2.5256944022038967E-4,2.5221874211480365E-4,2.5189268460765586E-4,2.5158618813921502E-4,null,2.7738366288610568E-4,2.754915564329435E-4,2.7436944512419938E-4,2.7417185713923055E-4,2.7394546586177813E-4,2.7372730315737077E-4,null,0,0,0,0,0,0]
[null,31,2.2477263021233187E-4,2.2262031931097188E-4,2.2147727205280919E-4,2.2714223792935051E-4,2.2999034788788043E-4,2.3133508481256056E-4,null,null,0,0,0,0,0,0,null,2.2477263021233187E-4,2.2262031931097188E-4,2.2147727205280919E-4,2.2714223792935051E-4,2.2999034788788043E-4,2.3133508481256056E-4,null,2.4326436579517991E-4,2.4034452985649576E-4,2.3843336027627341E-4,2.3907503536579018E-4,2.3966117872994849E-4,2.3979133531626124E-4,null,2.5712040100558893E-4,2.5445635618189893E-4,2.5270525145809614E-4,2.5232605995550235E-4,2.5197426399460214E-4,2.5164440456807168E-4,null,2.7759769752272982E-4,2.7567142112448908E-4,2.7451697862587178E-4,2.7428851592295862E-4,2.740341873869646E-4,2.7379064298611199E-4,null,0,0,0,0,0,0]
[null,32,2.2487800183336787E-4,2.2270138981506598E-4,2.2153547386044294E-4,2.2717952407189248E-4,2.3000755336600979E-4,2.3133358204950963E-4,null,null,0.28245256001172608,0.28245256001172608,0.28245256001172608,0.28245256001172608,0.28245256001172608,0.28245256001172608,null,2.2487800183336787E-4,2.2270138981506598E-4,2.2153547386044294E-4,2.2717952407189248E-4,2.3000755336600979E-4,2.3133358204950963E-4,null,2.4337840619476019E-4,2.4043205489577353E-4,2.3849601795866062E-4,2.3911428031612677E-4,2.3967910767873682E-4,2.3978977762102906E-4,null,2.5724093700425473E-4,2.5454902025285827E-4,2.5277165963757692E-4,2.5236748010493961E-4,2.5199311407995631E-4,2.5164276987477184E-4,null,2.7772783311511131E-4,2.7577181097723964E-4,2.7458911868897667E-4,2.7433354128149855E-4,2.7405468776561565E-4,2.7378886442985752E-4,null,0.28245256001172608,0,0.10050147074997308,0.18339531329155637,0.28245256001172608,0.28245256001172608]
[null,33,2.2501584043938433E-4,2.2281310880375936E-4,2.2162269495486252E-4,2.2724507875297706E-4,2.3005201252555916E-4,2.3135823891392681E-4,null,null,0.27144806124634968,0.27144806124634968,0.27144806124634968,0.27144806124634968,0.27144806124634968,0.27144806124634968,null,2.2501584043938433E-4,2.2281310880375936E-4,2.2162269495486252E-4,2.2724507875297706E-4,2.3005201252555916E-4,2.3135823891392681E-4,null,2.4352758459358489E-4,2.4055266853920313E-4,2.3858991661668849E-4,2.3918327887773979E-4,2.3972543629504963E-4,2.3981533579543266E-4,null,2.5739861241882598E-4,2.5467671572498423E-4,2.5287117878188215E-4,2.5244030299574366E-4,2.5204182292408022E-4,2.5166959140929962E-4,null,2.7789806593938254E-4,2.7591015294204773E-4,2.7469722762083485E-4,2.7441270267547968E-4,2.7410766098719173E-4,2.7381804642258583E-4,null,0.27144806124634968,0,9.6585881134709284E-2,0.17625013642146897,0.27144806124634968,0.27144806124634968]
[null,34,2.2511290539752209E-4,2.2288630012642799E-4,2.2167339429298317E-4,2.2727500720537896E-4,2.3006207684130015E-4,2.3134983588175582E-4,null,null,0.1804579946105016,0.1804579946105016,0.1804579946105016,0.1804579946105016,0.1804579946105016,0.1804579946105016,null,2.2511290539752209E-4,2.2288630012642799E-4,2.2167339429298317E-4,2.2727500720537896E-4,2.3006207684130015E-4,2.3134983588175582E-4,null,2.4363263495251873E-4,2.4063168708562697E-4,2.3864449744766876E-4,2.3921477960557293E-4,2.3973592380374618E-4,2.3980662559781339E-4,null,2.575096463153302E-4,2.5476037384445879E-4,2.5292902665435135E-4,2.5247354968972702E-4,2.5205284925007489E-4,2.5166045065994481E-4,null,2.780179426737684E-4,2.7600078598038173E-4,2.7476006851186722E-4,2.7444884316114198E-4,2.7411965264949849E-4,2.7380810123168238E-4,null,0.1804579946105016,4.3163421840106339E-3,6.7222214653543846E-2,0.11892064165964891,0.1804579946105016,0.1804579946105016]
[null,35,2.252764990149005E-4,2.2302231143261119E-4,2.2178359393210383E-4,2.2736291967464766E-4,2.3012806574951311E-4,2.3139513381807822E-4,null,null,0.19546515429975986,0.19546515429975986,0.19546515429975986,0.19546515429975986,0.19546515429975986,0.19546515429975986,null,2.252764990149005E-4,2.2302231143261119E-4,2.2178359393210383E-4,2.2736291967464766E-4,2.3012806574951311E-4,2.3139513381807822E-4,null,2.4380968719211796E-4,2.4077852711146535E-4,2.3876313386581334E-4,2.3930731050995739E-4,2.398046874700072E-4,2.3985357936034631E-4,null,2.576967832299205E-4,2.5491583558073712E-4,2.5305476428537984E-4,2.5257120923201978E-4,2.521251457909144E-4,2.5170972538290026E-4,null,2.7821998333801997E-4,2.7616920919610872E-4,2.7489665892449364E-4,2.7455500298833511E-4,2.7419827863100056E-4,2.7386171243000841E-4,null,0.19546515429975986,1.5593109989183567E-2,8.0431517900143759E-2,0.13323671094613027,0.19546515429975986,0.19546515429975986]
[null,36,2.2541101775366381E-4,2.2313084468493174E-4,2.2186774085723566E-4,2.2742541207572273E-4,2.301695072526503E-4,2.3141683137570796E-4,null,null,0.20606374942215114,0.20606374942215114,0.20606374942215114,0.20606374942215114,0.20606374942215114,0.20606374942215114,null,2.2541101775366381E-4,2.2313084468493174E-4,2.2186774085723566E-4,2.2742541207572273E-4,2.301695072526503E-4,2.3141683137570796E-4,null,2.439552726027701E-4,2.4089570138191609E-4,2.3885372299909161E-4,2.3937308591629887E-4,2.3984787154091022E-4,2.3987607005310636E-4,null,2.5785066100418922E-4,2.5503988973713909E-4,2.5315077580691329E-4,2.5264063032025144E-4,2.5217054853214995E-4,2.5173332780781884E-4,null,2.7838611607455057E-4,2.7630360625383949E-4,2.7500095748043008E-4,2.746304664869059E-4,2.7424765630593601E-4,2.7388739201189929E-4,null,0.20606374942215114,8.977074200610809E-3,7.9585676090758561E-2,0.13743597289735066,0.20606374942215114,0.20606374942215114]
[null,37,2.255529576696951E-4,2.2324637063912236E-4,2.2195849448489874E-4,2.2749432353497362E-4,2.3021712121691417E-4,2.3144443808640781E-4,null,null,0.11735125322749773,0.11735125322749773,0.11735125322749773,0.11735125322749773,0.11735125322749773,0.11735125322749773,null,2.255529576696951E-4,2.2324637063912236E-4,2.2195849448489874E-4,2.2749432353497362E-4,2.3021712121691417E-4,2.3144443808640781E-4,null,2.4410888972075176E-4,2.4102042508742557E-4,2.3895142463773109E-4,2.3944561760264529E-4,2.3989748761786423E-4,2.3990468590282828E-4,null,2.5801302796183074E-4,2.5517193659359305E-4,2.5325432556660992E-4,2.5271718216352408E-4,2.5222271373695715E-4,2.517633581608964E-4,null,2.7856141408053839E-4,2.7644666239564654E-4,2.751134449218478E-4,2.7471368140131514E-4,2.7430438848676506E-4,2.7392006521872981E-4,null,0.11735125322749773,0,4.1755590897198519E-2,7.6195697606423654E-2,0.11735125322749773,0.11735125322749773]
[null,38,2.2565973564025137E-4,2.2332866933164598E-4,2.2201774836693339E-4,2.275325047873357E-4,2.3023506438762584E-4,2.3144352296327174E-4,null,null,0.14774892604661133,0.14774892604661133,0.14774892604661133,0.14774892604661133,0.14774892604661133,0.14774892604661133,null,2.2565973564025137E-4,2.2332866933164598E-4,2.2201774836693339E-4,2.275325047873357E-4,2.3023506438762584E-4,2.3144352296327174E-4,null,2.4422445216829589E-4,2.411092760989757E-4,2.3901521494032961E-4,2.3948580468692332E-4,2.3991618527836349E-4,2.3990373732817106E-4,null,2.5813517270241616E-4,2.5526600449127148E-4,2.5332193416148128E-4,2.5275959666582235E-4,2.5224237202816513E-4,2.5176236269746781E-4,null,2.7869328653647114E-4,2.7654857311787932E-4,2.7518688901169615E-4,2.7475978766117209E-4,2.7432576782833429E-4,2.7391898214846385E-4,null,0.14774892604661133,0,5.2571604834443647E-2,9.5932784534451948E-2,0.14774892604661133,0.14774892604661133]
[null,39,2.2573434005480629E-4,2.2338056334301017E-4,2.2204817679582594E-4,2.2754256299149607E-4,2.3022585230626663E-4,2.3141650247025878E-4,null,null,0,0,0,0,0,0,null,2.2573434005480629E-4,2.2338056334301017E-4,2.2204817679582594E-4,2.2754256299149607E-4,2.3022585230626663E-4,2.3141650247025878E-4,null,2.4430519418557387E-4,2.4116530172054655E-4,2.3904797294064959E-4,2.3949639129352402E-4,2.3990658583952887E-4,2.3987572912480783E-4,null,2.5822051368440776E-4,2.5532531965657295E-4,2.5335665295543922E-4,2.5277077004796895E-4,2.5223227939844543E-4,2.5173297002717356E-4,null,2.7878542414987146E-4,2.7661283363059844E-4,2.7522460448600413E-4,2.7477193357431073E-4,2.743147916058424E-4,2.7388700274438073E-4,null,0,0,0,0,0,0]
[null,40,2.2587115155641035E-4,2.2349119574008235E-4,2.22134238573863E-4,2.276068355801563E-4,2.3026892788953054E-4,2.3143968949041737E-4,null,null,0,0,0,0,0,0,null,2.2587115155641035E-4,2.2349119574008235E-4,2.22134238573863E-4,2.276068355801563E-4,2.3026892788953054E-4,2.3143968949041737E-4,null,2.4445326098151678E-4,2.4128474226192887E-4,2.3914062352614097E-4,2.3956404040866469E-4,2.3995147270175726E-4,2.3989976372608909E-4,null,2.5837701418058196E-4,2.5545177314797833E-4,2.5345484932140586E-4,2.5284216869758875E-4,2.5227947241540779E-4,2.517581926771933E-4,null,2.7895438848420361E-4,2.7674983006568439E-4,2.7533127646666805E-4,2.7484954676117922E-4,2.7436611629213614E-4,2.7391444514103796E-4,null,0,0,0,0,0,0]
[null,41,2.2596869067706806E-4,2.2356471863727395E-4,2.2218512247192563E-4,2.2763679232839211E-4,2.3027887320843895E-4,2.3143103161615499E-4,null,null,0,0,0,0,0,0,null,2.2596869067706806E-4,2.2356471863727395E-4,2.2218512247192563E-4,2.2763679232839211E-4,2.3027887320843895E-4,2.3143103161615499E-4,null,2.445588245116699E-4,2.4136411878161897E-4,2.3919540304679596E-4,2.3959557091883846E-4,2.3996183620994066E-4,2.3989078937084997E-4,null,2.584885904778987E-4,2.5553581025911543E-4,2.5351290777650556E-4,2.5287544682463513E-4,2.522903683701083E-4,2.5174877471270533E-4,null,2.7907485081668331E-4,2.7684087369376256E-4,2.7539434611633182E-4,2.7488572141583787E-4,2.7437796616936101E-4,2.739041983383832E-4,null,0,0,0,0,0,0]
[null,42,2.2607662012673598E-4,2.2364803876766576E-4,2.2224527039720228E-4,2.2767575890481181E-4,2.3029749086497288E-4,2.3143068445288586E-4,null,null,0,0,0,0,0,0,null,2.2607662012673598E-4,2.2364803876766576E-4,2.2224527039720228E-4,2.2767575890481181E-4,2.3029749086497288E-4,2.3143068445288586E-4,null,2.4467563316893072E-4,2.414540725541613E-4,2.3926015583973238E-4,2.3963658458375851E-4,2.3998123671761885E-4,2.3989042951733298E-4,null,2.5861205241075377E-4,2.556310456663852E-4,2.5358153647344061E-4,2.5291873372181278E-4,2.5231076561871253E-4,2.5174839707135354E-4,null,2.7920814536724496E-4,2.769440492656263E-4,2.7546889835622764E-4,2.7493277600380963E-4,2.7440014916280478E-4,2.7390378746229517E-4,null,0,0,0,0,0,0]
[null,43,2.2618243615323499E-4,2.2372934629884538E-4,2.2230349313472495E-4,2.2771282717973679E-4,2.3031425623916191E-4,2.314285380886144E-4,null,null,0,0,0,0,0,0,null,2.2618243615323499E-4,2.2372934629884538E-4,2.2230349313472495E-4,2.2771282717973679E-4,2.3031425623916191E-4,2.314285380886144E-4,null,2.4479015453460115E-4,2.4154185349174888E-4,2.3932283605438079E-4,2.3967560022091798E-4,2.3999870705659998E-4,2.3988820469460388E-4,null,2.5873309677073897E-4,2.5572398066072062E-4,2.5364796853389481E-4,2.5295991184811121E-4,2.5232913353223874E-4,2.5174606227393396E-4,null,2.7933882980729163E-4,2.7704473262974051E-4,2.7554106436154238E-4,2.7497753827352084E-4,2.7442012515629461E-4,2.7390124718849949E-4,null,0,0,0,0,0,0]
[null,44,2.263514514887552E-4,2.2387032949605114E-4,2.2241823738263864E-4,2.2780497584518365E-4,2.3038414498768156E-4,2.3147740216216192E-4,null,null,0,0,0,0,0,0,null,2.263514514887552E-4,2.2387032949605114E-4,2.2241823738263864E-4,2.2780497584518365E-4,2.3038414498768156E-4,2.3147740216216192E-4,null,2.4497307452964743E-4,2.4169406125227567E-4,2.3944636501222307E-4,2.3977258986780818E-4,2.4007153454698817E-4,2.399388549513708E-4,null,2.5892643566081648E-4,2.5588512529816829E-4,2.5377889155707298E-4,2.5306227726413567E-4,2.5240570268451608E-4,2.5179921621166286E-4,null,2.7954756637785239E-4,2.7721931255330132E-4,2.7568328773263599E-4,2.7508881357361526E-4,2.7450339780918614E-4,2.7395907899609731E-4,null,0,0,0,0,0,0]
[null,45,2.2664652357247314E-4,2.2413035758678785E-4,2.2264575266238825E-4,2.2800704160445647E-4,2.3056006607963961E-4,2.316281010527833E-4,null,null,0,0,0,0,0,0,null,2.2664652357247314E-4,2.2413035758678785E-4,2.2264575266238825E-4,2.2800704160445647E-4,2.3056006607963961E-4,2.316281010527833E-4,null,2.4529242178843825E-4,2.4197479182265228E-4,2.3969129864429329E-4,2.3998527104496286E-4,2.4025485291947343E-4,2.4009506250735849E-4,null,2.592639725416166E-4,2.5618233896077815E-4,2.5403848616669945E-4,2.5328674655418943E-4,2.5259843941488039E-4,2.5196314522671137E-4,null,2.7991198499486089E-4,2.7754130613199857E-4,2.759652887100238E-4,2.7533282066685792E-4,2.7471300831641689E-4,2.7413743476169136E-4,null,0,0,0,0,0,0]
[null,46,2.2671174251980713E-4,2.2417327175728772E-4,2.226675446968586E-4,2.2800853005111547E-4,2.3054244050281551E-4,2.3159285926545648E-4,null,null,0,0,0,0,0,0,null,2.2671174251980713E-4,2.2417327175728772E-4,2.226675446968586E-4,2.2800853005111547E-4,2.3054244050281551E-4,2.3159285926545648E-4,null,2.4536300620899714E-4,2.4202112266147641E-4,2.3971475905609023E-4,2.3998683768638052E-4,2.4023648620732116E-4,2.400585324875006E-4,null,2.5933857736283453E-4,2.5623139011427465E-4,2.5406335084694211E-4,2.5328840002861294E-4,2.5257912907517037E-4,2.5192480950001015E-4,null,2.7999253141013249E-4,2.7759444688035747E-4,2.7599229953332617E-4,2.7533461805966716E-4,2.7469200738891456E-4,2.7409572525783461E-4,null,0,0,0,0,0,0]
[null,47,2.2681795904007281E-4,2.242548920231099E-4,2.2272599068213613E-4,2.2804573047081864E-4,2.3055925088632427E-4,2.3159067689730968E-4,null,null,0,0,0,0,0,0,null,2.2681795904007281E-4,2.242548920231099E-4,2.2272599068213613E-4,2.2804573047081864E-4,2.3055925088632427E-4,2.3159067689730968E-4,null,2.4547796101650636E-4,2.4210924123248788E-4,2.397776796101282E-4,2.4002599241047427E-4,2.4025400344821241E-4,2.4005627034480616E-4,null,2.594600798529657E-4,2.5632468256617664E-4,2.5413003763276613E-4,2.5332972495090817E-4,2.5259754630028872E-4,2.5192243553787082E-4,null,2.8012371046621588E-4,2.7769551750473444E-4,2.7606474225010016E-4,2.7537953990249621E-4,2.7471203701114348E-4,2.7409314237258561E-4,null,0,0,0,0,0,0]
[null,48,2.2701176666863559E-4,2.2441922626520713E-4,2.2286278600261504E-4,2.2815929099586678E-4,2.3064971642423396E-4,2.3165922793293853E-4,null,null,0,0,0,0,0,0,null,2.2701176666863559E-4,2.2441922626520713E-4,2.2286278600261504E-4,2.2815929099586678E-4,2.3064971642423396E-4,2.3165922793293853E-4,null,2.4568771293249388E-4,2.4228665916216482E-4,2.3992494784957119E-4,2.4014551877769481E-4,2.4034827295842874E-4,2.4012732720323331E-4,null,2.5968177897677333E-4,2.5651251758756816E-4,2.5428612089828362E-4,2.5345587621239564E-4,2.5269665910019966E-4,2.5199700479120016E-4,null,2.8036306590464508E-4,2.7789901309848152E-4,2.7623429751741932E-4,2.755166713676382E-4,2.748198269701364E-4,2.7417427417383139E-4,null,0,0,0,0,0,0]
[null,49,2.2720918830580349E-4,2.2458695768136182E-4,2.230027818359678E-4,2.2827595040539165E-4,2.3074315141373392E-4,2.3173061173815046E-4,null,null,0,0,0,0,0,0,null,2.2720918830580349E-4,2.2458695768136182E-4,2.230027818359678E-4,2.2827595040539165E-4,2.3074315141373392E-4,2.3173061173815046E-4,null,2.4590137617661094E-4,2.4246774473639561E-4,2.4007566163009408E-4,2.402683068276505E-4,2.4044563678227537E-4,2.4020132038064343E-4,null,2.5990761221308787E-4,2.5670423559922162E-4,2.5444585594442445E-4,2.5358546993935058E-4,2.5279902519045872E-4,2.5207465550800738E-4,null,2.8060688469996376E-4,2.7810671542323652E-4,2.7640781976119631E-4,2.7565754493038343E-4,2.7493115503958053E-4,2.7425875862608647E-4,null,0,0,0,0,0,0]
[null,50,2.2733180872563843E-4,2.2468402268974451E-4,2.2307580653359511E-4,2.2832729963731782E-4,2.3077355173435653E-4,2.3174142480572E-4,null,null,0,0,0,0,0,0,null,2.2733180872563843E-4,2.2468402268974451E-4,2.2307580653359511E-4,2.2832729963731782E-4,2.3077355173435653E-4,2.3174142480572E-4,null,2.4603408440997777E-4,2.4257253770353115E-4,2.4015427702876255E-4,2.4032235366434039E-4,2.4047731540157872E-4,2.4021252871038497E-4,null,2.6004787934209579E-4,2.5681518148422562E-4,2.5452917702024192E-4,2.536425123876939E-4,2.5283233136388916E-4,2.5208641787406738E-4,null,2.8075832282738742E-4,2.7822691131948327E-4,2.7649833252204041E-4,2.7571955235246044E-4,2.7496737711252674E-4,2.7427155615191318E-4,null,0,0,0,0,0,0]
[null,51,2.2742170521108905E-4,2.2475016354613122E-4,2.2311951400526183E-4,2.2835004686184228E-4,2.3077633512661767E-4,2.317256894449445E-4,null,null,0,0,0,0,0,0,null,2.2742170521108905E-4,2.2475016354613122E-4,2.2311951400526183E-4,2.2835004686184228E-4,2.3077633512661767E-4,2.317256894449445E-4,null,2.4613137655582175E-4,2.4264394445149451E-4,2.4020133070267721E-4,2.4034629590228451E-4,2.4048021583229808E-4,2.4019621815733982E-4,null,2.601507131273579E-4,2.5689078087858008E-4,2.5457904718306166E-4,2.5366778165329375E-4,2.5283538081019352E-4,2.5206930107790041E-4,null,2.8086934638640751E-4,2.7830881374389335E-4,2.765525071240396E-4,2.7574702105450841E-4,2.7497069353273073E-4,2.7425293297355768E-4,null,0,0,0,0,0,0]
[null,52,2.2754692513607313E-4,2.2484965140012902E-4,2.2319479810810228E-4,2.2840355646338607E-4,2.3080877907146816E-4,2.3173842642682598E-4,null,null,0,0,0,0,0,0,null,2.2754692513607313E-4,2.2484965140012902E-4,2.2319479810810228E-4,2.2840355646338607E-4,2.3080877907146816E-4,2.3173842642682598E-4,null,2.4626689815205612E-4,2.4275135316229659E-4,2.4028237848446201E-4,2.404026166024683E-4,2.4051402400788858E-4,2.4020942072838834E-4,null,2.6029395386487731E-4,2.5700449609061013E-4,2.5466494623700405E-4,2.5372722399678047E-4,2.5287092595023899E-4,2.5208315626214169E-4,null,2.8102399494315888E-4,2.7843200985726291E-4,2.7664582037581823E-4,2.7581163725856129E-4,2.7500935059005671E-4,2.7426800749829683E-4,null,0,0,0,0,0,0]
[null,53,2.2775153031776951E-4,2.2502410291106543E-4,2.2334108865917237E-4,2.285262679128774E-4,2.309079717467685E-4,2.3181526268246979E-4,null,null,0,0,0,0,0,0,null,2.2775153031776951E-4,2.2502410291106543E-4,2.2334108865917237E-4,2.285262679128774E-4,2.309079717467685E-4,2.3181526268246979E-4,null,2.4648833592104408E-4,2.4293969386052458E-4,2.4043986890027314E-4,2.4053177463311185E-4,2.4061738762163226E-4,2.4028906566575902E-4,null,2.6052800445331375E-4,2.5720389521078339E-4,2.5483186354708048E-4,2.5386354076834981E-4,2.5297960008192319E-4,2.5216673810973041E-4,null,2.8127668552780207E-4,2.786480336959044E-4,2.7682714480567531E-4,2.7595981903960989E-4,2.7512753895935264E-4,2.7435894505692268E-4,null,0,0,0,0,0,0]
[null,54,2.2779606685587885E-4,2.2504735258326535E-4,2.2334410476104765E-4,2.2850928258725487E-4,2.3087235834836614E-4,2.3176258474903082E-4,null,null,0,0,0,0,0,0,null,2.2779606685587885E-4,2.2504735258326535E-4,2.2334410476104765E-4,2.2850928258725487E-4,2.3087235834836614E-4,2.3176258474903082E-4,null,2.4653653641897684E-4,2.4296479458606258E-4,2.404431159120247E-4,2.4051389699238361E-4,2.4058027672059631E-4,2.4023446213680767E-4,null,2.605789503915592E-4,2.5723046972513466E-4,2.5483530491501747E-4,2.538446722376421E-4,2.5294058253212952E-4,2.5210943548654698E-4,null,2.8133168884570206E-4,2.786768238359773E-4,2.7683088320811433E-4,2.7593930819231022E-4,2.7508510548864007E-4,2.7429659945431289E-4,null,0,0,0,0,0,0]
[null,55,2.2786037759768676E-4,2.2508926300609595E-4,2.2336478308235307E-4,2.285094948408407E-4,2.3085331768430938E-4,2.3172580711093175E-4,null,null,0,0,0,0,0,0,null,2.2786037759768676E-4,2.2508926300609595E-4,2.2336478308235307E-4,2.285094948408407E-4,2.3085331768430938E-4,2.3172580711093175E-4,null,2.4660613791718832E-4,2.4301004176252195E-4,2.4046537734584146E-4,2.4051412039659942E-4,2.405604354184132E-4,2.401963401245037E-4,null,2.6065251630439745E-4,2.5727837358904306E-4,2.5485889885012774E-4,2.5384490802430823E-4,2.5291972184229736E-4,2.5206942907399454E-4,null,2.8141111361301019E-4,2.7872872164053255E-4,2.7685651360456634E-4,2.7593956450184376E-4,2.7506241848046764E-4,2.7425307223408679E-4,null,0,0,0,0,0,0]
[null,56,2.2792508540046686E-4,2.251315323922987E-4,2.2338578359351296E-4,2.2851000022398071E-4,2.3083453961437574E-4,2.3168926228724375E-4,null,null,0.27241771994903663,0.27241771994903663,0.27241771994903663,0.27241771994903663,0.27241771994903663,0.27241771994903663,null,2.2792508540046686E-4,2.251315323922987E-4,2.2338578359351296E-4,2.2851000022398071E-4,2.3083453961437574E-4,2.3168926228724375E-4,null,2.4667616914203288E-4,2.4305567648169615E-4,2.4048798563605997E-4,2.4051465232977564E-4,2.405408677521355E-4,2.4015845943693682E-4,null,2.6072653642056234E-4,2.5732668775023236E-4,2.5488286040340234E-4,2.5384546944052768E-4,2.5289914884697728E-4,2.5202967591504564E-4,null,2.8149102875680036E-4,2.7878106395052763E-4,2.768825433493784E-4,2.7594017478372137E-4,2.7504004435397839E-4,2.7420982055532196E-4,null,0.27241771994903663,0,9.6930902350808382E-2,0.1768797319243661,0.27241771994903663,0.27241771994903663]
[null,57,2.2800030895615833E-4,2.2518371793276557E-4,2.2341616130707275E-4,2.2851962634738685E-4,2.3082454145427914E-4,2.3166113204557481E-4,null,null,0.49401855881656542,0.49401855881656542,0.49401855881656542,0.49401855881656542,0.49401855881656542,0.49401855881656542,null,2.2800030895615833E-4,2.2518371793276557E-4,2.2341616130707275E-4,2.2851962634738685E-4,2.3082454145427914E-4,2.3166113204557481E-4,null,2.4675758123633842E-4,2.4311201684284393E-4,2.4052068903832982E-4,2.40524784156488E-4,2.4053044918085243E-4,2.4012930091903183E-4,null,2.6081258564633413E-4,2.5738633613504142E-4,2.5491752133123796E-4,2.5385616283605752E-4,2.528881950001973E-4,2.5199907606928134E-4,null,2.8158393101914298E-4,2.7884568546462474E-4,2.7692019596297035E-4,2.7595179893221631E-4,2.7502813151631978E-4,2.7417652773698383E-4,null,0.49401855881656542,0,0.17578028585326222,0.32076426697016258,0.49401855881656542,0.49401855881656542]
[null,58,2.2811217447845055E-4,2.252704960107788E-4,2.23479295943334E-4,2.2856116572637317E-4,2.3084531449147117E-4,2.3166254124774301E-4,null,null,0.46278652850909346,0.46278652850909346,0.46278652850909346,0.46278652850909346,0.46278652850909346,0.46278652850909346,null,2.2811217447845055E-4,2.252704960107788E-4,2.23479295943334E-4,2.2856116572637317E-4,2.3084531449147117E-4,2.3166254124774301E-4,null,2.4687864978151247E-4,2.4320570387207149E-4,2.4058865720198862E-4,2.4056850578479789E-4,2.4055209570047798E-4,2.4013076163334552E-4,null,2.6094055010501089E-4,2.5748552399712006E-4,2.5498955786114569E-4,2.5390230778878922E-4,2.5291095365422543E-4,2.520006089878217E-4,null,2.8172208668067152E-4,2.7895314302358611E-4,2.7699845017584032E-4,2.76001960340849E-4,2.7505288265226418E-4,2.7417819556168087E-4,null,0.46278652850909346,0,0.16466739319518767,0.30048543507452524,0.46278652850909346,0.46278652850909346]
[null,59,2.2820359437381049E-4,2.2533794711089249E-4,2.2352410138817616E-4,2.2858481544967208E-4,2.308488066618368E-4,2.3164733112809524E-4,null,null,0.57621404652106767,0.57621404652106767,0.57621404652106767,0.57621404652106767,0.57621404652106767,0.57621404652106767,null,2.2820359437381049E-4,2.2533794711089249E-4,2.2352410138817616E-4,2.2858481544967208E-4,2.308488066618368E-4,2.3164733112809524E-4,null,2.469775906661068E-4,2.4327852518054552E-4,2.4063689290885535E-4,2.4059339793381266E-4,2.4055573471260975E-4,2.4011499552115541E-4,null,2.6104512653912846E-4,2.575626210078894E-4,2.5504068080979222E-4,2.5392857961543605E-4,2.5291477962807913E-4,2.5198406354463794E-4,null,2.8183499167464573E-4,2.7903666792680385E-4,2.7705398569526427E-4,2.7603051886684041E-4,2.7505704358369952E-4,2.7416019401884685E-4,null,0.57621404652106767,1.792078276999582E-2,0.21753287909705443,0.38139915491665805,0.57621404652106767,0.57621404652106767]
[null,60,2.2834684142378347E-4,2.2545433330367357E-4,2.2361525270467775E-4,2.2865362613291637E-4,2.3089585208927181E-4,2.3167393896833709E-4,null,null,0.51093121060761526,0.51093121060761526,0.51093121060761526,0.51093121060761526,0.51093121060761526,0.51093121060761526,null,2.2834684142378347E-4,2.2545433330367357E-4,2.2361525270467775E-4,2.2865362613291637E-4,2.3089585208927181E-4,2.3167393896833709E-4,null,2.4713262245414428E-4,2.4340417761367622E-4,2.4073502268301072E-4,2.4066582354993819E-4,2.4060475834641212E-4,2.4014257598758854E-4,null,2.6120898874466982E-4,2.576956511221962E-4,2.5514468433188625E-4,2.5400501950941678E-4,2.5296632195175104E-4,2.5201300733463815E-4,null,2.8201190401140066E-4,2.7918078930468402E-4,2.7716696606463521E-4,2.7611361208789331E-4,2.7511309835119666E-4,2.741916850384394E-4,null,0.51093121060761526,0,0.18179809776196684,0.33174558388115755,0.51093121060761526,0.51093121060761526]
[null,61,2.2846821814799463E-4,2.2555004694422003E-4,2.2368680003054676E-4,2.2870330445937874E-4,2.3092441771104143E-4,2.3168277585881145E-4,null,null,0.3578378865950323,0.3578378865950323,0.3578378865950323,0.3578378865950323,0.3578378865950323,0.3578378865950323,null,2.2846821814799463E-4,2.2555004694422003E-4,2.2368680003054676E-4,2.2870330445937874E-4,2.3092441771104143E-4,2.3168277585881145E-4,null,2.4726398467475645E-4,2.4350751162204165E-4,2.408120476037514E-4,2.4071811170102878E-4,2.4063452511987598E-4,2.4015173590281977E-4,null,2.6134783319371345E-4,2.5780505238568255E-4,2.5522631972863511E-4,2.5406020579487259E-4,2.5299761805433555E-4,2.5202262003149069E-4,null,2.8216180615536741E-4,2.7929931179801308E-4,2.7725564765053462E-4,2.7617360178669665E-4,2.7514713437497209E-4,2.7420214371109145E-4,null,0.3578378865950323,1.4401146161028727E-2,0.13737471153480718,0.23818141196469439,0.3578378865950323,0.3578378865950323]
[null,62,2.2856597539524113E-4,2.2562343598040972E-4,2.2373717815977079E-4,2.2873232457649664E-4,2.3093303135332302E-4,2.316724276659487E-4,null,null,0.15438996064989685,0.15438996064989685,0.15438996064989685,0.15438996064989685,0.15438996064989685,0.15438996064989685,null,2.2856597539524113E-4,2.2562343598040972E-4,2.2373717815977079E-4,2.2873232457649664E-4,2.3093303135332302E-4,2.316724276659487E-4,null,2.4736978427647324E-4,2.4358674362320951E-4,2.4086628263438899E-4,2.4074865637466382E-4,2.4064350095595485E-4,2.4014100944087094E-4,null,2.6145965900893604E-4,2.5788893649289404E-4,2.5528380110221151E-4,2.5409244344419118E-4,2.5300705504242724E-4,2.5201136335231721E-4,null,2.8228253787758001E-4,2.7939018966560388E-4,2.7731809040908596E-4,2.7620864540046371E-4,2.7515739755551319E-4,2.7418989637567349E-4,null,0.15438996064989685,4.2978733867823186E-2,8.4927330258557851E-2,0.11766980512240559,0.15438996064989685,0.15438996064989685]
[null,63,2.2870676910253051E-4,2.257374573423178E-4,2.2382603579002526E-4,2.2879883698517773E-4,2.3097779928777366E-4,2.3169679009778685E-4,null,null,0,0,0,0,0,0,null,2.2870676910253051E-4,2.257374573423178E-4,2.2382603579002526E-4,2.2879883698517773E-4,2.3097779928777366E-4,2.3169679009778685E-4,null,2.4752216088869399E-4,2.4370984294633602E-4,2.4096194311987081E-4,2.4081866297758652E-4,2.4069015133080005E-4,2.4016626241997159E-4,null,2.6162071480315401E-4,2.5801926359137194E-4,2.5538518753156971E-4,2.5416633024822043E-4,2.5305610217608892E-4,2.5203786460550458E-4,null,2.8245642029792764E-4,2.7953138266619356E-4,2.7742822779681529E-4,2.7628896331065913E-4,2.7521073868330757E-4,2.7421872990035512E-4,null,0,0,0,0,0,0]
[null,64,2.2881759242518758E-4,2.2582315569433741E-4,2.2388804109080043E-4,2.2883915087708385E-4,2.3099726977912532E-4,2.3169683266781299E-4,null,null,0,0,0,0,0,0,null,2.2881759242518758E-4,2.2582315569433741E-4,2.2388804109080043E-4,2.2883915087708385E-4,2.3099726977912532E-4,2.3169683266781299E-4,null,2.4764210149390032E-4,2.4380236428575994E-4,2.4102869548719833E-4,2.408610947385001E-4,2.4071044053402377E-4,2.4016630654610761E-4,null,2.6174748707580769E-4,2.5811721732018337E-4,2.5545593549129887E-4,2.5421111384108663E-4,2.5307743377879748E-4,2.5203791091282926E-4,null,2.8259328882668201E-4,2.7963750319716038E-4,2.77505082219257E-4,2.7633764486668683E-4,2.7523393783198741E-4,2.7421878028300608E-4,null,0,0,0,0,0,0]
[null,65,2.2887098347593223E-4,2.258545931637298E-4,2.2389861920902243E-4,2.2882930870129288E-4,2.3096832753633962E-4,2.3165035086911793E-4,null,null,0,0,0,0,0,0,null,2.2887098347593223E-4,2.258545931637298E-4,2.2389861920902243E-4,2.2882930870129288E-4,2.3096832753633962E-4,2.3165035086911793E-4,null,2.4769988495306199E-4,2.4383630469077049E-4,2.4104008345603907E-4,2.4085073550920503E-4,2.406802813030612E-4,2.4011812564615453E-4,null,2.61808561808815E-4,2.5815315053568646E-4,2.5546800510909968E-4,2.5420018043890936E-4,2.5304572505540431E-4,2.5198734839411169E-4,null,2.8265922760553174E-4,2.7967643231149625E-4,2.7751819360096646E-4,2.7632575982137E-4,2.7519945306314484E-4,2.7416376795505687E-4,null,0,0,0,0,0,0]
[null,66,2.2902684415612628E-4,2.2598279800700808E-4,2.24000862189006E-4,2.2890880840353855E-4,2.3102556652591805E-4,2.3168663567158375E-4,null,null,0,0,0,0,0,0,null,2.2902684415612628E-4,2.2598279800700808E-4,2.24000862189006E-4,2.2890880840353855E-4,2.3102556652591805E-4,2.3168663567158375E-4,null,2.4786856807735517E-4,2.4397471673185647E-4,2.4115015406082929E-4,2.4093441168629659E-4,2.4073992712662578E-4,2.401557368076522E-4,null,2.6198685291371797E-4,2.5829968943818393E-4,2.5558466420340354E-4,2.5428849446988022E-4,2.5310843530565295E-4,2.5202681870411148E-4,null,2.8285171797197591E-4,2.7983518876037282E-4,2.7764492188188958E-4,2.7642176070409466E-4,2.7526765349042377E-4,2.7420671189244439E-4,null,0,0,0,0,0,0]
[null,67,2.2917207986189204E-4,2.2610095177951704E-4,2.2409356472530737E-4,2.2897898675855487E-4,2.3107379204279042E-4,2.3171424309972793E-4,null,null,0,0,0,0,0,0,null,2.2917207986189204E-4,2.2610095177951704E-4,2.2409356472530737E-4,2.2897898675855487E-4,2.3107379204279042E-4,2.3171424309972793E-4,null,2.4802575212516626E-4,2.4410227747290801E-4,2.4124995381468936E-4,2.4100827682410798E-4,2.4079018047127541E-4,2.40184353401044E-4,null,2.6215298996906824E-4,2.5843473990668934E-4,2.556904376650762E-4,2.5436645367278696E-4,2.5316127051909238E-4,2.5205684983761907E-4,null,2.8303108632959391E-4,2.7998149893762695E-4,2.7775982495948547E-4,2.7650650547469664E-4,2.7532511433801501E-4,2.7423938594838758E-4,null,0,0,0,0,0,0]
[null,68,2.2922471890543885E-4,2.2613163180210572E-4,2.2410337258671871E-4,2.2896833206143057E-4,2.3104400639703166E-4,2.3166689402486719E-4,null,null,0,0,0,0,0,0,null,2.2922471890543885E-4,2.2613163180210572E-4,2.2410337258671871E-4,2.2896833206143057E-4,2.3104400639703166E-4,2.3166689402486719E-4,null,2.4808272171053075E-4,2.4413540012598785E-4,2.4126051255659437E-4,2.4099706238810075E-4,2.4075914237321028E-4,2.40135273522408E-4,null,2.6221320447104087E-4,2.5846980735596647E-4,2.5570162842095492E-4,2.5435461766302542E-4,2.5312863777499425E-4,2.5200534390301411E-4,null,2.8309609636784718E-4,2.8001949010327313E-4,2.7777198162213742E-4,2.7649363925884676E-4,2.7528962465200749E-4,2.7418334717821391E-4,null,0,0,0,0,0,0]
[null,69,2.2930315829294284E-4,2.2618666472950537E-4,2.2413623618512224E-4,2.2898013353662638E-4,2.3103586774298094E-4,2.3164032008381495E-4,null,null,0,0,0,0,0,0,null,2.2930315829294284E-4,2.2618666472950537E-4,2.2413623618512224E-4,2.2898013353662638E-4,2.3103586774298094E-4,2.3164032008381495E-4,null,2.4816761419871536E-4,2.4419481457253718E-4,2.4129589216067516E-4,2.4100948384755947E-4,2.4075066149807365E-4,2.4010772819431958E-4,null,2.6230293232959109E-4,2.5853271032106635E-4,2.5573912573985088E-4,2.5436772759698117E-4,2.5311972117747977E-4,2.5197643698827386E-4,null,2.8319297023254159E-4,2.8008763754530294E-4,2.7781271544397338E-4,2.7650789028123106E-4,2.7527992742136417E-4,2.7415189627912843E-4,null,0,0,0,0,0,0]
[null,70,2.2945424766285821E-4,2.2631030033401422E-4,2.2423408008602421E-4,2.290552627419561E-4,2.3108881084661208E-4,2.3167240234032009E-4,null,null,0,0,0,0,0,0,null,2.2945424766285821E-4,2.2631030033401422E-4,2.2423408008602421E-4,2.290552627419561E-4,2.3108881084661208E-4,2.3167240234032009E-4,null,2.4833113348358618E-4,2.4432829358887845E-4,2.4140122689709467E-4,2.4108855992598921E-4,2.4080583079860466E-4,2.4014098318948625E-4,null,2.6247576546921148E-4,2.5867402655632753E-4,2.5585076549119827E-4,2.5445118656322743E-4,2.5317772491413023E-4,2.520113358033065E-4,null,2.8337956795651293E-4,2.8024073589186016E-4,2.7793399114781249E-4,2.7659861351448007E-4,2.7534300928768824E-4,2.7418986640218224E-4,null,0,0,0,0,0,0]
[null,71,2.2956132255428927E-4,2.2639234842148403E-4,2.2429250441360394E-4,2.2909194212208169E-4,2.3110463615647051E-4,2.3166881036429789E-4,null,null,0,0,0,0,0,0,null,2.2956132255428927E-4,2.2639234842148403E-4,2.2429250441360394E-4,2.2909194212208169E-4,2.3110463615647051E-4,2.3166881036429789E-4,null,2.4844701727927767E-4,2.4441687404312261E-4,2.4146412413534219E-4,2.411271662379665E-4,2.4082232154462626E-4,2.4013725991194068E-4,null,2.6259824986153441E-4,2.5876780801093092E-4,2.5591742756562004E-4,2.5449193267699767E-4,2.5319506290609684E-4,2.5200742848130187E-4,null,2.8351180711434846E-4,2.8034233628908961E-4,2.7800640702027102E-4,2.7664290616929993E-4,2.7536186519171656E-4,2.7418561521207196E-4,null,0,0,0,0,0,0]
[null,72,2.2973278185778353E-4,2.2653519237150223E-4,2.244085125307543E-4,2.2918473858156321E-4,2.3117458613819409E-4,2.3171719168402924E-4,null,null,0,0,0,0,0,0,null,2.2973278185778353E-4,2.2653519237150223E-4,2.244085125307543E-4,2.2918473858156321E-4,2.3117458613819409E-4,2.3171719168402924E-4,null,2.4863258230418668E-4,2.4457109070275294E-4,2.415890137230417E-4,2.4122483771040864E-4,2.4089521284300448E-4,2.4018740976825036E-4,null,2.6279438443908035E-4,2.5893107949997003E-4,2.5604979266179417E-4,2.5459501770958449E-4,2.5327169914463071E-4,2.5206005728339593E-4,null,2.8372356202340432E-4,2.8051922038853941E-4,2.781501969338862E-4,2.7675496372137005E-4,2.7544521080415368E-4,2.7424287566890453E-4,null,0,0,0,0,0,0]
[null,73,2.2987643791600755E-4,2.2665176046560425E-4,2.2449960820568386E-4,2.2925322804080267E-4,2.3122106403977789E-4,2.3174300691394649E-4,null,null,0,0,0,0,0,0,null,2.2987643791600755E-4,2.2665176046560425E-4,2.2449960820568386E-4,2.2925322804080267E-4,2.3122106403977789E-4,2.3174300691394649E-4,null,2.4878805674902226E-4,2.4469693951951831E-4,2.4168708359575942E-4,2.4129692522719605E-4,2.4094364508714326E-4,2.4021416865118578E-4,null,2.6295871451459954E-4,2.5906431752857438E-4,2.561537326969339E-4,2.5467110076466011E-4,2.5332261969478051E-4,2.5208813887839726E-4,null,2.839009794917167E-4,2.8066356701538073E-4,2.7826310833655858E-4,2.7683766904426556E-4,2.7550058936290166E-4,2.742734286150934E-4,null,0,0,0,0,0,0]
[null,74,2.2998767529743979E-4,2.2673769343444194E-4,2.2456166127461834E-4,2.2929338411570245E-4,2.3124018506191953E-4,2.3174252435344018E-4,null,null,0,0,0,0,0,0,null,2.2998767529743979E-4,2.2673769343444194E-4,2.2456166127461834E-4,2.2929338411570245E-4,2.3124018506191953E-4,2.3174252435344018E-4,null,2.4890844547705053E-4,2.4478971415508796E-4,2.4175388738833085E-4,2.4133919088027022E-4,2.4096357012637674E-4,2.4021366845110472E-4,null,2.6308596043459278E-4,2.5916253942581186E-4,2.5622453516006475E-4,2.547157090429579E-4,2.5334356842382592E-4,2.5208761395304331E-4,null,2.840383593895044E-4,2.8076997807306969E-4,2.7834002196674946E-4,2.7688616002634781E-4,2.7552337211797251E-4,2.7427285749311503E-4,null,0,0,0,0,0,0]
[null,75,2.3014866749394101E-4,2.2687060462432972E-4,2.2466820668518033E-4,2.2937689476743768E-4,2.3130111703080597E-4,2.317821866372891E-4,null,null,0,0,0,0,0,0,null,2.3014866749394101E-4,2.2687060462432972E-4,2.2466820668518033E-4,2.2937689476743768E-4,2.3130111703080597E-4,2.317821866372891E-4,null,2.4908268228044983E-4,2.4493320724478039E-4,2.4186858981367163E-4,2.4142708871996321E-4,2.4102706421480163E-4,2.4025478055484607E-4,null,2.6327012154924475E-4,2.5931445771062663E-4,2.5634610332152084E-4,2.5480847872731411E-4,2.5341032465144551E-4,2.5213075825954168E-4,null,2.8423718725847425E-4,2.8093456240532255E-4,2.7847208303072611E-4,2.7698700438245276E-4,2.7559597274114225E-4,2.7431979876104285E-4,null,0,0,0,0,0,0]
[null,76,2.3022811839402735E-4,2.2692648416676285E-4,2.2470175108482287E-4,2.2938921784168936E-4,2.3129334453263748E-4,2.3175583272103773E-4,null,null,0,0,0,0,0,0,null,2.3022811839402735E-4,2.2692648416676285E-4,2.2470175108482287E-4,2.2938921784168936E-4,2.3129334453263748E-4,2.3175583272103773E-4,null,2.4916866949696771E-4,2.4499353571073645E-4,2.4190470234048347E-4,2.4144005918040856E-4,2.4101896489198287E-4,2.4022746329437148E-4,null,2.6336100649049032E-4,2.5937832836177228E-4,2.5638437743365932E-4,2.5482216809130388E-4,2.5340180920928286E-4,2.52102090685972E-4,null,2.8433531035695491E-4,2.8100375821333326E-4,2.7851366069309451E-4,2.7700188526845135E-4,2.7558671178632771E-4,2.7428860826660703E-4,null,0,0,0,0,0,0]
[null,77,2.3036403969177598E-4,2.2703568489731429E-4,2.2478579755111757E-4,2.2945075434696753E-4,2.3133303594540514E-4,2.3177505395886045E-4,null,null,0,0,0,0,0,0,null,2.3036403969177598E-4,2.2703568489731429E-4,2.2478579755111757E-4,2.2945075434696753E-4,2.3133303594540514E-4,2.3177505395886045E-4,null,2.4931577285320657E-4,2.4511143060157843E-4,2.4199518332389204E-4,2.4150482847347263E-4,2.4106032528321979E-4,2.4024738714763257E-4,null,2.6351648867063525E-4,2.5950314544978352E-4,2.5648027433180289E-4,2.5489052730120614E-4,2.5344529457556401E-4,2.5212299939055037E-4,null,2.8450317527566705E-4,2.8113898181139532E-4,2.7861783473216202E-4,2.7707619446282097E-4,2.7563400422335352E-4,2.7431135706438116E-4,null,0,0,0,0,0,0]
[null,78,2.305952664794942E-4,2.2723488680555226E-4,2.2495509864470207E-4,2.2959538398054145E-4,2.314528799720397E-4,2.3187125114818168E-4,null,null,0,0,0,0,0,0,null,2.305952664794942E-4,2.2723488680555226E-4,2.2495509864470207E-4,2.2959538398054145E-4,2.314528799720397E-4,2.3187125114818168E-4,null,2.4956602235118145E-4,2.4532649223265576E-4,2.4217744594735518E-4,2.4165705614841688E-4,2.4118520861398019E-4,2.4034710074057804E-4,null,2.6378099206824724E-4,2.5973083442207317E-4,2.5667344663806194E-4,2.5505119238016806E-4,2.5357659404392309E-4,2.5222764190272043E-4,null,2.8478874395818646E-4,2.813856541425852E-4,2.788276803034846E-4,2.7725084382752347E-4,2.7577679873953028E-4,2.7442520875418886E-4,null,0,0,0,0,0,0]
[null,79,2.3065087226997242E-4,2.2726819836494381E-4,2.2496720948418463E-4,2.2958675154986815E-4,2.3142483046905229E-4,2.3182536325257283E-4,null,null,0,0,0,0,0,0,null,2.3065087226997242E-4,2.2726819836494381E-4,2.2496720948418463E-4,2.2958675154986815E-4,2.3142483046905229E-4,2.3182536325257283E-4,null,2.4962620275367287E-4,2.4536245593581422E-4,2.4219048398113095E-4,2.4164797021755996E-4,2.4115597966150248E-4,2.4029953545331602E-4,null,2.6384460027149018E-4,2.5976890973365187E-4,2.5668726508863455E-4,2.5504160285054342E-4,2.5354586339398243E-4,2.5217772542690043E-4,null,2.8485741797508571E-4,2.8142690394828915E-4,2.788426914648221E-4,2.7724041962540338E-4,2.7574337767282748E-4,2.7437089932484226E-4,null,0,0,0,0,0,0]
[null,80,2.3078031265692426E-4,2.273712317874945E-4,2.2504536134458893E-4,2.296424813216842E-4,2.3145886121222711E-4,2.3183909107000184E-4,null,null,0.29384041221769974,0.29384041221769974,0.29384041221769974,0.29384041221769974,0.29384041221769974,0.29384041221769974,null,2.3078031265692426E-4,2.273712317874945E-4,2.2504536134458893E-4,2.296424813216842E-4,2.3145886121222711E-4,2.3183909107000184E-4,null,2.4976629202348461E-4,2.4547369250028911E-4,2.4227461907325723E-4,2.4170662772348802E-4,2.4119144135847034E-4,2.4031376507903382E-4,null,2.6399266885158344E-4,2.5988667755173935E-4,2.5677643624986626E-4,2.5510351152007468E-4,2.5358314700846198E-4,2.5219265843390943E-4,null,2.8501727886807049E-4,2.8155449055002339E-4,2.7893955924901198E-4,2.7730771682447783E-4,2.757839254051029E-4,2.7438714652730929E-4,null,0.29384041221769974,0,0.10455346410183423,0.19078940001162636,0.29384041221769974,0.29384041221769974]
[null,81,2.3093320708607025E-4,2.2749640239379194E-4,2.2514447006498074E-4,2.297186215837422E-4,2.3151256563980362E-4,2.3187169890389941E-4,null,null,0.52558884215985857,0.52558884215985857,0.52558884215985857,0.52558884215985857,0.52558884215985857,0.52558884215985857,null,2.3093320708607025E-4,2.2749640239379194E-4,2.2514447006498074E-4,2.297186215837422E-4,2.3151256563980362E-4,2.3187169890389941E-4,null,2.499317648673299E-4,2.456088287296123E-4,2.4238131546253761E-4,2.4178676797397697E-4,2.4124740399574708E-4,2.4034756486361212E-4,null,2.6416756682246363E-4,2.600297483032238E-4,2.5688951915844719E-4,2.551880936414107E-4,2.5364198484116281E-4,2.5222812896771136E-4,null,2.8520610586829236E-4,2.8170948969398214E-4,2.7906240267319389E-4,2.7739966097221653E-4,2.7584791439118497E-4,2.7442573868386192E-4,null,0.52558884215985857,0,0.18701353474951088,0.3412627252040199,0.52558884215985857,0.52558884215985857]
[null,82,2.3099785447578007E-4,2.2753820792898669E-4,2.2516457736692285E-4,2.2971772481597004E-4,2.3149192201464967E-4,2.3183286953206556E-4,null,null,0.59509984102107338,0.59509984102107338,0.59509984102107338,0.59509984102107338,0.59509984102107338,0.59509984102107338,null,2.3099785447578007E-4,2.2753820792898669E-4,2.2516457736692285E-4,2.2971772481597004E-4,2.3149192201464967E-4,2.3183286953206556E-4,null,2.5000173070900385E-4,2.4565396266766826E-4,2.4240296216029451E-4,2.417858240949838E-4,2.4122589232978764E-4,2.4030731611825176E-4,null,2.6424151783131404E-4,2.6007753227993725E-4,2.5691246156127855E-4,2.5518709744677643E-4,2.5361936796918487E-4,2.5218589069605964E-4,null,2.8528594640100024E-4,2.8176125761585774E-4,2.7908732530171603E-4,2.7739857806881823E-4,2.7582331745007097E-4,2.7437978318735882E-4,null,0.59509984102107338,9.7972906357430598E-2,0.28011718420808918,0.42611744739764773,0.59509984102107338,0.59509984102107338]
[null,83,2.3119322720810867E-4,2.2770346904403207E-4,2.2530163590598742E-4,2.2983082184096406E-4,2.3158124555473341E-4,2.3189965614780149E-4,null,null,0.53832970650911605,0.53832970650911605,0.53832970650911605,0.53832970650911605,0.53832970650911605,0.53832970650911605,null,2.3119322720810867E-4,2.2770346904403207E-4,2.2530163590598742E-4,2.2983082184096406E-4,2.3158124555473341E-4,2.3189965614780149E-4,null,2.5021317648769452E-4,2.4583238126450648E-4,2.4255051377008644E-4,2.4190486261241979E-4,2.4131897182247679E-4,2.403765440599691E-4,null,2.6446500729813402E-4,2.6026642672265097E-4,2.5706884515882682E-4,2.5531273381881176E-4,2.5371722961197417E-4,2.5225854062792621E-4,null,2.8552723476694546E-4,2.8196590095920656E-4,2.7925720682359925E-4,2.7753514982853893E-4,2.7592974671523869E-4,2.744588267551775E-4,null,0.53832970650911605,0.2392095649470867,0.35847946957347887,0.44651891616284067,0.53832970650911605,0.53832970650911605]
[null,84,2.3163969897030013E-4,2.2810587938017855E-4,2.2566336497445986E-4,2.3016292633403507E-4,2.3188185824315349E-4,2.3216938866199395E-4,null,null,0.57637189793778421,0.57637189793778421,0.57637189793778421,0.57637189793778421,0.57637189793778421,0.57637189793778421,null,2.3163969897030013E-4,2.2810587938017855E-4,2.2566336497445986E-4,2.3016292633403507E-4,2.3188185824315349E-4,2.3216938866199395E-4,null,2.5069637886857319E-4,2.4626683003068327E-4,2.4293993647024018E-4,2.422544140395339E-4,2.416322249303118E-4,2.4065613640891534E-4,null,2.6497573228464105E-4,2.6072638414317167E-4,2.5748157750991982E-4,2.5568165955888565E-4,2.5404657674157205E-4,2.5255195344069353E-4,null,2.860786343438254E-4,2.8246420690712735E-4,2.7970556330748501E-4,2.7793618685875493E-4,2.7628792763259428E-4,2.7477806168037206E-4,null,0.57637189793778421,0.28141672753911057,0.40146982436764889,0.48833176088323271,0.57637189793778421,0.57637189793778421]
[null,85,2.3178759907805055E-4,2.2822627198326744E-4,2.2575787888408279E-4,2.3023450766635381E-4,2.3193108727505383E-4,2.321976237211372E-4,null,null,0.41210494864191421,0.41210494864191421,0.41210494864191421,0.41210494864191421,0.41210494864191421,0.41210494864191421,null,2.3178759907805055E-4,2.2822627198326744E-4,2.2575787888408279E-4,2.3023450766635381E-4,2.3193108727505383E-4,2.321976237211372E-4,null,2.5085644651506086E-4,2.4639680784976621E-4,2.430416862744317E-4,2.4232975585931888E-4,2.4168352398664753E-4,2.4068540357580521E-4,null,2.6514491718485615E-4,2.6086399360841756E-4,2.5758941774596837E-4,2.5576117729066025E-4,2.5410051139228317E-4,2.5258266730604517E-4,null,2.8626129327937323E-4,2.8261328943512439E-4,2.7982271154878001E-4,2.7802262581255087E-4,2.7634658417134271E-4,2.7481147855271478E-4,null,0.41210494864191421,0.2411869448720477,0.31494644894750473,0.36536338391019513,0.41210494864191421,0.41210494864191421]
[null,86,2.3185521815873814E-4,2.2827082358328277E-4,2.2578052020636575E-4,2.3023600190045634E-4,2.3191267401710309E-4,2.3216086327721295E-4,null,null,0.18537393873110014,0.18537393873110014,0.18537393873110014,0.18537393873110014,0.18537393873110014,0.18537393873110014,null,2.3185521815873814E-4,2.2827082358328277E-4,2.2578052020636575E-4,2.3023600190045634E-4,2.3191267401710309E-4,2.3216086327721295E-4,null,2.5092962852464801E-4,2.4644490648421784E-4,2.4306606099470428E-4,2.4233132859222036E-4,2.4166433647227894E-4,2.4064729938619403E-4,null,2.6522226755053724E-4,2.6091491635364168E-4,2.5761525146239365E-4,2.5576283719419551E-4,2.5408033807995727E-4,2.5254267959717484E-4,null,2.8634480389670128E-4,2.8266845781745178E-4,2.7985077504860375E-4,2.7802443019406161E-4,2.7632464471942216E-4,2.7476797168220858E-4,null,0.18537393873110014,0.14726173202365789,0.16872590495885714,0.18006741072757834,0.18537393873110014,0.18537393873110014]
[null,87,2.3200225970228616E-4,2.2839037503656707E-4,2.2587420343361448E-4,2.3030673389058546E-4,2.3196104543009931E-4,2.321882378752285E-4,null,null,0,0,0,0,0,0,null,2.3200225970228616E-4,2.2839037503656707E-4,2.2587420343361448E-4,2.3030673389058546E-4,2.3196104543009931E-4,2.321882378752285E-4,null,2.5108876697403556E-4,2.4657397618424437E-4,2.4316691652027312E-4,2.4240577645007265E-4,2.4171474184781738E-4,2.4067567463855673E-4,null,2.6539047032774296E-4,2.6105156437963107E-4,2.5772214389103819E-4,2.5584141141511007E-4,2.5413333313518472E-4,2.5257245745998152E-4,null,2.8652640249209326E-4,2.8281649874707757E-4,2.7996689367447392E-4,2.7810984351382836E-4,2.7638227940268131E-4,2.7480037017808844E-4,null,0,1.8742092070572057E-2,1.3079178480472322E-2,7.5986741586043993E-3,0,0]
[null,88,2.322573376471581E-4,2.28611952396894E-4,2.2606453448684988E-4,2.3047166643700155E-4,2.3210028679173519E-4,2.3230288386465043E-4,null,null,0,0,0,0,0,0,null,2.322573376471581E-4,2.28611952396894E-4,2.2606453448684988E-4,2.3047166643700155E-4,2.3210028679173519E-4,2.3230288386465043E-4,null,2.5136482983110581E-4,2.4681319471856074E-4,2.4337181913699409E-4,2.4257937364065621E-4,2.4185983814931038E-4,2.407945114112599E-4,null,2.6568225738122538E-4,2.6130482862745757E-4,2.5793931135125809E-4,2.5602463044110447E-4,2.5428588405716041E-4,2.5269716842532243E-4,null,2.8684142772500702E-4,2.8309087866890765E-4,2.8020280549146797E-4,2.7830900992072946E-4,2.7654818590152773E-4,2.7493605646702749E-4,null,0,0,0,0,0,0]
[null,89,2.3234876566655772E-4,2.2867894646530661E-4,2.2610838852487103E-4,2.3049378146674214E-4,2.3210171238187991E-4,2.3228512583223348E-4,null,null,0,0,0,0,0,0,null,2.3234876566655772E-4,2.2867894646530661E-4,2.2610838852487103E-4,2.3049378146674214E-4,2.3210171238187991E-4,2.3228512583223348E-4,null,2.5146377950809338E-4,2.468855226081516E-4,2.4341903059824316E-4,2.4260265047179751E-4,2.418613236838887E-4,2.4077610424959089E-4,null,2.6578684310854002E-4,2.6138140324825964E-4,2.5798934874607908E-4,2.5604919741892024E-4,2.5428744591412866E-4,2.5267785138356248E-4,null,2.8695434275229672E-4,2.8317383762837449E-4,2.8025716175975014E-4,2.7833571520787654E-4,2.7654988449644897E-4,2.7491503940808225E-4,null,0,0,0,0,0,0]
[null,90,2.3246498617111232E-4,2.2876934216694376E-4,2.2617439773992901E-4,2.3053747556556724E-4,2.3212393950219456E-4,2.3228733155899689E-4,null,null,0,0,0,0,0,0,null,2.3246498617111232E-4,2.2876934216694376E-4,2.2617439773992901E-4,2.3053747556556724E-4,2.3212393950219456E-4,2.3228733155899689E-4,null,2.5158956131393943E-4,2.4698311528288262E-4,2.4349009341570336E-4,2.4264864001701428E-4,2.4188448542916758E-4,2.4077839060475563E-4,null,2.659197892893447E-4,2.6148472607577283E-4,2.580646651662931E-4,2.560977359906115E-4,2.5431179764163998E-4,2.5268025075501308E-4,null,2.8709787688471669E-4,2.8328577490171499E-4,2.8033897895982324E-4,2.7838847857602236E-4,2.7657636817678301E-4,2.7491764993881648E-4,null,0,0,0,0,0,0]
[null,91,2.3263973062247277E-4,2.2891499908445854E-4,2.2629274758930796E-4,2.3063217604286297E-4,2.3219536099085072E-4,2.3233677523612557E-4,null,null,0,0,0,0,0,0,null,2.3263973062247277E-4,2.2891499908445854E-4,2.2629274758930796E-4,2.3063217604286297E-4,2.3219536099085072E-4,2.3233677523612557E-4,null,2.517786817513177E-4,2.4714036886812942E-4,2.4361750401641225E-4,2.4274831553384034E-4,2.4195891010966037E-4,2.4082964165200271E-4,null,2.661196817912247E-4,2.6165121280348128E-4,2.5819970217559943E-4,2.5620293614417945E-4,2.5439004604294377E-4,2.5273403518075545E-4,null,2.8731368900252976E-4,2.8346614230740459E-4,2.8048567140718454E-4,2.7850283534916785E-4,2.7666146709413148E-4,2.749761677212083E-4,null,0,0,0,0,0,0]
[null,92,2.3270117464955101E-4,2.2895362818556233E-4,2.2630967705405998E-4,2.3062798403758391E-4,2.3217134768454642E-4,2.3229452615976227E-4,null,null,0,0,0,0,0,0,null,2.3270117464955101E-4,2.2895362818556233E-4,2.2630967705405998E-4,2.3062798403758391E-4,2.3217134768454642E-4,2.3229452615976227E-4,null,2.5184518069411592E-4,2.4718207347610186E-4,2.4363572958480167E-4,2.4274390330377921E-4,2.4193388707131577E-4,2.4078584819782237E-4,null,2.6618996843095854E-4,2.6169536609703452E-4,2.5821901867073029E-4,2.5619827936090124E-4,2.5436373739461284E-4,2.5268807698261347E-4,null,2.8738957333251838E-4,2.8351397684124683E-4,2.8050665516533906E-4,2.7849777323955225E-4,2.7663285516784844E-4,2.7492616492205463E-4,null,0,0,0,0,0,0]
[null,93,2.3278185294783548E-4,2.2901040925092002E-4,2.2634378799147773E-4,2.3064052244578382E-4,2.3216345782282191E-4,2.3226774718671265E-4,null,null,0,0,0,0,0,0,null,2.3278185294783548E-4,2.2901040925092002E-4,2.2634378799147773E-4,2.3064052244578382E-4,2.3216345782282191E-4,2.3226774718671265E-4,null,2.5193249628519595E-4,2.4724337524092006E-4,2.4367245202297919E-4,2.4275710041062797E-4,2.4192566544993784E-4,2.4075809034297227E-4,null,2.6628225740932639E-4,2.617602671942738E-4,2.582579392016621E-4,2.5621220793344696E-4,2.5435509337055131E-4,2.5265894703575104E-4,null,2.8748921228688158E-4,2.8358428900784763E-4,2.8054893504079185E-4,2.7851291415481545E-4,2.7662345437400591E-4,2.748944713626635E-4,null,0,0,0,0,0,0]
[null,94,2.3295690288959527E-4,2.2915630997364696E-4,2.2646231891293049E-4,2.3073534094488962E-4,2.322349367387327E-4,2.3231719180688887E-4,null,null,0,0,0,0,0,0,null,2.3295690288959527E-4,2.2915630997364696E-4,2.2646231891293049E-4,2.3073534094488962E-4,2.322349367387327E-4,2.3231719180688887E-4,null,2.5212194734524918E-4,2.4740089204225272E-4,2.4380005755846674E-4,2.4285690014947753E-4,2.4200014997243559E-4,2.4080934236773917E-4,null,2.6648249936573698E-4,2.6192703259279767E-4,2.5839318281394632E-4,2.5631753919419514E-4,2.5443340468836602E-4,2.5271273248733277E-4,null,2.8770540169009359E-4,2.8376495831827585E-4,2.8069585192363658E-4,2.786274134467079E-4,2.7670862171610001E-4,2.7495299026117484E-4,null,0,0,0,0,0,0]
[null,95,2.3311662899863972E-4,2.292877224045832E-4,2.2656710630391375E-4,2.3081674169898425E-4,2.3229345087005267E-4,2.323541644589825E-4,null,null,0,0,0,0,0,0,null,2.3311662899863972E-4,2.292877224045832E-4,2.2656710630391375E-4,2.3081674169898425E-4,2.3229345087005267E-4,2.323541644589825E-4,null,2.5229481390191545E-4,2.4754276704732156E-4,2.4391286737193046E-4,2.4294257724917235E-4,2.4206112455599219E-4,2.4084766652260263E-4,null,2.666652121861092E-4,2.6207723778716869E-4,2.5851274507757106E-4,2.5640796505133794E-4,2.5449751196638022E-4,2.5275295103450616E-4,null,2.879026659213442E-4,2.8392768673274284E-4,2.8082573395489058E-4,2.7872570996891868E-4,2.7677834147857782E-4,2.74996748285159E-4,null,0,0,0,0,0,0]
[null,96,2.3319165877794896E-4,2.2933912387027193E-4,2.265960706172017E-4,2.3082420449450523E-4,2.3228060761598982E-4,2.323225732615179E-4,null,null,0,0,0,0,0,0,null,2.3319165877794896E-4,2.2933912387027193E-4,2.265960706172017E-4,2.3082420449450523E-4,2.3228060761598982E-4,2.323225732615179E-4,null,2.5237601627812193E-4,2.475982609085429E-4,2.4394404916535479E-4,2.429504320987123E-4,2.4204774125779861E-4,2.4081492053670771E-4,null,2.667510397485003E-4,2.621359899698178E-4,2.5854579331771284E-4,2.5641625526546646E-4,2.5448344107375582E-4,2.5271858638946322E-4,null,2.879953288668381E-4,2.8399133732464818E-4,2.8086163468501102E-4,2.7873472176314393E-4,2.7676303870294901E-4,2.7495935934230349E-4,null,0,0,0,0,0,0]
[null,97,2.3341416009906046E-4,2.2952979823442308E-4,2.2675697280352677E-4,2.3096027185295643E-4,2.3239182920289662E-4,2.32410140798009E-4,null,null,0,0,0,0,0,0,null,2.3341416009906046E-4,2.2952979823442308E-4,2.2675697280352677E-4,2.3096027185295643E-4,2.3239182920289662E-4,2.32410140798009E-4,null,2.5261682247733596E-4,2.4780411606385591E-4,2.4411726986924779E-4,2.4309364768393502E-4,2.421636395851114E-4,2.4090568902745594E-4,null,2.6700556196881871E-4,2.6235393190822382E-4,2.5872938248277052E-4,2.5656740874867382E-4,2.5460529391566208E-4,2.5281384163618745E-4,null,2.8827012146226204E-4,2.8422744997195836E-4,2.8106106996626969E-4,2.7889903164295913E-4,2.7689555955640131E-4,2.7506299763020101E-4,null,0,0,0,0,0,0]
[null,98,2.3352791614774881E-4,2.2961774733803146E-4,2.2682053127967854E-4,2.310014212494068E-4,2.324114510262187E-4,2.3240969973617489E-4,null,null,0,0,0,0,0,0,null,2.3352791614774881E-4,2.2961774733803146E-4,2.2682053127967854E-4,2.310014212494068E-4,2.324114510262187E-4,2.3240969973617489E-4,null,2.5273993707991636E-4,2.47899067351427E-4,2.4418569432157393E-4,2.4313695884218254E-4,2.4218408648364167E-4,2.4090523184299453E-4,null,2.6713568902578261E-4,2.6245445825956015E-4,2.5880190261338873E-4,2.5661312048054074E-4,2.546267913155974E-4,2.5281336185274813E-4,null,2.8841061195332109E-4,2.8433635761548968E-4,2.8113984952083765E-4,2.789487221231904E-4,2.769189390175765E-4,2.7506247562290046E-4,null,0,0,0,0,0,0]
[null,99,2.3362863800694943E-4,2.2969337085725059E-4,2.2687239542663846E-4,2.3103115079304979E-4,2.3242003587810536E-4,2.3239863871335096E-4,null,null,0,0,0,0,0,0,null,2.3362863800694943E-4,2.2969337085725059E-4,2.2687239542663846E-4,2.3103115079304979E-4,2.3242003587810536E-4,2.3239863871335096E-4,null,2.528489451881411E-4,2.4798071173693981E-4,2.4424152913804471E-4,2.4316825021169025E-4,2.4219303231872246E-4,2.4089376649421242E-4,null,2.6725090610004663E-4,2.6254089639423582E-4,2.5886107953108185E-4,2.5664614621225885E-4,2.5463619676132813E-4,2.5280132976299966E-4,null,2.8853500501744948E-4,2.8443000245023832E-4,2.812041341708628E-4,2.7898462241403559E-4,2.7692916789427593E-4,2.7504938463605985E-4,null,0,0,0,0,0,0]
[null,100,2.338125305866488E-4,2.2984753489062453E-4,2.2699865653820245E-4,2.311333894061134E-4,2.32498562218647E-4,2.3245474565743634E-4,null,null,0,0,0,0,0,0,null,2.338125305866488E-4,2.2984753489062453E-4,2.2699865653820245E-4,2.311333894061134E-4,2.32498562218647E-4,2.3245474565743634E-4,null,2.5304796635781262E-4,2.4814714974330293E-4,2.4437745667960862E-4,2.4327585987626323E-4,2.4227486060198909E-4,2.4095192437827766E-4,null,2.6746126326759672E-4,2.6271710680624157E-4,2.5900514327925525E-4,2.5675972027336185E-4,2.5472222914070351E-4,2.5286236243579087E-4,null,2.8876211521617712E-4,2.8462090424347098E-4,2.8136063248124579E-4,2.7910808195948556E-4,2.7702273226389587E-4,2.7511578855533375E-4,null,0,0,0,0,0,0]
[null,101,2.339179435414322E-4,2.2992755982930501E-4,2.2705465806228923E-4,2.3116711401182023E-4,2.3251096464305026E-4,2.3244731620935546E-4,null,null,0,0,0,0,0,0,null,2.339179435414322E-4,2.2992755982930501E-4,2.2705465806228923E-4,2.3116711401182023E-4,2.3251096464305026E-4,2.3244731620935546E-4,null,2.5316205149161102E-4,2.482335459730967E-4,2.4443774562684392E-4,2.4331135618630911E-4,2.4228778453414055E-4,2.4094422335325838E-4,null,2.675818465484859E-4,2.6280857578968092E-4,2.5906904093834783E-4,2.5679718400956135E-4,2.5473581706641194E-4,2.528542807432102E-4,null,2.8889230185638013E-4,2.8471999936937736E-4,2.8143004533362677E-4,2.7914880653864675E-4,2.7703750978966675E-4,2.7510699562464301E-4,null,0,0,0,0,0,0]
[null,102,2.3399418322563384E-4,2.2998001582803958E-4,2.2708452301614917E-4,2.311753394009916E-4,2.3249874580664095E-4,2.3241621784804095E-4,null,null,0,0,0,0,0,0,null,2.3399418322563384E-4,2.2998001582803958E-4,2.2708452301614917E-4,2.311753394009916E-4,2.3249874580664095E-4,2.3241621784804095E-4,null,2.5324456330992368E-4,2.4829017832540416E-4,2.4446989701302146E-4,2.433200136919539E-4,2.4227505190964804E-4,2.4091198821870542E-4,null,2.6766905813717422E-4,2.6286853330990723E-4,2.5910311680809743E-4,2.5680632136798549E-4,2.5472243027718631E-4,2.5282045220128207E-4,null,2.8898645905325166E-4,2.8478495579277316E-4,2.8146706239106316E-4,2.7915873921259272E-4,2.7702295100953976E-4,2.7507018996523769E-4,null,0,0,0,0,0,0]
[null,103,2.3410114876142713E-4,2.3006147796910385E-4,2.2714185360476834E-4,2.3121032145717043E-4,2.3251232458908327E-4,2.324098829755219E-4,null,null,0,0,0,0,0,0,null,2.3410114876142713E-4,2.3006147796910385E-4,2.2714185360476834E-4,2.3121032145717043E-4,2.3251232458908327E-4,2.324098829755219E-4,null,2.5336032875343924E-4,2.4837812618234636E-4,2.4453161677669919E-4,2.4335683351196785E-4,2.4228920166434741E-4,2.4090542178049467E-4,null,2.6779141743612877E-4,2.6296164502426531E-4,2.5916853092792543E-4,2.5684518197130262E-4,2.5473730700459362E-4,2.5281356117900431E-4,null,2.8911856315517212E-4,2.8488583061077956E-4,2.8153812259432782E-4,2.7920098224216175E-4,2.7703913016943255E-4,2.7506269249107969E-4,null,0,0,0,0,0,0]
[null,104,2.3439502441603181E-4,2.3031946318404295E-4,2.2736641506205011E-4,2.3140831487885441E-4,2.3268316572664708E-4,2.3255459662519735E-4,null,null,0.21857911174752798,0.21857911174752798,0.21857911174752798,0.21857911174752798,0.21857911174752798,0.21857911174752798,null,2.3439502441603181E-4,2.3031946318404295E-4,2.2736641506205011E-4,2.3140831487885441E-4,2.3268316572664708E-4,2.3255459662519735E-4,null,2.5367838115453683E-4,2.4865665123067251E-4,2.4477337044447717E-4,2.4356522841343051E-4,2.4246722647617154E-4,2.410554253103193E-4,null,2.6812758570575462E-4,2.6325652366762273E-4,2.5942475523032995E-4,2.5706512741362133E-4,2.5492447820674613E-4,2.5297097949812767E-4,null,2.8948150416359999E-4,2.8520529449013927E-4,2.8181646236344923E-4,2.7944007173203947E-4,2.7724268789580892E-4,2.7523396457990103E-4,null,0.21857911174752798,0,7.7774201108098628E-2,0.14192253975769878,0.21857911174752798,0.21857911174752798]
[null,105,2.3449354960109066E-4,2.3039292427587188E-4,2.2741613256643966E-4,2.3143583700567904E-4,2.3268951010203603E-4,2.3254127710033295E-4,null,null,0.43714694839386192,0.43714694839386192,0.43714694839386192,0.43714694839386192,0.43714694839386192,0.43714694839386192,null,2.3449354960109066E-4,2.3039292427587188E-4,2.2741613256643966E-4,2.3143583700567904E-4,2.3268951010203603E-4,2.3254127710033295E-4,null,2.5378501187125514E-4,2.4873596102428444E-4,2.4482689427347446E-4,2.4359419640064379E-4,2.4247383762528277E-4,2.410416189019416E-4,null,2.6824028997525376E-4,2.6334049013486069E-4,2.5948148283191263E-4,2.5709570098675577E-4,2.5493142901722064E-4,2.5295649062841581E-4,null,2.8960318430096597E-4,2.8529626158444815E-4,2.8187808628974797E-4,2.7947330642845956E-4,2.7725024723806026E-4,2.7521820060151509E-4,null,0.43714694839386192,0,0.15554439034159145,0.28383775863745697,0.43714694839386192,0.43714694839386192]
[null,106,2.3482085335010548E-4,2.3068245348213746E-4,2.2767054803421829E-4,2.3166289658847912E-4,2.3288835893574939E-4,2.3271285972960889E-4,null,null,0.42627775084281394,0.42627775084281394,0.42627775084281394,0.42627775084281394,0.42627775084281394,0.42627775084281394,null,2.3482085335010548E-4,2.3068245348213746E-4,2.2767054803421829E-4,2.3166289658847912E-4,2.3288835893574939E-4,2.3271285972960889E-4,null,2.5413924245017952E-4,2.4904854148043957E-4,2.4510078754625352E-4,2.4383318443863678E-4,2.4268104782481709E-4,2.412194735832775E-4,null,2.686146970866437E-4,2.6367142374892884E-4,2.5977177051770504E-4,2.5734793522740328E-4,2.5514928506631683E-4,2.5314313680278812E-4,null,2.9000740952639148E-4,2.8565478648457998E-4,2.821934295522098E-4,2.7974749513312352E-4,2.7748717621816705E-4,2.7542127277464768E-4,null,0.42627775084281394,0,0.1516769432215973,0.27678043230265753,0.42627775084281394,0.42627775084281394]
[null,107,2.3491907989570528E-4,2.3075560354340709E-4,2.2771993851827097E-4,2.3169006200428406E-4,2.3289432256806987E-4,2.3269913933185053E-4,null,null,0.53655951562165272,0.53655951562165272,0.53655951562165272,0.53655951562165272,0.53655951562165272,0.53655951562165272,null,2.3491907989570528E-4,2.3075560354340709E-4,2.2771993851827097E-4,2.3169006200428406E-4,2.3289432256806987E-4,2.3269913933185053E-4,null,2.5424554995878056E-4,2.4912751548038367E-4,2.4515395931854964E-4,2.4386177697520548E-4,2.4268726222104965E-4,2.4120525164844989E-4,null,2.6872705973849395E-4,2.6375503470637765E-4,2.5982812498954989E-4,2.5737811254008451E-4,2.5515581873991871E-4,2.531282118668359E-4,null,2.9012872083937632E-4,2.8574536842879757E-4,2.8225464814285499E-4,2.7978029907858734E-4,2.7749428190391355E-4,2.7540503435353954E-4,null,0.53655951562165272,0,0.19091708874095722,0.34838593944028518,0.53655951562165272,0.53655951562165272]
[null,108,2.3499366862580573E-4,2.3080641312381325E-4,2.2774814635706273E-4,2.316965579424041E-4,2.3288032512640362E-4,2.3266622682224558E-4,null,null,0.45667542366192748,0.45667542366192748,0.45667542366192748,0.45667542366192748,0.45667542366192748,0.45667542366192748,null,2.3499366862580573E-4,2.3080641312381325E-4,2.2774814635706273E-4,2.316965579424041E-4,2.3288032512640362E-4,2.3266622682224558E-4,null,2.5432627500126561E-4,2.4918237033259448E-4,2.4518432672251353E-4,2.4386861417400186E-4,2.4267267620298519E-4,2.4117113605101178E-4,null,2.6881238277882947E-4,2.6381311036060949E-4,2.5986031009337068E-4,2.5738532869893938E-4,2.5514048333521999E-4,2.5309240990930274E-4,null,2.9022083908223121E-4,2.8580828608735034E-4,2.822896112368416E-4,2.7978814333178622E-4,2.7747760391030326E-4,2.753660816059512E-4,null,0.45667542366192748,0,0.1624929571588424,0.29651751923068576,0.45667542366192748,0.45667542366192748]
[null,109,2.350680928405783E-4,2.3085705291648096E-4,2.277761772515013E-4,2.3170286253055907E-4,2.3286612487426303E-4,2.3263310202216003E-4,null,null,0.30404437879829976,0.30404437879829976,0.30404437879829976,0.30404437879829976,0.30404437879829976,0.30404437879829976,null,2.350680928405783E-4,2.3085705291648096E-4,2.277761772515013E-4,2.3170286253055907E-4,2.3286612487426303E-4,2.3263310202216003E-4,null,2.5440682199397261E-4,2.4923704187919193E-4,2.4521450363543371E-4,2.4387524997036394E-4,2.4265787884649814E-4,2.4113680040300126E-4,null,2.6889751762789349E-4,2.6387099194644098E-4,2.5989229330393687E-4,2.5739233229238502E-4,2.5512492573415314E-4,2.5305637702392904E-4,null,2.90312754146095E-4,2.8587099349722814E-4,2.8232435501157811E-4,2.7979575651788626E-4,2.7746068426740618E-4,2.7532687760746755E-4,null,0.30404437879829976,0,0.10818421062008603,0.19741479454792663,0.30404437879829976,0.30404437879829976]
[null,110,2.3541149957390114E-4,2.3116173380771283E-4,2.2804488382699822E-4,2.3194377877985413E-4,2.3307827041822046E-4,2.3281738750928284E-4,null,null,0.13102795097586009,0.13102795097586009,0.13102795097586009,0.13102795097586009,0.13102795097586009,0.13102795097586009,null,2.3541149957390114E-4,2.3116173380771283E-4,2.2804488382699822E-4,2.3194377877985413E-4,2.3307827041822046E-4,2.3281738750928284E-4,null,2.5477848032760808E-4,2.4956598034170976E-4,2.4550378212947614E-4,2.4412882262750364E-4,2.4287894486772063E-4,2.4132782228397705E-4,null,2.6929034515719091E-4,2.6421924402702851E-4,2.6019888712324851E-4,2.5765995952243273E-4,2.5535734947623327E-4,2.5325684126269827E-4,null,2.9073686680782863E-4,2.8624828077511601E-4,2.8265741183749354E-4,2.8008667801748604E-4,2.7771345631753797E-4,2.7554498391872266E-4,null,0.13102795097586009,0,4.662199479403769E-2,8.5075922548448285E-2,0.13102795097586009,0.13102795097586009]
[null,111,2.3556035576340216E-4,2.312826463018055E-4,2.2813946267555006E-4,2.320149222158861E-4,2.331265933635838E-4,2.3284428765085093E-4,null,null,0,0,0,0,0,0,null,2.3556035576340216E-4,2.312826463018055E-4,2.2813946267555006E-4,2.320149222158861E-4,2.331265933635838E-4,2.3284428765085093E-4,null,2.5493958271137897E-4,2.4969651944360498E-4,2.4560560184425887E-4,2.4420370354635184E-4,2.4292929973761772E-4,2.4135570573655425E-4,null,2.694606237320357E-4,2.6435744773080057E-4,2.6030680145452224E-4,2.5773899080727561E-4,2.5541029143098831E-4,2.5328610301567956E-4,null,2.9092070651922259E-4,2.8639800708573038E-4,2.8277464056938878E-4,2.8017258818401763E-4,2.7777103325146756E-4,2.7557682088397297E-4,null,0,0,0,0,0,0]
[null,112,2.357032369161638E-4,2.3139790103475426E-4,2.2822866509503717E-4,2.3208080553921263E-4,2.3316982304561783E-4,2.3286627784810076E-4,null,null,0,0,0,0,0,0,null,2.357032369161638E-4,2.3139790103475426E-4,2.2822866509503717E-4,2.3208080553921263E-4,2.3316982304561783E-4,2.3286627784810076E-4,null,2.5509421850034405E-4,2.4982095033423545E-4,2.4570163351570742E-4,2.4427304801525332E-4,2.4297434717829313E-4,2.4137849976611821E-4,null,2.6962406738289082E-4,2.644891845797532E-4,2.6040858128790302E-4,2.5781217877770028E-4,2.554576532764452E-4,2.5331002377157252E-4,null,2.9109716696722535E-4,2.8654072737344555E-4,2.8288520531698908E-4,2.8025214643414339E-4,2.7782254154690682E-4,2.7560284681190039E-4,null,0,0,0,0,0,0]
[null,113,2.3582752055552412E-4,2.3149557603996306E-4,2.2830119563087408E-4,2.3213041705177358E-4,2.3319733491954092E-4,2.3287315220382979E-4,null,null,0,0,0,0,0,0,null,2.3582752055552412E-4,2.3149557603996306E-4,2.2830119563087408E-4,2.3213041705177358E-4,2.3319733491954092E-4,2.3287315220382979E-4,null,2.5522872678402226E-4,2.499264018638995E-4,2.4577971692003121E-4,2.4432526584240949E-4,2.4300301589501983E-4,2.4138562540787305E-4,null,2.697662370908333E-4,2.6460082769477701E-4,2.6049133852582262E-4,2.5786729084143205E-4,2.5548779490737255E-4,2.5331750163925355E-4,null,2.9125065919665549E-4,2.8666167863062458E-4,2.8297510557344211E-4,2.8031205545096517E-4,2.7785532202697152E-4,2.7561098277742712E-4,null,0,0,0,0,0,0]
[null,114,2.3597364566985455E-4,2.3161386619652106E-4,2.2839324212972569E-4,2.321990356871947E-4,2.3324316773613214E-4,2.3289760837237876E-4,null,null,0,0,0,0,0,0,null,2.3597364566985455E-4,2.3161386619652106E-4,2.2839324212972569E-4,2.321990356871947E-4,2.3324316773613214E-4,2.3289760837237876E-4,null,2.5538687341081917E-4,2.5005410984739614E-4,2.4587881041084145E-4,2.4439748932158101E-4,2.4305077592908059E-4,2.4141097555014756E-4,null,2.6993339155246919E-4,2.6473603405106607E-4,2.6059636344970093E-4,2.5794351739477222E-4,2.5553800871127094E-4,2.5334410485846481E-4,null,2.9143112598769693E-4,2.8680815769266307E-4,2.8308919550476384E-4,2.8039491676221177E-4,2.7790993196502139E-4,2.7563992724176308E-4,null,0,0,0,0,0,0]
[null,115,2.3609398258101001E-4,2.3170778504347198E-4,2.28462182118692E-4,2.3224510959069083E-4,2.3326723042590956E-4,2.3290113491971899E-4,null,null,0,0,0,0,0,0,null,2.3609398258101001E-4,2.3170778504347198E-4,2.28462182118692E-4,2.3224510959069083E-4,2.3326723042590956E-4,2.3290113491971899E-4,null,2.5551711027438362E-4,2.5015550616730507E-4,2.4595302837945876E-4,2.4444598369324956E-4,2.4307585042741684E-4,2.4141463100732326E-4,null,2.7007104654552973E-4,2.6484338385474032E-4,2.6067502387876342E-4,2.5799469962596767E-4,2.5556437146345636E-4,2.5334794100768677E-4,null,2.9157974394635231E-4,2.8692445768760275E-4,2.8317464534484052E-4,2.8045055389394006E-4,2.7793860273186033E-4,2.756441009954528E-4,null,0,0,0,0,0,0]
[null,116,2.3617824853910258E-4,2.3176762049909977E-4,2.2849881390292487E-4,2.3225966823369471E-4,2.3326086785686103E-4,2.3287541776620543E-4,null,null,0,0,0,0,0,0,null,2.3617824853910258E-4,2.3176762049909977E-4,2.2849881390292487E-4,2.3225966823369471E-4,2.3326086785686103E-4,2.3287541776620543E-4,null,2.556083086771168E-4,2.50220105501706E-4,2.4599246465807368E-4,2.4446130716687013E-4,2.4306922031962352E-4,2.4138797378588816E-4,null,2.7016743949566521E-4,2.6491177613832277E-4,2.6071682069231503E-4,2.5801087242174951E-4,2.5555740072025847E-4,2.5331996609939152E-4,null,2.9168381371643038E-4,2.8699855211500091E-4,2.8322004976325362E-4,2.8046813436959176E-4,2.779310217118092E-4,2.7561366412504919E-4,null,0,0,0,0,0,0]
[null,117,2.3640827654008477E-4,2.3196511486065651E-4,2.2866585508573279E-4,2.324013421746861E-4,2.3337713400765629E-4,2.3296748056699459E-4,null,null,0,0,0,0,0,0,null,2.3640827654008477E-4,2.3196511486065651E-4,2.2866585508573279E-4,2.324013421746861E-4,2.3337713400765629E-4,2.3296748056699459E-4,null,2.5585726076581732E-4,2.5043332363751939E-4,2.4617229435415158E-4,2.4461042387348403E-4,2.4319037532896144E-4,2.4148340186136612E-4,null,2.7043057158518689E-4,2.6513751337454516E-4,2.60907414443602E-4,2.5816825410317792E-4,2.5568478031702486E-4,2.5342011125768527E-4,null,2.9196790187866839E-4,2.8724310998592181E-4,2.8342709421700507E-4,2.8063921454989522E-4,2.780695531782224E-4,2.7572262266648093E-4,null,0,0,0,0,0,0]
[null,118,2.3648937403425476E-4,2.3202192942575791E-4,2.2869959316720235E-4,2.3241304279696115E-4,2.3336797819066186E-4,2.329390459264839E-4,null,null,0,0,0,0,0,0,null,2.3648937403425476E-4,2.3202192942575791E-4,2.2869959316720235E-4,2.3241304279696115E-4,2.3336797819066186E-4,2.329390459264839E-4,null,2.5594503003945263E-4,2.5049466156920754E-4,2.4620861539088597E-4,2.4462273918176712E-4,2.4318083452034371E-4,2.414539278175875E-4,null,2.7052334008730315E-4,2.6520245276219181E-4,2.6094590954642879E-4,2.5818125200240003E-4,2.5567474932976984E-4,2.5338918028936191E-4,null,2.9206805854647608E-4,2.8731346363535751E-4,2.834689119444125E-4,2.8065334378604457E-4,2.780586439948894E-4,2.7568896958478427E-4,null,0,0,0,0,0,0]
[null,119,2.3667565241412302E-4,2.3217807383491785E-4,2.2882742577553635E-4,2.3251645607284084E-4,2.3344729310036412E-4,2.3299557915640773E-4,null,null,0,0,0,0,0,0,null,2.3667565241412302E-4,2.3217807383491785E-4,2.2882742577553635E-4,2.3251645607284084E-4,2.3344729310036412E-4,2.3299557915640773E-4,null,2.5614663328579632E-4,2.5066323762158867E-4,2.4634623474151029E-4,2.4473158521944646E-4,2.4326348453120142E-4,2.4151252756999497E-4,null,2.7073642640339582E-4,2.6538092675556309E-4,2.6109176637017492E-4,2.5829613096409242E-4,2.5576164565467894E-4,2.5345067667238583E-4,null,2.9229811524555396E-4,2.8750681773397253E-4,2.8362735809594965E-4,2.8077822181060902E-4,2.7815314794702275E-4,2.7575587802361218E-4,null,0,0,0,0,0,0]
[null,120,2.3679480515917449E-4,2.3227080366371869E-4,2.2889516043044731E-4,2.3256126251827773E-4,2.334700437383611E-4,2.3299775970876538E-4,null,null,0,0,0,0,0,0,null,2.3679480515917449E-4,2.3227080366371869E-4,2.2889516043044731E-4,2.3256126251827773E-4,2.334700437383611E-4,2.3299775970876538E-4,null,2.5627558856353773E-4,2.5076335025809817E-4,2.4641915509684921E-4,2.4477874554781643E-4,2.4328719180748186E-4,2.4151478783052566E-4,null,2.7087272681310142E-4,2.6548691750438182E-4,2.6116905151479976E-4,2.5834590521101703E-4,2.5578657094096744E-4,2.5345304865932467E-4,null,2.9244527074063608E-4,2.8762164536410656E-4,2.8371131394677843E-4,2.8083232840713949E-4,2.7818025540024105E-4,2.7575845875983104E-4,null,0,0,0,0,0,0]
[null,121,2.369774637990554E-4,2.3242350114287261E-4,2.2901969589789173E-4,2.3266142471669964E-4,2.3354618640046107E-4,2.3305121161453865E-4,null,null,0,0,0,0,0,0,null,2.369774637990554E-4,2.3242350114287261E-4,2.2901969589789173E-4,2.3266142471669964E-4,2.3354618640046107E-4,2.3305121161453865E-4,null,2.5647327427885663E-4,2.5092820494859144E-4,2.4655322488062936E-4,2.4488416971440177E-4,2.4336653618135711E-4,2.4157019362368911E-4,null,2.710816724604827E-4,2.6566145163614449E-4,2.6131114630549449E-4,2.5845717264024853E-4,2.558699917950051E-4,2.5351119320325428E-4,null,2.9267085700447821E-4,2.8781073111877072E-4,2.8386567335322101E-4,2.8095328055151905E-4,2.7827097960986838E-4,2.7582172037733427E-4,null,0,0,0,0,0,0]
[null,122,2.3715668104014895E-4,2.3257293421748693E-4,2.2914112288232119E-4,2.3275853819552586E-4,2.3361936984940494E-4,2.331018039264815E-4,null,null,0,0,0,0,0,0,null,2.3715668104014895E-4,2.3257293421748693E-4,2.2914112288232119E-4,2.3275853819552586E-4,2.3361936984940494E-4,2.331018039264815E-4,null,2.5666723547623641E-4,2.5108953533466919E-4,2.4668394819890658E-4,2.4498638499851857E-4,2.4344279691055067E-4,2.4162263529308543E-4,null,2.7128668144602318E-4,2.6583225453399813E-4,2.6144969432150369E-4,2.585650533307981E-4,2.5595017057578252E-4,2.5356622710451005E-4,null,2.9289219308724303E-4,2.8799577455132638E-4,2.8401617985251217E-4,2.8107055117553942E-4,2.7835817790816951E-4,2.7588159759668563E-4,null,0,0,0,0,0,0]
[null,123,2.372886848786124E-4,2.3267776002139075E-4,2.2922027104190144E-4,2.3281441652185682E-4,2.3365275012726734E-4,2.3311414438545135E-4,null,null,0,0,0,0,0,0,null,2.372886848786124E-4,2.3267776002139075E-4,2.2922027104190144E-4,2.3281441652185682E-4,2.3365275012726734E-4,2.3311414438545135E-4,null,2.5681009908919502E-4,2.5120270698330427E-4,2.4676915586592128E-4,2.4504519886319446E-4,2.4347758079088435E-4,2.4163542684667617E-4,null,2.7143768239239256E-4,2.659520710546902E-4,2.6154000225867387E-4,2.5862712702545096E-4,2.5598674154940617E-4,2.5357965095438602E-4,null,2.9305521988275189E-4,2.8812558066436275E-4,2.8411428253108677E-4,2.811380277635193E-4,2.7839795060907973E-4,2.7589620282701129E-4,null,0,0,0,0,0,0]
[null,124,2.374271540154289E-4,2.3278867841530654E-4,2.2930517609232284E-4,2.3287588890791181E-4,2.3369151021646802E-4,2.3313163579248986E-4,null,null,0,0,0,0,0,0,null,2.374271540154289E-4,2.3278867841530654E-4,2.2930517609232284E-4,2.3287588890791181E-4,2.3369151021646802E-4,2.3313163579248986E-4,null,2.5695995989172266E-4,2.5132245629154638E-4,2.4686056116583657E-4,2.451099006685658E-4,2.4351797069746447E-4,2.4165355763671056E-4,null,2.7159607907953159E-4,2.6607885144219805E-4,2.6163687880008119E-4,2.5869541500707306E-4,2.5602920657038819E-4,2.5359867796324995E-4,null,2.9322623142237709E-4,2.882629312502134E-4,2.8421952076928484E-4,2.8121225952990042E-4,2.7844413337128996E-4,2.7591690432840135E-4,null,0,0,0,0,0,0]
[null,125,2.374860855194787E-4,2.3282445918994572E-4,2.2931887635234126E-4,2.3286792681161361E-4,2.3366325922556853E-4,2.3308473951231073E-4,null,null,0,0,0,0,0,0,null,2.374860855194787E-4,2.3282445918994572E-4,2.2931887635234126E-4,2.3286792681161361E-4,2.3366325922556853E-4,2.3308473951231073E-4,null,2.5702373960967358E-4,2.5136108579978342E-4,2.4687531030466502E-4,2.4510152028774611E-4,2.434885317847386E-4,2.4160494710426741E-4,null,2.7166349161075851E-4,2.6611974908156998E-4,2.6165251077721774E-4,2.586865701334545E-4,2.5599825517306043E-4,2.5354766457497943E-4,null,2.9329901274731119E-4,2.8830723869269773E-4,2.842365019879525E-4,2.8120264479863255E-4,2.7841047223113726E-4,2.7586140145163579E-4,null,0,0,0,0,0,0]
[null,126,2.3758853879468097E-4,2.3290133266172346E-4,2.2937149449318229E-4,2.3289788692150711E-4,2.336715797843314E-4,2.3307295703391373E-4,null,null,0,0,0,0,0,0,null,2.3758853879468097E-4,2.3290133266172346E-4,2.2937149449318229E-4,2.3289788692150711E-4,2.336715797843314E-4,2.3307295703391373E-4,null,2.5713462157511653E-4,2.5144407965447754E-4,2.4693195684006761E-4,2.4513305433618049E-4,2.434972022134723E-4,2.4159273392773846E-4,null,2.7178068927481334E-4,2.6620761591949457E-4,2.6171254800085362E-4,2.5871985199487393E-4,2.5600737106287735E-4,2.5353484769178615E-4,null,2.934255441371559E-4,2.8840243134751618E-4,2.8430172119943507E-4,2.8123882351270395E-4,2.7842038620178922E-4,2.7584745660475316E-4,null,0,0,0,0,0,0]
[null,127,2.3766068642932947E-4,2.329495684664703E-4,2.2939696438389231E-4,2.3290136257510624E-4,2.3365432947132411E-4,2.3303659440002385E-4,null,null,0,0,0,0,0,0,null,2.3766068642932947E-4,2.329495684664703E-4,2.2939696438389231E-4,2.3290136257510624E-4,2.3365432947132411E-4,2.3303659440002385E-4,null,2.5721270469657935E-4,2.5149615581648296E-4,2.4695937668126202E-4,2.4513671258140476E-4,2.4347922654455073E-4,2.415550420897575E-4,null,2.7186321991359662E-4,2.6626274973275729E-4,2.6174160910981897E-4,2.5872371300278879E-4,2.5598847185704716E-4,2.5349529271740274E-4,null,2.9351464758912521E-4,2.884621618918115E-4,2.8433329065746045E-4,2.8124302058268202E-4,2.7839983240224704E-4,2.758044205520012E-4,null,0,0,0,0,0,0]
[null,128,2.3786484850387365E-4,2.3312247884563688E-4,2.2954054203649333E-4,2.3301996133437793E-4,2.3374813770848067E-4,2.3310689784071488E-4,null,null,0.25083717626365698,0.25083717626365698,0.25083717626365698,0.25083717626365698,0.25083717626365698,0.25083717626365698,null,2.3786484850387365E-4,2.3312247884563688E-4,2.2954054203649333E-4,2.3301996133437793E-4,2.3374813770848067E-4,2.3310689784071488E-4,null,2.5743366290459829E-4,2.5168283268370121E-4,2.4711394650169075E-4,2.4526154186382132E-4,2.4357697931069066E-4,2.4162791541087214E-4,null,2.7209676362586864E-4,2.6646038733010212E-4,2.6190543100661234E-4,2.5885546109999624E-4,2.5609124687230858E-4,2.5357176822256061E-4,null,2.9376679092953719E-4,2.8867627734227694E-4,2.8451125249988747E-4,2.8138623603202992E-4,2.7851160519739031E-4,2.7588762636683264E-4,null,0.25083717626365698,0,8.9252174355301236E-2,0.16286757154593645,0.25083717626365698,0.25083717626365698]
[null,129,2.3800969080184383E-4,2.3323934761149042E-4,2.2963100758944743E-4,2.330867640223832E-4,2.3379195336307654E-4,2.3312916171331195E-4,null,null,0.46288800441983985,0.46288800441983985,0.46288800441983985,0.46288800441983985,0.46288800441983985,0.46288800441983985,null,2.3800969080184383E-4,2.3323934761149042E-4,2.2963100758944743E-4,2.330867640223832E-4,2.3379195336307654E-4,2.3312916171331195E-4,null,2.575904211794948E-4,2.5180900611059643E-4,2.4721133801089694E-4,2.4533185399573914E-4,2.4362263736340333E-4,2.4165099311974493E-4,null,2.7226245065680962E-4,2.6659396902831644E-4,2.6200865207347696E-4,2.589296703673367E-4,2.5613925070125024E-4,2.5359598668024772E-4,null,2.9394567342240317E-4,2.8882099629186619E-4,2.8462338287803642E-4,2.8146690447273766E-4,2.7856381168088961E-4,2.7591397619612315E-4,null,0.46288800441983985,0,0.16470350006663992,0.3005513229759913,0.46288800441983985,0.46288800441983985]
[null,130,2.3809817904496452E-4,2.3330297593696108E-4,2.2967101505532171E-4,2.3310435803079567E-4,2.3378827290788164E-4,2.3310578416763824E-4,null,null,0.42865679719475497,0.42865679719475497,0.42865679719475497,0.42865679719475497,0.42865679719475497,0.42865679719475497,null,2.3809817904496452E-4,2.3330297593696108E-4,2.2967101505532171E-4,2.3310435803079567E-4,2.3378827290788164E-4,2.3310578416763824E-4,null,2.5768618922884649E-4,2.5187770028917877E-4,2.4725440841011278E-4,2.4535037229608602E-4,2.4361880214928078E-4,2.4162676102845599E-4,null,2.7236367353494193E-4,2.6666669658480962E-4,2.6205430053496585E-4,2.5894921506700161E-4,2.5613521844512549E-4,2.5357055677813803E-4,null,2.9405495778022256E-4,2.8889978744157149E-4,2.8467297139135193E-4,2.8148815034272903E-4,2.7855942640751699E-4,2.758863083079313E-4,null,0.42865679719475497,0,0.15252344876342175,0.27832513754813748,0.42865679719475497,0.42865679719475497]
[null,131,2.3821998319194799E-4,2.3339805762387266E-4,2.2974080777445963E-4,2.3315097121644432E-4,2.3381257415827167E-4,2.331092692145791E-4,null,null,0.55747482833658446,0.55747482833658446,0.55747482833658446,0.55747482833658446,0.55747482833658446,0.55747482833658446,null,2.3821998319194799E-4,2.3339805762387266E-4,2.2974080777445963E-4,2.3315097121644432E-4,2.3381257415827167E-4,2.331092692145791E-4,null,2.578180140357154E-4,2.5198035203008662E-4,2.4732954439310835E-4,2.4539943428080998E-4,2.4364412523943029E-4,2.4163037346822171E-4,null,2.7250300691857921E-4,2.667753755215124E-4,2.621339339279376E-4,2.5900099637189635E-4,2.5616184256103909E-4,2.5357434778356649E-4,null,2.9420538779796715E-4,2.8901752738478491E-4,2.8475947817469026E-4,2.8154443869152121E-4,2.7858838142003935E-4,2.758904329448991E-4,null,0.55747482833658446,0,0.19835911613472199,0.36196616802021575,0.55747482833658446,0.55747482833658446]
[null,132,2.382872421774159E-4,2.3344160744506243E-4,2.297617612707692E-4,2.331499540081726E-4,2.3379090218085888E-4,2.3306857580073756E-4,null,null,0.47188553517267828,0.47188553517267828,0.47188553517267828,0.47188553517267828,0.47188553517267828,0.47188553517267828,null,2.382872421774159E-4,2.3344160744506243E-4,2.297617612707692E-4,2.331499540081726E-4,2.3379090218085888E-4,2.3306857580073756E-4,null,2.5789080632554365E-4,2.5202736912776925E-4,2.4735210206906457E-4,2.453983636340393E-4,2.4362154198017677E-4,2.4158819254243801E-4,null,2.7257994536654954E-4,2.6682515322754848E-4,2.6215784183733503E-4,2.5899986638322627E-4,2.5613809904046072E-4,2.5353008182233408E-4,null,2.9428845369209298E-4,2.8907145526133391E-4,2.8478544964546574E-4,2.8154321034865655E-4,2.7856255919413327E-4,2.7584227130979737E-4,null,0.47188553517267828,0,0.16790497600207077,0.30639338357264057,0.47188553517267828,0.47188553517267828]
[null,133,2.3847664058362252E-4,2.3360050499307821E-4,2.2989198596913386E-4,2.3325544550816235E-4,2.3387197739464238E-4,2.3312656476536732E-4,null,null,0.33518620829621959,0.33518620829621959,0.33518620829621959,0.33518620829621959,0.33518620829621959,0.33518620829621959,null,2.3847664058362252E-4,2.3360050499307821E-4,2.2989198596913386E-4,2.3325544550816235E-4,2.3387197739464238E-4,2.3312656476536732E-4,null,2.5809578627850743E-4,2.5219891751378991E-4,2.4749229664584551E-4,2.4550939707423404E-4,2.4370602631388719E-4,2.4164830124265291E-4,null,2.7279660072226458E-4,2.6700677407509495E-4,2.6230642803239367E-4,2.5911705398687878E-4,2.5622692393032637E-4,2.5359316174161054E-4,null,2.945223636722706E-4,2.8926821858020019E-4,2.8494686074831248E-4,2.8167059795933806E-4,2.7865916055384431E-4,2.7591090264570111E-4,null,0.33518620829621959,0,0.11926500828131417,0.21763505942003869,0.33518620829621959,0.33518620829621959]
[null,134,2.3854166492995397E-4,2.3364191696172414E-4,2.2991088354466275E-4,2.3325238834794225E-4,2.3384830276222134E-4,2.3308391454053749E-4,null,null,0.14542625520064048,0.14542625520064048,0.14542625520064048,0.14542625520064048,0.14542625520064048,0.14542625520064048,null,2.3854166492995397E-4,2.3364191696172414E-4,2.2991088354466275E-4,2.3325238834794225E-4,2.3384830276222134E-4,2.3308391454053749E-4,null,2.5816616008850657E-4,2.5224362655097682E-4,2.4751264100169148E-4,2.4550617930771732E-4,2.4368135619027491E-4,2.4160409197637679E-4,null,2.7287098293680767E-4,2.670541082028897E-4,2.6232799013911336E-4,2.5911365787173956E-4,2.5620098632844692E-4,2.5354676717746262E-4,null,2.9460266975227451E-4,2.8931949914741672E-4,2.8497028394334042E-4,2.8166690624639485E-4,2.7863095215850615E-4,2.7586042507767841E-4,null,0.14542625520064048,0,5.1745158665648217E-2,9.4424683678675306E-2,0.14542625520064048,0.14542625520064048]
[null,135,2.3877652787125878E-4,2.3384372885478335E-4,2.3008173718503519E-4,2.3339745269845391E-4,2.3396752531605657E-4,2.3317851484785145E-4,null,null,0,0,0,0,0,0,null,2.3877652787125878E-4,2.3384372885478335E-4,2.3008173718503519E-4,2.3339745269845391E-4,2.3396752531605657E-4,2.3317851484785145E-4,null,2.5842034488142966E-4,2.5246150596426169E-4,2.4769657503344046E-4,2.4565886453722398E-4,2.4380559191601624E-4,2.4170215031469813E-4,null,2.7313964577886543E-4,2.6728478040343703E-4,2.6252293389904258E-4,2.5927480586578191E-4,2.56331604919749E-4,2.5364967261450548E-4,null,2.9489272914108019E-4,2.8956940343077977E-4,2.8518205386766514E-4,2.8184208055909816E-4,2.7877300618798378E-4,2.7597238681918062E-4,null,0,0,0,0,0,0]
[null,136,2.3887703722790541E-4,2.3391862951754023E-4,2.3013233342372206E-4,2.3342526250143603E-4,2.3397359827061036E-4,2.3316440724247645E-4,null,null,0,0,0,0,0,0,null,2.3887703722790541E-4,2.3391862951754023E-4,2.3013233342372206E-4,2.3342526250143603E-4,2.3397359827061036E-4,2.3316440724247645E-4,null,2.585291230048072E-4,2.5254236994214096E-4,2.4775104487179285E-4,2.4568813531350967E-4,2.4381192023135686E-4,2.4168752701822009E-4,null,2.7325461976863182E-4,2.6737039230885392E-4,2.6258066413520494E-4,2.5930569901044137E-4,2.5633825836528712E-4,2.5363432647728919E-4,null,2.9501685976124619E-4,2.8966215315016415E-4,2.8524476696885793E-4,2.8187566264254338E-4,2.7878024213149824E-4,2.7595569012853487E-4,null,0,0,0,0,0,0]
[null,137,2.3915284162346419E-4,2.3415908381120638E-4,2.3033976868851416E-4,2.3360595421168871E-4,2.3412716153825881E-4,2.3329196240355762E-4,null,null,0,0,0,0,0,0,null,2.3915284162346419E-4,2.3415908381120638E-4,2.3033976868851416E-4,2.3360595421168871E-4,2.3412716153825881E-4,2.3329196240355762E-4,null,2.5882761744919637E-4,2.5280196832175897E-4,2.4797436118215621E-4,2.4587831956727406E-4,2.4397194065861494E-4,2.418197448459954E-4,null,2.7357011608470104E-4,2.6764523300436613E-4,2.6281734747641053E-4,2.5950642445776592E-4,2.565065001706397E-4,2.5377307993349694E-4,null,2.95357482483423E-4,2.8995990843618474E-4,2.8550187913943591E-4,2.8209385922938959E-4,2.7896321322419402E-4,2.7610665473296096E-4,null,0,0,0,0,0,0]
[null,138,2.3927336618538309E-4,2.3425286198249209E-4,2.304082203390952E-4,2.3365113560452441E-4,2.3414996129496733E-4,2.3329388981022087E-4,null,null,0,0,0,0,0,0,null,2.3927336618538309E-4,2.3425286198249209E-4,2.304082203390952E-4,2.3365113560452441E-4,2.3414996129496733E-4,2.3329388981022087E-4,null,2.5895805740129487E-4,2.5290321276592393E-4,2.4804805342566825E-4,2.4592587454070632E-4,2.4399569911899251E-4,2.4182174270731354E-4,null,2.7370798573396547E-4,2.6775242201491385E-4,2.6289545071207202E-4,2.5955661522343538E-4,2.5653147927071345E-4,2.5377517655062929E-4,null,2.9550633219369254E-4,2.9007603423201865E-4,2.8558672369312436E-4,2.8214841859844933E-4,2.789903792025041E-4,2.7610893586515523E-4,null,0,0,0,0,0,0]
[null,139,2.395582012748755E-4,2.3450181891855455E-4,2.3062368140133678E-4,2.3383961627113244E-4,2.343110056875185E-4,2.3342859866573367E-4,null,null,0,0,0,0,0,0,null,2.395582012748755E-4,2.3450181891855455E-4,2.3062368140133678E-4,2.3383961627113244E-4,2.343110056875185E-4,2.3342859866573367E-4,null,2.5926632548240478E-4,2.5317199073703474E-4,2.4828000998086143E-4,2.4612425693953211E-4,2.4416351524389127E-4,2.4196137572652683E-4,null,2.7403381238092671E-4,2.6803698128152862E-4,2.6314129147671808E-4,2.597659932079817E-4,2.5670791729368351E-4,2.5392171173686372E-4,null,2.9585810796346518E-4,2.9038431836607952E-4,2.858537836910639E-4,2.8237602083920984E-4,2.7918226407789675E-4,2.7626836703918857E-4,null,0,0,0,0,0,0]
[null,140,2.3969328230138997E-4,2.346093189183349E-4,2.3070510384956355E-4,2.3389740749773047E-4,2.3434593805084496E-4,2.3344214805701385E-4,null,null,0,0,0,0,0,0,null,2.3969328230138997E-4,2.346093189183349E-4,2.3070510384956355E-4,2.3389740749773047E-4,2.3434593805084496E-4,2.3344214805701385E-4,null,2.5941251943944912E-4,2.5328804949118058E-4,2.4836766605388727E-4,2.461850841976797E-4,2.4419991647310602E-4,2.4197542040388489E-4,null,2.7418833336363192E-4,2.6815985442409855E-4,2.632341943739895E-4,2.5983019189088806E-4,2.5674618871080867E-4,2.5393645065337401E-4,null,2.9602493513412203E-4,2.905174359440349E-4,2.8595470530831321E-4,2.8244580737438462E-4,2.7922388609327953E-4,2.7628440307001233E-4,null,0,0,0,0,0,0]
[null,141,2.3988002165152342E-4,2.3476559712180689E-4,2.3083272636691604E-4,2.3400022083488019E-4,2.3442429287829424E-4,2.3349739281863395E-4,null,null,0,0,0,0,0,0,null,2.3988002165152342E-4,2.3476559712180689E-4,2.3083272636691604E-4,2.3400022083488019E-4,2.3442429287829424E-4,2.3349739281863395E-4,null,2.5961462157944853E-4,2.5345676999008449E-4,2.485050592291654E-4,2.4629329877916495E-4,2.4428156603135108E-4,2.4203268458916337E-4,null,2.7440194698974147E-4,2.6833848134516855E-4,2.6337981148422546E-4,2.5994440439715884E-4,2.5683203318279752E-4,2.5399654545116339E-4,null,2.9625556113865365E-4,2.9071095572055506E-4,2.8611289105596809E-4,2.8256996093525892E-4,2.7931724610453693E-4,2.7634978657557893E-4,null,0,0,0,0,0,0]
[null,142,2.3997275707239273E-4,2.3483307476241297E-4,2.308761997243369E-4,2.3402098116376456E-4,2.3442346238730004E-4,2.3347655598171399E-4,null,null,0,0,0,0,0,0,null,2.3997275707239273E-4,2.3483307476241297E-4,2.308761997243369E-4,2.3402098116376456E-4,2.3442346238730004E-4,2.3347655598171399E-4,null,2.5971498621602917E-4,2.5352961995210723E-4,2.4855186086527133E-4,2.4631514974095644E-4,2.4428070061916125E-4,2.4201108608000143E-4,null,2.7450802827098475E-4,2.6841560869187933E-4,2.6342941452302466E-4,2.5996746647508203E-4,2.5683112330827907E-4,2.539738793111611E-4,null,2.9637009082711179E-4,2.9079451348894552E-4,2.8616677547769353E-4,2.8259503033605237E-4,2.7931625657203342E-4,2.763251256773726E-4,null,0,0,0,0,0,0]
[null,143,2.401298349133381E-4,2.3496131087103673E-4,2.3097722394772643E-4,2.3409782937881246E-4,2.3447673120263388E-4,2.3350767076541919E-4,null,null,0,0,0,0,0,0,null,2.401298349133381E-4,2.3496131087103673E-4,2.3097722394772643E-4,2.3409782937881246E-4,2.3447673120263388E-4,2.3350767076541919E-4,null,2.5988498663521699E-4,2.5366806574777048E-4,2.4866061940662776E-4,2.4639603513637153E-4,2.4433620932719924E-4,2.4204333823725111E-4,null,2.746877117022584E-4,2.6856218333085367E-4,2.6354468301779336E-4,2.6005283504190794E-4,2.568894838901943E-4,2.5400772571723093E-4,null,2.9656408440603232E-4,2.9095330865379484E-4,2.8629199313238052E-4,2.8268782938148298E-4,2.793797265248255E-4,2.7636195077307272E-4,null,0,0,0,0,0,0]
[null,144,2.4019589652109441E-4,2.3500356837765436E-4,2.3099677275595856E-4,2.3409523125648347E-4,2.3445332981488883E-4,2.3346512004799477E-4,null,null,0,0,0,0,0,0,null,2.4019589652109441E-4,2.3500356837765436E-4,2.3099677275595856E-4,2.3409523125648347E-4,2.3445332981488883E-4,2.3346512004799477E-4,null,2.5995648304071381E-4,2.5371368764155066E-4,2.4868166485293014E-4,2.4639330052305894E-4,2.4431182393788877E-4,2.4199923211578608E-4,null,2.7476328045394021E-4,2.6861048391360609E-4,2.6356698818009837E-4,2.6004994885932677E-4,2.5686384565142613E-4,2.5396143939642103E-4,null,2.9664567152004384E-4,2.910056362532634E-4,2.8631622351828819E-4,2.8268469198561904E-4,2.7935184370133596E-4,2.7631159097446029E-4,null,0,0,0,0,0,0]
[null,145,2.4033668607477925E-4,2.3511639360411943E-4,2.31083166297169E-4,2.3415778153150453E-4,2.3449276980597747E-4,2.3348291866227556E-4,null,null,0,0,0,0,0,0,null,2.4033668607477925E-4,2.3511639360411943E-4,2.31083166297169E-4,2.3415778153150453E-4,2.3449276980597747E-4,2.3348291866227556E-4,null,2.6010885515761865E-4,2.5383549559733216E-4,2.4877467260106631E-4,2.4645913684372356E-4,2.4435292233545289E-4,2.4201768134275321E-4,null,2.7492433149679471E-4,2.687394438221201E-4,2.6366556308737252E-4,2.6011943423813206E-4,2.569070555635715E-4,2.5398080058279906E-4,null,2.9681954881062518E-4,2.9114534807568186E-4,2.8642330671326373E-4,2.8276022537061384E-4,2.7939883656867928E-4,2.7633265606301848E-4,null,0,0,0,0,0,0]
[null,146,2.40462829420174E-4,2.352153722028392E-4,2.3115642607275568E-4,2.3420751062057266E-4,2.3451982263554311E-4,2.3348880212874731E-4,null,null,0,0,0,0,0,0,null,2.40462829420174E-4,2.352153722028392E-4,2.3115642607275568E-4,2.3420751062057266E-4,2.3451982263554311E-4,2.3348880212874731E-4,null,2.6024537614279268E-4,2.5394235450782512E-4,2.4885354107503802E-4,2.4651147842420659E-4,2.4438111270553241E-4,2.4202377987416572E-4,null,2.7506862854720268E-4,2.6885257695232211E-4,2.6374915238680632E-4,2.6017467691436929E-4,2.5693669427181022E-4,2.5398720056928737E-4,null,2.9697533780595936E-4,2.9126791357668571E-4,2.8651411084888658E-4,2.8282027636845132E-4,2.7943107009601907E-4,2.7633961928725051E-4,null,0,0,0,0,0,0]
[null,147,2.4051142084766753E-4,2.3524108941780074E-4,2.3116025949496138E-4,2.3418953991651573E-4,2.3448153898161217E-4,2.334319073800145E-4,null,null,0,0,0,0,0,0,null,2.4051142084766753E-4,2.3524108941780074E-4,2.3116025949496138E-4,2.3418953991651573E-4,2.3448153898161217E-4,2.334319073800145E-4,null,2.6029796512029021E-4,2.539701192327985E-4,2.4885766798038314E-4,2.4649256363870863E-4,2.4434121926777974E-4,2.4196480538794728E-4,null,2.7512421292734168E-4,2.6888197188280519E-4,2.6375352631607436E-4,2.6015471375388164E-4,2.5689475122676132E-4,2.539253109290734E-4,null,2.9703534897537444E-4,2.9129975928249437E-4,2.8651886230474457E-4,2.8279857561481434E-4,2.7938545500785772E-4,2.7627228298220753E-4,null,0,0,0,0,0,0]
[null,148,2.4058440773131585E-4,2.3528983513753822E-4,2.3118589663909635E-4,2.3419280805059696E-4,2.3446373089982674E-4,2.3339466549634176E-4,null,null,0,0,0,0,0,0,null,2.4058440773131585E-4,2.3528983513753822E-4,2.3118589663909635E-4,2.3419280805059696E-4,2.3446373089982674E-4,2.3339466549634176E-4,null,2.6037695653461539E-4,2.5402274590734946E-4,2.4888526787976482E-4,2.4649600346248677E-4,2.4432266237654142E-4,2.4192620215998117E-4,null,2.7520770359421725E-4,2.6893768853195136E-4,2.6378277826095899E-4,2.6015834423407606E-4,2.568752409371242E-4,2.5388479951400026E-4,null,2.9712548891292374E-4,2.9136012125607956E-4,2.8655063907029392E-4,2.8280252209194316E-4,2.7936423662514812E-4,2.7622820631616684E-4,null,0,0,0,0,0,0]
[null,149,2.4069067720292441E-4,2.3537000333979509E-4,2.312412904318414E-4,2.3422506823291204E-4,2.3447387907888861E-4,2.3338426246484153E-4,null,null,0,0,0,0,0,0,null,2.4069067720292441E-4,2.3537000333979509E-4,2.312412904318414E-4,2.3422506823291204E-4,2.3447387907888861E-4,2.3338426246484153E-4,null,2.604919686497018E-4,2.5410929680683836E-4,2.4894490256832782E-4,2.4652995841643194E-4,2.4433323727491554E-4,2.4191541885481673E-4,null,2.7532926665609374E-4,2.6902932126651518E-4,2.6384598249945762E-4,2.6019418118263839E-4,2.568863591426206E-4,2.538734831818075E-4,null,2.9725673336473989E-4,2.9145939378571003E-4,2.8661929865092739E-4,2.8284147828789891E-4,2.7937632821085256E-4,2.7621589407790108E-4,null,0,0,0,0,0,0]
[null,150,2.4076066254065929E-4,2.3541588790592941E-4,2.3126418752197097E-4,2.3422563081337467E-4,2.3445342743984047E-4,2.3334444936873446E-4,null,null,0,0,0,0,0,0,null,2.4076066254065929E-4,2.3541588790592941E-4,2.3126418752197097E-4,2.3422563081337467E-4,2.3445342743984047E-4,2.3334444936873446E-4,null,2.6056771158505364E-4,2.5415883453326583E-4,2.4896955263778886E-4,2.4653055055176185E-4,2.4431192566785783E-4,2.4187415042600783E-4,null,2.7540932381468064E-4,2.6908176759998402E-4,2.6387210804663106E-4,2.6019480613778917E-4,2.5686395260798134E-4,2.5383017482297389E-4,null,2.9734316634635871E-4,2.915162127840525E-4,2.8664767917026214E-4,2.8284215763913536E-4,2.7935196002175784E-4,2.7616877432003444E-4,null,0,0,0,0,0,0]
[null,151,2.4089847484356602E-4,2.355258223746963E-4,2.3134775424518065E-4,2.342853220493963E-4,2.344900093055208E-4,2.333594067972309E-4,null,null,0,0,0,0,0,0,null,2.4089847484356602E-4,2.355258223746963E-4,2.3134775424518065E-4,2.342853220493963E-4,2.344900093055208E-4,2.333594067972309E-4,null,2.6071686151684785E-4,2.5427752157985967E-4,2.490595171494405E-4,2.4659337763532408E-4,2.4435004575911216E-4,2.4188965461014383E-4,null,2.7556696914077488E-4,2.6920742335516303E-4,2.6396745755859902E-4,2.6026111548886589E-4,2.5690403119721345E-4,2.5384644539079934E-4,null,2.9751336668587991E-4,2.9165234497238702E-4,2.8675125857665701E-4,2.8291423855500214E-4,2.7939554742412875E-4,2.7618647679680651E-4,null,0,0,0,0,0,0]
[null,152,2.4101096685970631E-4,2.3561182868707509E-4,2.3140863565782133E-4,2.3432288072123967E-4,2.3450522021602966E-4,2.3335381948341548E-4,null,null,0.14107406613974366,0.14107406613974366,0.14107406613974366,0.14107406613974366,0.14107406613974366,0.14107406613974366,null,2.4101096685970631E-4,2.3561182868707509E-4,2.3140863565782133E-4,2.3432288072123967E-4,2.3450522021602966E-4,2.3335381948341548E-4,null,2.6083860809665848E-4,2.5437037539831326E-4,2.4912505958483229E-4,2.4663290943214487E-4,2.4436589627099489E-4,2.4188386305698745E-4,null,2.756956502540964E-4,2.6930572908450659E-4,2.6403692316357005E-4,2.6030283838360263E-4,2.5692069606169738E-4,2.5384036755673729E-4,null,2.9765229607706394E-4,2.9175884685160683E-4,2.8682671996056193E-4,2.8295959300978722E-4,2.7941367126949442E-4,2.7617986407637402E-4,null,0.14107406613974366,0,5.0196575067808231E-2,9.1598824793579267E-2,0.14107406613974366,0.14107406613974366]
[null,153,2.4110851301976241E-4,2.356837055828658E-4,2.3145611563117206E-4,2.3434735755351331E-4,2.3450779276089608E-4,2.3333607599017303E-4,null,null,0.43748520142968295,0.43748520142968295,0.43748520142968295,0.43748520142968295,0.43748520142968295,0.43748520142968295,null,2.4110851301976241E-4,2.356837055828658E-4,2.3145611563117206E-4,2.3434735755351331E-4,2.3450779276089608E-4,2.3333607599017303E-4,null,2.6094417924533162E-4,2.5444797486802846E-4,2.4917617457955349E-4,2.4665867214186725E-4,2.4436857698842797E-4,2.4186547096595974E-4,null,2.7580723460387456E-4,2.6938788480619983E-4,2.6409109774542947E-4,2.6033002902284307E-4,2.5692351450649415E-4,2.5382106633057194E-4,null,2.977727671033102E-4,2.9184785223112462E-4,2.8688557050856028E-4,2.8298915032180474E-4,2.7941673646439695E-4,2.7615886422489188E-4,null,0.43748520142968295,0,0.15566474657976553,0.28405738497567684,0.43748520142968295,0.43748520142968295]
[null,154,2.4122327799999265E-4,2.3577183280872329E-4,2.3151897755081458E-4,2.3438681300291515E-4,2.3452480097915483E-4,2.3333218367262311E-4,null,null,0.3451082973469688,0.3451082973469688,0.3451082973469688,0.3451082973469688,0.3451082973469688,0.3451082973469688,null,2.4122327799999265E-4,2.3577183280872329E-4,2.3151897755081458E-4,2.3438681300291515E-4,2.3452480097915483E-4,2.3333218367262311E-4,null,2.610683857828662E-4,2.5454311845928657E-4,2.4924384914766994E-4,2.4670020036245322E-4,2.4438630038279392E-4,2.4186143636816611E-4,null,2.7593851579104728E-4,2.6948861475233196E-4,2.6416282310606429E-4,2.6037385899556012E-4,2.5694214847664533E-4,2.538168322995211E-4,null,2.9791450364053036E-4,2.9195698044398089E-4,2.8696348669422994E-4,2.8303679525460172E-4,2.7943700180732214E-4,2.7615425757335194E-4,null,0.3451082973469688,4.2542242946220457E-2,0.15248358380415197,0.24132548739605147,0.3451082973469688,0.3451082973469688]
[null,155,2.412926644627422E-4,2.3581708686781273E-4,2.3154120478326333E-4,2.3438663748548525E-4,2.3450355511485494E-4,2.3329152880267979E-4,null,null,0.31289533323561591,0.31289533323561591,0.31289533323561591,0.31289533323561591,0.31289533323561591,0.31289533323561591,null,2.412926644627422E-4,2.3581708686781273E-4,2.3154120478326333E-4,2.3438663748548525E-4,2.3450355511485494E-4,2.3329152880267979E-4,null,2.6114348057461014E-4,2.5459197548001862E-4,2.4926777807578648E-4,2.4670001562430787E-4,2.4436416115422192E-4,2.4181929539521894E-4,null,2.7601788788857385E-4,2.6954034041247823E-4,2.6418818434657945E-4,2.6037366401807842E-4,2.569188717997367E-4,2.5377260826602455E-4,null,2.980001970022191E-4,2.9201301868352455E-4,2.8699103693737E-4,2.8303658330628334E-4,2.7941168729646456E-4,2.7610614155588179E-4,null,0.31289533323561591,0.34127131156046692,0.34948989047035378,0.34152454559666096,0.31289533323561591,0.31289533323561591]
[null,156,2.4146066460504326E-4,2.3595546921546375E-4,2.316516522038874E-4,2.3447244938573045E-4,2.3456525750912747E-4,2.3333053836100792E-4,null,null,0.34976491414010452,0.34976491414010452,0.34976491414010452,0.34976491414010452,0.34976491414010452,0.34976491414010452,null,2.4146066460504326E-4,2.3595546921546375E-4,2.316516522038874E-4,2.3447244938573045E-4,2.3456525750912747E-4,2.3333053836100792E-4,null,2.6132530185788544E-4,2.5474137532092067E-4,2.4938668124534945E-4,2.4679033560738524E-4,2.4442845806353842E-4,2.4185973091363233E-4,null,2.7621006548562667E-4,2.6969851226333247E-4,2.6431420469594984E-4,2.6046899009606181E-4,2.5698647209481995E-4,2.5381504254306429E-4,null,2.9820767979334991E-4,2.9218437796714057E-4,2.8712793447058281E-4,2.8314020656447324E-4,2.7948520588378609E-4,2.7615231030743935E-4,null,0.34976491414010452,0.32848508579430313,0.3536858462795241,0.36027985071592533,0.34976491414010452,0.34976491414010452]
[null,157,2.4161560411240153E-4,2.3608150288024273E-4,2.3175038549115784E-4,2.3454682454144023E-4,2.3461590896416186E-4,2.3335891677917216E-4,null,null,0.20597354861259884,0.20597354861259884,0.20597354861259884,0.20597354861259884,0.20597354861259884,0.20597354861259884,null,2.4161560411240153E-4,2.3608150288024273E-4,2.3175038549115784E-4,2.3454682454144023E-4,2.3461590896416186E-4,2.3335891677917216E-4,null,2.614929880257188E-4,2.5487744332226549E-4,2.4949297345870761E-4,2.4686861802259672E-4,2.4448123935427263E-4,2.4188914667990608E-4,null,2.7638730284867188E-4,2.6984256949582215E-4,2.6442685923587495E-4,2.6055161140934067E-4,2.5704196513276592E-4,2.5384591235318112E-4,null,2.9839903249700132E-4,2.9234044583905218E-4,2.8725031255236102E-4,2.8323001923545485E-4,2.795455572439531E-4,2.7618589684863526E-4,null,0.20597354861259884,0.35552863681017804,0.32139476525787197,0.27788105901508947,0.20597354861259884,0.20597354861259884]
[null,158,2.4179477022911322E-4,2.3623040590258342E-4,2.3187077208144588E-4,2.3464229231958674E-4,2.346868953259153E-4,2.3340681333315858E-4,null,null,1.9009820613140008E-2,1.9009820613140008E-2,1.9009820613140008E-2,1.9009820613140008E-2,1.9009820613140008E-2,1.9009820613140008E-2,null,2.4179477022911322E-4,2.3623040590258342E-4,2.3187077208144588E-4,2.3464229231958674E-4,2.346868953259153E-4,2.3340681333315858E-4,null,2.6168689389278403E-4,2.5503820145525826E-4,2.4962257673126254E-4,2.4696910115001825E-4,2.4455521061127455E-4,2.4193879405028554E-4,null,2.7659225335235199E-4,2.7001276654075749E-4,2.6456422016365294E-4,2.6065766393630358E-4,2.5711973681501584E-4,2.5389801383108077E-4,null,2.9862030544035864E-4,2.92524832906259E-4,2.8739952950237411E-4,2.8334530257256109E-4,2.7963013770629554E-4,2.7624258357353645E-4,null,1.9009820613140008E-2,0.27684424113597,0.19995991501776847,0.1245849619461247,1.9009820613140008E-2,1.9009820613140008E-2]
[null,159,2.4187304092879852E-4,2.3628399987322989E-4,2.3190084365173498E-4,2.3464969682254221E-4,2.3467289808759486E-4,2.3337305912897081E-4,null,null,0,0,0,0,0,0,null,2.4187304092879852E-4,2.3628399987322989E-4,2.3190084365173498E-4,2.3464969682254221E-4,2.3467289808759486E-4,2.3337305912897081E-4,null,2.6177160381543477E-4,2.5509606238061333E-4,2.4965495055222551E-4,2.4697689464462356E-4,2.4454062480510638E-4,2.419038059908596E-4,null,2.7668178824666301E-4,2.7007402476968389E-4,2.6459853178245342E-4,2.6066588939482557E-4,2.5710440163309996E-4,2.5386129628509599E-4,null,2.9871697097297089E-4,2.9259119848374781E-4,2.8743680265704946E-4,2.8335424397485295E-4,2.7961345995497239E-4,2.7620263466014293E-4,null,0,0.10797931533814636,7.535342010854354E-2,4.3778444265145725E-2,0,0]
[null,160,2.419533685806266E-4,2.3633952390438186E-4,2.3193272962141921E-4,2.3465885343662855E-4,2.3466057523816909E-4,2.3334089785060185E-4,null,null,0,0,0,0,0,0,null,2.419533685806266E-4,2.3633952390438186E-4,2.3193272962141921E-4,2.3465885343662855E-4,2.3466057523816909E-4,2.3334089785060185E-4,null,2.6185853991285603E-4,2.5515600703078837E-4,2.4968927768126686E-4,2.4698653229659215E-4,2.445277837939691E-4,2.418704690852544E-4,null,2.7677367611588606E-4,2.7013748906930929E-4,2.646349136283754E-4,2.6067606122537546E-4,2.5709090088864311E-4,2.5382631151072912E-4,null,2.9881617687350166E-4,2.9265995406105359E-4,2.874763247261861E-4,2.8336530116136093E-4,2.7959877724302514E-4,2.7616457101281068E-4,null,0,0,0,0,0,0]
[null,161,2.4206930883895788E-4,2.3642867152931006E-4,2.319964581258981E-4,2.346990361033839E-4,2.3467817164196346E-4,2.3333746154789096E-4,null,null,0,0,0,0,0,0,null,2.4206930883895788E-4,2.3642867152931006E-4,2.319964581258981E-4,2.346990361033839E-4,2.3467817164196346E-4,2.3333746154789096E-4,null,2.6198401841700684E-4,2.5525225226153596E-4,2.4975788517912631E-4,2.4702882593851099E-4,2.4454612010639916E-4,2.4186690717152107E-4,null,2.7690630171930882E-4,2.7023938533768101E-4,2.6470762776107222E-4,2.6072069904383365E-4,2.5711017926678269E-4,2.5382257352887349E-4,null,2.9895936489747303E-4,2.9277034583719463E-4,2.8755531502771788E-4,2.8341382425477857E-4,2.7961974341077526E-4,2.7616050406581265E-4,null,0,0,0,0,0,0]
[null,162,2.4219062324066471E-4,2.3652288238635056E-4,2.3206496963269001E-4,2.3474386500535157E-4,2.3470023489901624E-4,2.3333830069090382E-4,null,null,0,0,0,0,0,0,null,2.4219062324066471E-4,2.3652288238635056E-4,2.3206496963269001E-4,2.3474386500535157E-4,2.3470023489901624E-4,2.3333830069090382E-4,null,2.6211531318792784E-4,2.5535396384030319E-4,2.4983164186138349E-4,2.470760099031537E-4,2.4456911109815361E-4,2.4186777698866849E-4,null,2.7704507487681088E-4,2.7034706891063381E-4,2.6478579929258494E-4,2.6077049823710019E-4,2.5713435146795658E-4,2.5382348634174831E-4,null,2.9910919007217668E-4,2.9288700742911985E-4,2.8764023377207166E-4,2.8346795796898016E-4,2.7964603184754265E-4,2.7616149721177336E-4,null,0,0,0,0,0,0]
[null,163,2.4235297837340899E-4,2.3665584379693242E-4,2.3217018129564565E-4,2.3482445565485528E-4,2.3475678670451761E-4,2.3337225415286252E-4,null,null,0,0,0,0,0,0,null,2.4235297837340899E-4,2.3665584379693242E-4,2.3217018129564565E-4,2.3482445565485528E-4,2.3475678670451761E-4,2.3337225415286252E-4,null,2.6229102505446301E-4,2.5549751114907655E-4,2.4994490842867619E-4,2.4716083433984099E-4,2.4462804084233731E-4,2.4190297158955786E-4,null,2.772307950723574E-4,2.7049904459800221E-4,2.6490584564992488E-4,2.6086002417135136E-4,2.5719630884877556E-4,2.5386042063869923E-4,null,2.9930970118862462E-4,2.9305165394981152E-4,2.8777064168058108E-4,2.8356527623902607E-4,2.7971341349293841E-4,2.7620168195153648E-4,null,0,0,0,0,0,0]
[null,164,2.4249860115648389E-4,2.3677298880163687E-4,2.3226039358158977E-4,2.3489040713306486E-4,2.347991980133073E-4,2.3339260892381124E-4,null,null,0,0,0,0,0,0,null,2.4249860115648389E-4,2.3677298880163687E-4,2.3226039358158977E-4,2.3489040713306486E-4,2.347991980133073E-4,2.3339260892381124E-4,null,2.6244862802390185E-4,2.5562398280794339E-4,2.5004202728099226E-4,2.4723025054410633E-4,2.4467223549811036E-4,2.4192407041125113E-4,null,2.7739737491058942E-4,2.7063294203887495E-4,2.6500877773949244E-4,2.6093328785315958E-4,2.5724277409575427E-4,2.5388256239129877E-4,null,2.9948954759274535E-4,2.9319671496681331E-4,2.8788245813895981E-4,2.8364491679045296E-4,2.7976394669420945E-4,2.7622577231305862E-4,null,0,0,0,0,0,0]
[null,165,2.4257714753760562E-4,2.3682676719928456E-4,2.3229055499837567E-4,2.3489779957895095E-4,2.3478509299800954E-4,2.3335865883339897E-4,null,null,0,0,0,0,0,0,null,2.4257714753760562E-4,2.3682676719928456E-4,2.3229055499837567E-4,2.3489779957895095E-4,2.3478509299800954E-4,2.3335865883339897E-4,null,2.6253363630792217E-4,2.5568204284369877E-4,2.5007449782701396E-4,2.4723803134823054E-4,2.4465753738306634E-4,2.418888793051521E-4,null,2.7748722516056194E-4,2.7069441106896655E-4,2.650431918730176E-4,2.6094149991781509E-4,2.5722732083486341E-4,2.538456317618884E-4,null,2.9958655359622335E-4,2.9326330892082077E-4,2.8791984265670465E-4,2.836538436330764E-4,2.7974714052629546E-4,2.7618559156360184E-4,null,0,0,0,0,0,0]
[null,166,2.4275298262432419E-4,2.3697242277148477E-4,2.3240775160043181E-4,2.349900246317773E-4,2.3485282244027758E-4,2.3340330365063903E-4,null,null,0,0,0,0,0,0,null,2.4275298262432419E-4,2.3697242277148477E-4,2.3240775160043181E-4,2.349900246317773E-4,2.3485282244027758E-4,2.3340330365063903E-4,null,2.6272393710573163E-4,2.55839294976522E-4,2.5020066688888744E-4,2.473351013954708E-4,2.4472811477084695E-4,2.4193515607440918E-4,null,2.7768836525473277E-4,2.7086089625897241E-4,2.6517691302877378E-4,2.6104395019047684E-4,2.5730152428089055E-4,2.5389419602727222E-4,null,2.9980371266568245E-4,2.9344367466060327E-4,2.8806510567535876E-4,2.8376521117572833E-4,2.7982784035932994E-4,2.7623842977976808E-4,null,0,0,0,0,0,0]
[null,167,2.4290970794740624E-4,2.3710001655686598E-4,2.3250782154558684E-4,2.3506553679445813E-4,2.3490441069228725E-4,2.3343242803042263E-4,null,null,0,0,0,0,0,0,null,2.4290970794740624E-4,2.3710001655686598E-4,2.3250782154558684E-4,2.3506553679445813E-4,2.3490441069228725E-4,2.3343242803042263E-4,null,2.6289355600589567E-4,2.5597704730952994E-4,2.5030839809338001E-4,2.4741458054971372E-4,2.4478187224979682E-4,2.4196534507027302E-4,null,2.7786764543613439E-4,2.7100673671863956E-4,2.6529109269343828E-4,2.6112783457350335E-4,2.5735804366072658E-4,2.539258772883096E-4,null,2.999972708795539E-4,2.9360167443462013E-4,2.8818914051984007E-4,2.8385639685402699E-4,2.7988930791589484E-4,2.762728991845018E-4,null,0,0,0,0,0,0]
[null,168,2.4307310924730812E-4,2.3723390336241034E-4,2.3261383987916779E-4,2.3514683156406426E-4,2.3496156246871952E-4,2.3346688155654423E-4,null,null,0,0,0,0,0,0,null,2.4307310924730812E-4,2.3723390336241034E-4,2.3261383987916779E-4,2.3514683156406426E-4,2.3496156246871952E-4,2.3346688155654423E-4,null,2.6307040010632368E-4,2.5612159368980711E-4,2.5042253308922997E-4,2.4750014609708094E-4,2.4484142719300231E-4,2.4200105801473081E-4,null,2.7805456235620562E-4,2.7115977013798375E-4,2.6541205946081098E-4,2.6121814269539518E-4,2.5742065836145103E-4,2.5396335555094823E-4,null,3.0019907402872793E-4,2.9376746687471934E-4,2.8832054828165614E-4,2.8395456539331246E-4,2.7995740442844923E-4,2.7631367576224237E-4,null,0,0,0,0,0,0]
[null,169,2.43302780094474E-4,2.3743036967655039E-4,2.3277913537914115E-4,2.3528589826725017E-4,2.3507443946529718E-4,2.3355484958231392E-4,null,null,0,0,0,0,0,0,null,2.43302780094474E-4,2.3743036967655039E-4,2.3277913537914115E-4,2.3528589826725017E-4,2.3507443946529718E-4,2.3355484958231392E-4,null,2.6331896565865391E-4,2.5633370192885182E-4,2.5060048345466429E-4,2.4764651859602899E-4,2.4495905053806754E-4,2.4209224163429093E-4,null,2.7831728589272696E-4,2.7138433230986138E-4,2.6560066139047397E-4,2.6137262806811049E-4,2.5754432484743954E-4,2.5405904644661928E-4,null,3.0048272110044262E-4,2.9401075171138518E-4,2.8852542899385095E-4,2.8412249717024176E-4,2.8009189770747552E-4,2.7641778803884413E-4,null,0,0,0,0,0,0]
[null,170,2.4338625488961869E-4,2.3748874060509117E-4,2.3281357827045158E-4,2.3529738278778471E-4,2.3506420368723984E-4,2.3352454041070355E-4,null,null,0,0,0,0,0,0,null,2.4338625488961869E-4,2.3748874060509117E-4,2.3281357827045158E-4,2.3529738278778471E-4,2.3506420368723984E-4,2.3352454041070355E-4,null,2.6340930781055015E-4,2.5639672013590879E-4,2.5063756326080714E-4,2.4765860644978085E-4,2.4494838435726058E-4,2.4206082453757743E-4,null,2.7841277382104453E-4,2.7145105063022595E-4,2.6563996068032378E-4,2.6138538590585734E-4,2.5753311066968777E-4,2.5402607637876716E-4,null,3.0058581377196347E-4,2.9408303261041995E-4,2.8856812032000841E-4,2.8413636544996911E-4,2.8007970174730602E-4,2.7638191640445587E-4,null,0,0,0,0,0,0]
[null,171,2.4376854425280821E-4,2.3782933116039325E-4,2.3311539685180082E-4,2.3556951090288606E-4,2.3530543296835176E-4,2.3373577346318963E-4,null,null,0,0,0,0,0,0,null,2.4376854425280821E-4,2.3782933116039325E-4,2.3311539685180082E-4,2.3556951090288606E-4,2.3530543296835176E-4,2.3373577346318963E-4,null,2.6382304759460968E-4,2.5676442725779683E-4,2.5096248878421598E-4,2.4794503067160313E-4,2.4519975705349057E-4,2.4227977902846067E-4,null,2.7885007970775594E-4,2.7184034767157585E-4,2.6598433525107612E-4,2.6168768553851309E-4,2.5779739815444673E-4,2.5425585395773243E-4,null,3.0105794708689863E-4,2.945047869349681E-4,2.8894221886419401E-4,2.8446497723751027E-4,2.80367127157244E-4,2.7663191580816471E-4,null,0,0,0,0,0,0]
[null,172,2.4394385068234926E-4,2.3797441285259912E-4,2.3323196638949838E-4,2.356610267978933E-4,2.3537238377890039E-4,2.3377957964234911E-4,null,null,0,0,0,0,0,0,null,2.4394385068234926E-4,2.3797441285259912E-4,2.3323196638949838E-4,2.356610267978933E-4,2.3537238377890039E-4,2.3377957964234911E-4,null,2.6401277624334168E-4,2.5692105982041258E-4,2.5108798277428306E-4,2.4804135430579304E-4,2.4526952306897935E-4,2.4232518650395998E-4,null,2.7905061506395065E-4,2.7200617691331655E-4,2.6611734092729373E-4,2.6178934802727335E-4,2.5787074854226414E-4,2.5430350595950259E-4,null,3.0127445325651346E-4,2.9468444203740139E-4,2.8908670464818413E-4,2.8457548842756339E-4,2.8044689924825594E-4,2.7668376147596974E-4,null,0,0,0,0,0,0]
[null,173,2.441946754955217E-4,2.3819080976352053E-4,2.3341608990681175E-4,2.3581838371784208E-4,2.3550284540025811E-4,2.33884379317509E-4,null,null,0,0,0,0,0,0,null,2.441946754955217E-4,2.3819080976352053E-4,2.3341608990681175E-4,2.3581838371784208E-4,2.3550284540025811E-4,2.33884379317509E-4,null,2.6428423606940875E-4,2.5715468545700664E-4,2.5128620261206599E-4,2.4820697788837618E-4,2.4540547045216629E-4,2.4243381703904576E-4,null,2.793375369035186E-4,2.7225351987649485E-4,2.6632742559788209E-4,2.6196415149834664E-4,2.5801368050146607E-4,2.5441750618508842E-4,null,3.015842258055665E-4,2.949524069929153E-4,2.8931492233931938E-4,2.8476550678978616E-4,2.8060234466030157E-4,2.7680779441489905E-4,null,0,0,0,0,0,0]
[null,174,2.4428427260868925E-4,2.3825491394798454E-4,2.334559096658074E-4,2.3583504533941784E-4,2.3549754228614111E-4,2.3385874848445463E-4,null,null,0,0,0,0,0,0,null,2.4428427260868925E-4,2.3825491394798454E-4,2.334559096658074E-4,2.3583504533941784E-4,2.3549754228614111E-4,2.3385874848445463E-4,null,2.6438120421402314E-4,2.5722389338072416E-4,2.5132907093374396E-4,2.4822451481943655E-4,2.4539994434817153E-4,2.4240724929343831E-4,null,2.7944002823284466E-4,2.7232679134266298E-4,2.6637285988609019E-4,2.6198266043513888E-4,2.5800787048252925E-4,2.5438962517547941E-4,null,3.0169487963515641E-4,2.9503178740026496E-4,2.893642781934338E-4,2.8478562674412206E-4,2.8059602598397006E-4,2.7677745970683729E-4,null,0,0,0,0,0,0]
[null,175,2.4442571791102364E-4,2.3836797678902373E-4,2.3354210171102791E-4,2.3589689841356398E-4,2.3553582642460186E-4,2.338749726619619E-4,null,null,0,0,0,0,0,0,null,2.4442571791102364E-4,2.3836797678902373E-4,2.3354210171102791E-4,2.3589689841356398E-4,2.3553582642460186E-4,2.338749726619619E-4,null,2.6453428602711836E-4,2.573459578690777E-4,2.5142186175954989E-4,2.4828961731214677E-4,2.4543983829082789E-4,2.424240665314808E-4,null,2.7960182939530036E-4,2.7245602284605607E-4,2.6647120488672733E-4,2.6205137131268287E-4,2.5804981405842234E-4,2.5440727370247101E-4,null,3.0186956678552852E-4,2.9517179346153611E-4,2.8947111163786E-4,2.8486031821527895E-4,2.8064164164945014E-4,2.7679666141156462E-4,null,0,0,0,0,0,0]
[null,176,2.4458415155354711E-4,2.3849707300089461E-4,2.3364347095467618E-4,2.3597353144344277E-4,2.3558835546945913E-4,2.3390486563906062E-4,null,null,0.36366711391234741,0.36366711391234741,0.36366711391234741,0.36366711391234741,0.36366711391234741,0.36366711391234741,null,2.4458415155354711E-4,2.3849707300089461E-4,2.3364347095467618E-4,2.3597353144344277E-4,2.3558835546945913E-4,2.3390486563906062E-4,null,2.6470575378781809E-4,2.5748533224624327E-4,2.515309917355862E-4,2.4837027621775357E-4,2.4549457612188763E-4,2.4245505222005845E-4,null,2.797830637460304E-4,2.7260358058818501E-4,2.6658686704911905E-4,2.6213650083622742E-4,2.5810736415797134E-4,2.5443979103735288E-4,null,3.020652348005049E-4,2.9533165369486242E-4,2.8959675693877054E-4,2.8495285741110511E-4,2.807042301635068E-4,2.768320404697272E-4,null,0.36366711391234741,0,0.12939900353557274,0.23612759709815417,0.36366711391234741,0.36366711391234741]
[null,177,2.4470473324895E-4,2.3859040566393878E-4,2.3371094234336101E-4,2.3601710206961991E-4,2.3560896898979899E-4,2.3390408575645847E-4,null,null,0.15045495033317927,0.15045495033317927,0.15045495033317927,0.15045495033317927,0.15045495033317927,0.15045495033317927,null,2.4470473324895E-4,2.3859040566393878E-4,2.3371094234336101E-4,2.3601710206961991E-4,2.3560896898979899E-4,2.3390408575645847E-4,null,2.6483625557369378E-4,2.5758609571244E-4,2.5160362866928838E-4,2.4841613580375203E-4,2.4551605641715999E-4,2.4245424382953387E-4,null,2.7992099875104694E-4,2.727102603801486E-4,2.6666385180735538E-4,2.6218490224555268E-4,2.5812994804752878E-4,2.5443894268746591E-4,null,3.0221415507151659E-4,2.9544722781648053E-4,2.8968038647598571E-4,2.850054716782749E-4,2.8072879123464481E-4,2.7683111745988942E-4,null,0.15045495033317927,1.2740163270530146E-2,6.2425184155644645E-2,0.10285508570275143,0.15045495033317927,0.15045495033317927]
[null,178,2.4487520791425572E-4,2.387308503684975E-4,2.3382303655068576E-4,2.3610415875310311E-4,2.3567152444543707E-4,2.33943580513301E-4,null,null,0,0,0,0,0,0,null,2.4487520791425572E-4,2.387308503684975E-4,2.3382303655068576E-4,2.3610415875310311E-4,2.3567152444543707E-4,2.33943580513301E-4,null,2.6502075495558278E-4,2.5773772210751697E-4,2.5172430470196759E-4,2.4850776596409697E-4,2.4558124225809589E-4,2.4249518228246648E-4,null,2.8011600698787405E-4,2.7287078951728069E-4,2.6679175113800206E-4,2.6228161111897206E-4,2.5819848294491904E-4,2.5448190475946313E-4,null,3.024246939370809E-4,2.9562114092295238E-4,2.8981932517082801E-4,2.8511059809039209E-4,2.8080332624713482E-4,2.7687786045557146E-4,null,0,0.22779561193576708,0.15896728360727611,9.2355998644230136E-2,0,0]
[null,179,2.4498137708191703E-4,2.3881054606713574E-4,2.338775604583019E-4,2.3613507527126451E-4,2.356798979917348E-4,2.33931013406547E-4,null,null,0,0,0,0,0,0,null,2.4498137708191703E-4,2.3881054606713574E-4,2.338775604583019E-4,2.3613507527126451E-4,2.356798979917348E-4,2.33931013406547E-4,null,2.6513565851485392E-4,2.57823762884388E-4,2.5178300290782779E-4,2.4854030666520219E-4,2.4558996790242964E-4,2.4248215579618127E-4,null,2.802374553107313E-4,2.7296188217738296E-4,2.6685396283880955E-4,2.6231595542801085E-4,2.5820765688715084E-4,2.5446823436398974E-4,null,3.0255581451196068E-4,2.9571982834990918E-4,2.8988690654494794E-4,2.8514793172750556E-4,2.8081330335259297E-4,2.76862986982136E-4,null,0,9.2452697945686668E-2,6.4518162267032581E-2,3.7483431632277998E-2,0,0]
[null,180,2.4511665426748636E-4,2.3891772237273238E-4,2.3395810741874608E-4,2.3619134535026275E-4,2.3571271850409708E-4,2.3394191535612433E-4,null,null,5.1188959420910814E-3,5.1188959420910814E-3,5.1188959420910814E-3,5.1188959420910814E-3,5.1188959420910814E-3,5.1188959420910814E-3,null,2.4511665426748636E-4,2.3891772237273238E-4,2.3395810741874608E-4,2.3619134535026275E-4,2.3571271850409708E-4,2.3394191535612433E-4,null,2.6528206476868915E-4,2.5793947217301049E-4,2.5186971646656332E-4,2.4859953286306472E-4,2.4562416847976476E-4,2.4249345625693418E-4,null,2.8039220068238816E-4,2.7308438533556531E-4,2.6694586680577E-4,2.6237846430991871E-4,2.5824361458938645E-4,2.544800934151676E-4,null,3.0272288394210409E-4,2.9585254509636853E-4,2.899867430112981E-4,2.8521588138143166E-4,2.8085240909123555E-4,2.7687588970195907E-4,null,5.1188959420910814E-3,0,1.8213910710346011E-3,3.3236785850611398E-3,5.1188959420910814E-3,5.1188959420910814E-3]
[null,181,2.4519530878563701E-4,2.389714062148253E-4,2.3398795937888616E-4,2.3619817795862284E-4,2.3569782425385263E-4,2.3390696786217163E-4,null,null,0.15087212907735853,0.15087212907735853,0.15087212907735853,0.15087212907735853,0.15087212907735853,0.15087212907735853,null,2.4519530878563701E-4,2.389714062148253E-4,2.3398795937888616E-4,2.3619817795862284E-4,2.3569782425385263E-4,2.3390696786217163E-4,null,2.6536719008602328E-4,2.5799743012504581E-4,2.5190185386423421E-4,2.4860672441889429E-4,2.4560864794334803E-4,2.4245723128808578E-4,null,2.8048217463174627E-4,2.7314574628809244E-4,2.6697992784970373E-4,2.6238605446647628E-4,2.5822729665353581E-4,2.5444207781838082E-4,null,3.0282002349649628E-4,2.9591902196194394E-4,2.9002374396325925E-4,2.8522413218508692E-4,2.808346625475221E-4,2.7683452850139662E-4,null,0.15087212907735853,0,5.3682894100251108E-2,9.7960667724015668E-2,0.15087212907735853,0.15087212907735853]
[null,182,2.4534533864441574E-4,2.3909249244977334E-4,2.3408165843866744E-4,2.3626723820973887E-4,2.3574295483575072E-4,2.3392966559502383E-4,null,null,0.10970673461794322,0.10970673461794322,0.10970673461794322,0.10970673461794322,0.10970673461794322,0.10970673461794322,null,2.4534533864441574E-4,2.3909249244977334E-4,2.3408165843866744E-4,2.3626723820973887E-4,2.3574295483575072E-4,2.3392966559502383E-4,null,2.6552956269523136E-4,2.5812815680040393E-4,2.5200272643445922E-4,2.4867941271380787E-4,2.4565567621455067E-4,2.4248075871659364E-4,null,2.8065379578248668E-4,2.7328414857870109E-4,2.6708683834324534E-4,2.6246277159853635E-4,2.5827674109875646E-4,2.5446676822568875E-4,null,3.030053127077196E-4,2.9606896341639004E-4,2.9013988221326042E-4,2.8530752677501683E-4,2.8088843577083475E-4,2.7686139181474562E-4,null,0.10970673461794322,0,3.9035539914464033E-2,7.1232142362653947E-2,0.10970673461794322,0.10970673461794322]
[null,183,2.4563245356251542E-4,2.3934304430195717E-4,2.342980065559093E-4,2.3645585113706423E-4,2.3590342007723077E-4,2.3406313920254769E-4,null,null,0,0,0,0,0,0,null,2.4563245356251542E-4,2.3934304430195717E-4,2.342980065559093E-4,2.3645585113706423E-4,2.3590342007723077E-4,2.3406313920254769E-4,null,2.6584029816331694E-4,2.5839865666898814E-4,2.5223563795673552E-4,2.488779343215979E-4,2.4582288883573877E-4,2.426191113344145E-4,null,2.8098223035571181E-4,2.7357053084397967E-4,2.6733369123638131E-4,2.6267229650787303E-4,2.5845254461177327E-4,2.5461195971930985E-4,null,3.0335990410131411E-4,2.9637922253995368E-4,2.9040804169945127E-4,2.8553528872889903E-4,2.8107963058599401E-4,2.7701936104304164E-4,null,0,0,0,0,0,0]
[null,184,2.4583794361439257E-4,2.3951648907695168E-4,2.3444128607379505E-4,2.365732150975793E-4,2.3599512596365527E-4,2.3413054805664627E-4,null,null,0,0,0,0,0,0,null,2.4583794361439257E-4,2.3951648907695168E-4,2.3444128607379505E-4,2.365732150975793E-4,2.3599512596365527E-4,2.3413054805664627E-4,null,2.6606269359954018E-4,2.5858591047866347E-4,2.5238988681754014E-4,2.4900146393575765E-4,2.4591845084970503E-4,2.4268898425987035E-4,null,2.8121729315891609E-4,2.7376877925895134E-4,2.6749717296188977E-4,2.6280267290112997E-4,2.5855301632046886E-4,2.5468528651695485E-4,null,3.0361368751440597E-4,2.9659399973440453E-4,2.9058563400941788E-4,2.8567701308120785E-4,2.8118889842395213E-4,2.7709914104494476E-4,null,0,0,0,0,0,0]
[null,185,2.4596405898535967E-4,2.3961495212075119E-4,2.3451351069276764E-4,2.3662129325578368E-4,2.3601996668692036E-4,2.3413371175794623E-4,null,null,0,0,0,0,0,0,null,2.4596405898535967E-4,2.3961495212075119E-4,2.3451351069276764E-4,2.3662129325578368E-4,2.3601996668692036E-4,2.3413371175794623E-4,null,2.6619918430886873E-4,2.5869221278765071E-4,2.5246764088429695E-4,2.4905206785459644E-4,2.459443360969465E-4,2.42692263607488E-4,null,2.8136155820900424E-4,2.7388132310679665E-4,2.6757958114910361E-4,2.628560816037131E-4,2.5858023147544949E-4,2.5468872796523544E-4,null,3.0376944196088647E-4,2.9671592682217648E-4,2.9067515508758086E-4,2.8573507047635551E-4,2.8121849622001871E-4,2.7710288536160916E-4,null,0,0,0,0,0,0]
[null,186,2.4606149452936012E-4,2.3968631503542865E-4,2.3456004596555938E-4,2.3664431173124221E-4,2.3602061364987138E-4,2.3411362048662225E-4,null,null,0,0,0,0,0,0,null,2.4606149452936012E-4,2.3968631503542865E-4,2.3456004596555938E-4,2.3664431173124221E-4,2.3602061364987138E-4,2.3411362048662225E-4,null,2.663046357412553E-4,2.5876925735496796E-4,2.5251773885308744E-4,2.490762955934991E-4,2.4594501026394894E-4,2.4267143791741649E-4,null,2.8147301602360526E-4,2.7396289134500393E-4,2.6763267782897287E-4,2.6288165219450936E-4,2.5858094027916628E-4,2.5466687284536274E-4,null,3.0388977637458198E-4,2.9680429573731236E-4,2.9073283469672502E-4,2.8576286673093979E-4,2.812192670783098E-4,2.7707910685823754E-4,null,0,0,0,0,0,0]
[null,187,2.461621388112268E-4,2.3976069677954099E-4,2.3460942819438088E-4,2.3667009010448669E-4,2.3602390848433217E-4,2.3409605834845106E-4,null,null,0,0,0,0,0,0,null,2.461621388112268E-4,2.3976069677954099E-4,2.3460942819438088E-4,2.3667009010448669E-4,2.3602390848433217E-4,2.3409605834845106E-4,null,2.6641355988996546E-4,2.5884956109980991E-4,2.5257090173813975E-4,2.4910342821995941E-4,2.45948443642427E-4,2.4265323381073508E-4,null,2.8158814435612529E-4,2.7404791012330715E-4,2.6768902288161071E-4,2.6291028867978894E-4,2.5858455005451497E-4,2.5464776889575381E-4,null,3.0401407362949526E-4,2.9689640287815483E-4,2.9079404305516396E-4,2.8579399573541118E-4,2.8122319288342439E-4,2.7705832164484889E-4,null,0,0,0,0,0,0]
[null,188,2.4627106369295564E-4,2.3984288778829233E-4,2.3466619612361051E-4,2.367030531608385E-4,2.3603412046541337E-4,2.3408512644853698E-4,null,null,0,0,0,0,0,0,null,2.4627106369295564E-4,2.3984288778829233E-4,2.3466619612361051E-4,2.367030531608385E-4,2.3603412046541337E-4,2.3408512644853698E-4,null,2.6653144587211568E-4,2.5893829585420215E-4,2.5263201576576297E-4,2.4913812297305734E-4,2.4595908502562225E-4,2.4264190230483719E-4,null,2.8171274497695327E-4,2.7414185493778999E-4,2.6775379500787797E-4,2.6294690643177188E-4,2.5859573816062678E-4,2.5463587726484575E-4,null,3.0414859755414876E-4,2.9699818025524365E-4,2.9086440585253149E-4,2.8583380069590393E-4,2.8123536048942565E-4,2.7704538347808117E-4,null,0,0,0,0,0,0]
[null,189,2.465613532651429E-4,2.4009636697120307E-4,2.348852381959088E-4,2.3689419895074496E-4,2.3619693938506492E-4,2.3422077440817175E-4,null,null,0,0,0,0,0,0,null,2.465613532651429E-4,2.4009636697120307E-4,2.348852381959088E-4,2.3689419895074496E-4,2.3619693938506492E-4,2.3422077440817175E-4,null,2.6684561716872052E-4,2.592119561168127E-4,2.5286782748971948E-4,2.4933931050602568E-4,2.4612875029445452E-4,2.4278250875629741E-4,null,2.8204481107920972E-4,2.7443158315959408E-4,2.6800372169989017E-4,2.6315924502843207E-4,2.5877412033109771E-4,2.5478343400082819E-4,null,3.0450710969496376E-4,2.9731206430138436E-4,2.9113590444614313E-4,2.8606462124040644E-4,2.8142935971916589E-4,2.7720592610445472E-4,null,0,0,0,0,0,0]
[null,190,2.467732973337004E-4,2.4027583665474391E-4,2.3503414669914083E-4,2.3701695734452765E-4,2.3629376017481786E-4,2.3429301028900291E-4,null,null,0,0,0,0,0,0,null,2.467732973337004E-4,2.4027583665474391E-4,2.3503414669914083E-4,2.3701695734452765E-4,2.3629376017481786E-4,2.3429301028900291E-4,null,2.6707499758471239E-4,2.5940571451608024E-4,2.530281362856074E-4,2.4946851794715416E-4,2.462296422875788E-4,2.4285738515620144E-4,null,2.8228725671792821E-4,2.746367180810616E-4,2.6817362608964863E-4,2.6329561394912259E-4,2.5888019585757703E-4,2.5486201159849328E-4,null,3.0476886391913059E-4,2.9753430215848385E-4,2.9132047377924026E-4,2.8621285970963474E-4,2.8154472197973798E-4,2.7729141900872153E-4,null,0,0,0,0,0,0]
[null,191,2.4687770188209135E-4,2.4035372296337513E-4,2.3508679674968984E-4,2.3704585969830462E-4,2.3630000957706882E-4,2.3427822906588454E-4,null,null,0,0,0,0,0,0,null,2.4687770188209135E-4,2.4035372296337513E-4,2.3508679674968984E-4,2.3704585969830462E-4,2.3630000957706882E-4,2.3427822906588454E-4,null,2.6718799135190931E-4,2.5948980184597071E-4,2.530848171736947E-4,2.4949893867081335E-4,2.4623615447004027E-4,2.4284206361847605E-4,null,2.8240668646933398E-4,2.7472574259756614E-4,2.6823369972221571E-4,2.6332772077838722E-4,2.5888704261678691E-4,2.5484593270543032E-4,null,3.0489780516174028E-4,2.976307490122704E-4,2.9138573254221511E-4,2.8624776111677253E-4,2.8155216816121132E-4,2.7727392507525709E-4,null,0,0,0,0,0,0]
[null,192,2.4700294343192136E-4,2.4045127826178645E-4,2.3515806916968741E-4,2.3709290134004966E-4,2.3632374579282445E-4,2.3428023146253109E-4,null,null,0,0,0,0,0,0,null,2.4700294343192136E-4,2.4045127826178645E-4,2.3515806916968741E-4,2.3709290134004966E-4,2.3632374579282445E-4,2.3428023146253109E-4,null,2.67323536352036E-4,2.5959512413822259E-4,2.5316154614203325E-4,2.4954845162034831E-4,2.4626088876649588E-4,2.4284413921097037E-4,null,2.8254995194380232E-4,2.7483724888700465E-4,2.6831502145175745E-4,2.6337997804336608E-4,2.5891304768852131E-4,2.5484811089605038E-4,null,3.0505248042551306E-4,2.977515520361566E-4,2.9147407338737605E-4,2.8630456685320649E-4,2.8158044993327686E-4,2.7727629495990217E-4,null,0,0,0,0,0,0]
[null,193,2.4710027639756194E-4,2.4052246210989835E-4,2.3520434289369863E-4,2.3711555690733677E-4,2.3632393847088367E-4,2.3425960377350261E-4,null,null,0,0,0,0,0,0,null,2.4710027639756194E-4,2.4052246210989835E-4,2.3520434289369863E-4,2.3711555690733677E-4,2.3632393847088367E-4,2.3425960377350261E-4,null,2.6742887676708184E-4,2.5967197538235334E-4,2.532113625381186E-4,2.4957229738589053E-4,2.4626108954644687E-4,2.4282275749491707E-4,null,2.8266129241765327E-4,2.749186124510568E-4,2.6836781970484126E-4,2.6340514548946382E-4,2.5891325878395471E-4,2.5482567226540602E-4,null,3.051726881533372E-4,2.9783969921261765E-4,2.9153142881164866E-4,2.863319248733846E-4,2.8158067950976071E-4,2.7725188159326134E-4,null,0,0,0,0,0,0]
[null,194,2.473018819758133E-4,2.4069212040909253E-4,2.3534390344710749E-4,2.3722914091326E-4,2.3641184831226661E-4,2.3432322304335011E-4,null,null,0,0,0,0,0,0,null,2.473018819758133E-4,2.4069212040909253E-4,2.3534390344710749E-4,2.3722914091326E-4,2.3641184831226661E-4,2.3432322304335011E-4,null,2.6764706815936908E-4,2.5985514125095996E-4,2.5336160771408122E-4,2.4969184846754158E-4,2.4635269589602324E-4,2.4288870231120352E-4,null,2.8289191171981646E-4,2.7511253290154661E-4,2.6852705809718701E-4,2.6353132283520915E-4,2.5900957159787828E-4,2.5489487678443865E-4,null,3.0542167418102861E-4,2.9804978760252377E-4,2.917044115339933E-4,2.8646908469315779E-4,2.8168542434869821E-4,2.7732717653095729E-4,null,0,0,0,0,0,0]
[null,195,2.473797018512163E-4,2.4074485085944422E-4,2.3537266754674932E-4,2.3723469621377395E-4,2.36395512506331E-4,2.3428668988063995E-4,null,null,0,0,0,0,0,0,null,2.473797018512163E-4,2.4074485085944422E-4,2.3537266754674932E-4,2.3723469621377395E-4,2.36395512506331E-4,2.3428668988063995E-4,null,2.6773129016904298E-4,2.5991206990571224E-4,2.5339257396569411E-4,2.4969769561283231E-4,2.4633567318814881E-4,2.4285083371087125E-4,null,2.8298093091023535E-4,2.7517280412161246E-4,2.6855987789384418E-4,2.6353749406563871E-4,2.589916743134262E-4,2.5485513631020565E-4,null,3.055177829386339E-4,2.9811508388019495E-4,2.917400641030058E-4,2.8647579306737903E-4,2.8166596018706713E-4,2.772839386532405E-4,null,0,0,0,0,0,0]
[null,196,2.4755967578412008E-4,2.4089405484149318E-4,2.3549282277601977E-4,2.3732933195635142E-4,2.3646511091759254E-4,2.3433269106039765E-4,null,null,0,0,0,0,0,0,null,2.4755967578412008E-4,2.4089405484149318E-4,2.3549282277601977E-4,2.3732933195635142E-4,2.3646511091759254E-4,2.3433269106039765E-4,null,2.6792607031022892E-4,2.6007315295971769E-4,2.5352192816445311E-4,2.4979730299413592E-4,2.4640819813292959E-4,2.4289851642328455E-4,null,2.831868054856009E-4,2.7534334516529397E-4,2.6869697483903124E-4,2.6364262230719001E-4,2.5906792537619416E-4,2.5490517601559201E-4,null,3.0574005354756437E-4,2.9829984362672742E-4,2.9188899428532071E-4,2.8659007166928713E-4,2.817488869022473E-4,2.7733838215710497E-4,null,0,0,0,0,0,0]
[null,197,2.477288092878189E-4,2.4103300847467754E-4,2.3560325342791933E-4,2.3741447226820244E-4,2.3652553312697715E-4,2.3436986357645268E-4,null,null,0,0,0,0,0,0,null,2.477288092878189E-4,2.4103300847467754E-4,2.3560325342791933E-4,2.3741447226820244E-4,2.3652553312697715E-4,2.3436986357645268E-4,null,2.6810911819498764E-4,2.6022316956980483E-4,2.5364081328149409E-4,2.4988691610727766E-4,2.4647116102704912E-4,2.429370477479607E-4,null,2.8338027954982948E-4,2.7550216999892895E-4,2.688229760553109E-4,2.6373720233611195E-4,2.5913412311830998E-4,2.5494561197314053E-4,null,3.0594893605766536E-4,2.9847191033496368E-4,2.920258710340099E-4,2.8669288394231795E-4,2.818208801454459E-4,2.7738237672489982E-4,null,0,0,0,0,0,0]
[null,198,2.478931284980269E-4,2.4116740351116727E-4,2.3570935220153892E-4,2.3749537444031179E-4,2.365818516490081E-4,2.344030801257822E-4,null,null,0,0,0,0,0,0,null,2.478931284980269E-4,2.4116740351116727E-4,2.3570935220153892E-4,2.3749537444031179E-4,2.365818516490081E-4,2.344030801257822E-4,null,2.6828695572094201E-4,2.6036826464450485E-4,2.5375503487579505E-4,2.4997206843224609E-4,2.4652984767845954E-4,2.4297147849902805E-4,null,2.8356824647970741E-4,2.7565578432928276E-4,2.6894403460465288E-4,2.6382707433225097E-4,2.5919582491696518E-4,2.5498174466258798E-4,null,3.0615187284035723E-4,2.986383321189943E-4,2.9215737849976476E-4,2.8679057839547256E-4,2.8188798383288894E-4,2.7742168931082286E-4,null,0,0,0,0,0,0]
[null,199,2.4806570365316119E-4,2.4130958489690976E-4,2.3582281537715168E-4,2.3758344101364271E-4,2.3664506821341209E-4,2.3444290900816021E-4,null,null,0,0,0,0,0,0,null,2.4806570365316119E-4,2.4130958489690976E-4,2.3582281537715168E-4,2.3758344101364271E-4,2.3664506821341209E-4,2.3444290900816021E-4,null,2.6847372839707294E-4,2.6052176598893016E-4,2.5387718468366572E-4,2.500647615364682E-4,2.4659572242702814E-4,2.4301276329116118E-4,null,2.8376565749478437E-4,2.7581829850339273E-4,2.6907349592616319E-4,2.6392490506450464E-4,2.5926508411603267E-4,2.5502507019359749E-4,null,3.0636500584355986E-4,2.9881439576307851E-4,2.9229801400545714E-4,2.8689692431299791E-4,2.8196330655845086E-4,2.774688277521213E-4,null,0,0,0,0,0,0]
[null,200,2.4814190918665989E-4,2.413607332425195E-4,2.3585001637309723E-4,2.3758739713149947E-4,2.3662711675180806E-4,2.344047540191638E-4,null,null,0,0,0,0,0,0,null,2.4814190918665989E-4,2.413607332425195E-4,2.3585001637309723E-4,2.3758739713149947E-4,2.3662711675180806E-4,2.344047540191638E-4,null,2.6855620325515119E-4,2.6057698657758329E-4,2.5390646816185762E-4,2.5006892548688596E-4,2.46577016127014E-4,2.429732135801096E-4,null,2.8385283001802942E-4,2.7587676136827798E-4,2.6910453222373274E-4,2.6392929980693838E-4,2.5924541674143695E-4,2.5498356551005553E-4,null,3.0645912086378163E-4,2.9887773291561716E-4,2.9233172913637492E-4,2.8690170157373834E-4,2.8194191733825859E-4,2.7742367040394422E-4,null,0,0,0,0,0,0]
[null,201,2.4833131038162233E-4,2.415187841447761E-4,2.3597848968650496E-4,2.3769006690653113E-4,2.3670439428103511E-4,2.3445806213362612E-4,null,null,7.6411360791963118E-2,7.6411360791963118E-2,7.6411360791963118E-2,7.6411360791963118E-2,7.6411360791963118E-2,7.6411360791963118E-2,null,2.4833131038162233E-4,2.415187841447761E-4,2.3597848968650496E-4,2.3769006690653113E-4,2.3670439428103511E-4,2.3445806213362612E-4,null,2.6876118622629796E-4,2.6074762091102526E-4,2.5404477726932365E-4,2.5017698896429312E-4,2.466575430878799E-4,2.4302847032579722E-4,null,2.8406948856383936E-4,2.760574144946591E-4,2.6925112009105405E-4,2.6404335283400381E-4,2.5933008094030063E-4,2.5504155363897848E-4,null,3.066930342881161E-4,2.9907344783045486E-4,2.9249096942999002E-4,2.8702568177433989E-4,2.8203399374546211E-4,2.7748676184096875E-4,null,7.6411360791963118E-2,0,2.7188474203527511E-2,4.9613589803875202E-2,7.6411360791963118E-2,7.6411360791963118E-2]
[null,202,2.4851026127797101E-4,2.4166695334800753E-4,2.3609758788886403E-4,2.3778358215915984E-4,2.3677282474421048E-4,2.3450285795588211E-4,null,null,0.12327068135436518,0.12327068135436518,0.12327068135436518,0.12327068135436518,0.12327068135436518,0.12327068135436518,null,2.4851026127797101E-4,2.4166695334800753E-4,2.3609758788886403E-4,2.3778358215915984E-4,2.3677282474421048E-4,2.3450285795588211E-4,null,2.6895485916711648E-4,2.6090758680093185E-4,2.5417299351620143E-4,2.5027541699130059E-4,2.4672885097369449E-4,2.4307490361992576E-4,null,2.84274192874084E-4,2.7622677277996444E-4,2.6938701097004313E-4,2.6414723635411283E-4,2.5940505241519852E-4,2.5509028216637796E-4,null,3.0691404143097463E-4,2.992569262072181E-4,2.9263858944701633E-4,2.8713860731427259E-4,2.8211552884700443E-4,2.7753977877520718E-4,null,0.12327068135436518,0,4.3861825065245143E-2,8.0039158525271895E-2,0.12327068135436518,0.12327068135436518]
[null,203,2.4868819834874786E-4,2.4181415368684515E-4,2.362157555001123E-4,2.3787617534675335E-4,2.3684035123111365E-4,2.3454677165697947E-4,null,null,9.1576371897937797E-2,9.1576371897937797E-2,9.1576371897937797E-2,9.1576371897937797E-2,9.1576371897937797E-2,9.1576371897937797E-2,null,2.4868819834874786E-4,2.4181415368684515E-4,2.362157555001123E-4,2.3787617534675335E-4,2.3684035123111365E-4,2.3454677165697947E-4,null,2.6914743487632578E-4,2.6106650668902717E-4,2.5430020792680251E-4,2.5037287451307356E-4,2.4679921687206948E-4,2.431204225477328E-4,null,2.844777374557738E-4,2.7639502364747414E-4,2.695218400459023E-4,2.6425009557755439E-4,2.5947903350611744E-4,2.5513805112962871E-4,null,3.0713379648346888E-4,2.9943920483624424E-4,2.9278505601358835E-4,2.8725041940277327E-4,2.8219598685811465E-4,2.7759175169781461E-4,null,9.1576371897937797E-2,1.5601892651413896E-2,4.3472234267576931E-2,6.5785702387364295E-2,9.1576371897937797E-2,9.1576371897937797E-2]
[null,204,2.4886775463202966E-4,2.4196287211418276E-4,2.3633534882627733E-4,2.3797014363450867E-4,2.3690919019316766E-4,2.3459193240049614E-4,null,null,5.7063287143002114E-2,5.7063287143002114E-2,5.7063287143002114E-2,5.7063287143002114E-2,5.7063287143002114E-2,5.7063287143002114E-2,null,2.4886775463202966E-4,2.4196287211418276E-4,2.3633534882627733E-4,2.3797014363450867E-4,2.3690919019316766E-4,2.3459193240049614E-4,null,2.6934176300842899E-4,2.6122706553024204E-4,2.5442895720369154E-4,2.5047177937516856E-4,2.468709504336729E-4,2.4316723410249767E-4,null,2.8468313427618239E-4,2.7656500969921717E-4,2.6965829586044762E-4,2.6435448236191561E-4,2.5955445252677197E-4,2.5518717661537731E-4,null,3.073555512886143E-4,2.9962336331889515E-4,2.9293328972740623E-4,2.873638920110701E-4,2.8227800868729254E-4,2.7764520052515174E-4,null,5.7063287143002114E-2,0.26120719367593725,0.20258767029204122,0.14295314030139009,5.7063287143002114E-2,5.7063287143002114E-2]
[null,205,2.4905368806857326E-4,2.4211760256520447E-4,2.3646062569261536E-4,2.3806963794515925E-4,2.3698334667095414E-4,2.3464218746837375E-4,null,null,1.8141637821199447E-2,1.8141637821199447E-2,1.8141637821199447E-2,1.8141637821199447E-2,1.8141637821199447E-2,1.8141637821199447E-2,null,2.4905368806857326E-4,2.4211760256520447E-4,2.3646062569261536E-4,2.3806963794515925E-4,2.3698334667095414E-4,2.3464218746837375E-4,null,2.6954299293343437E-4,2.6139411505034151E-4,2.5456382514715592E-4,2.505765005668515E-4,2.4694822510645798E-4,2.4321932620016861E-4,null,2.848958260070185E-4,2.7674186752998128E-4,2.6980123658622236E-4,2.6446500785300576E-4,2.5963569734457534E-4,2.5524184366530978E-4,null,3.0758518197731622E-4,2.9981496650883041E-4,2.930885680840524E-4,2.874840376390251E-4,2.8236636635236987E-4,2.7770467860803168E-4,null,1.8141637821199447E-2,3.6857672114552133E-2,3.2176251465387697E-2,2.6722631887359887E-2,1.8141637821199447E-2,1.8141637821199447E-2]
[null,206,2.4927333900160115E-4,2.4230416817848716E-4,2.3661605231892148E-4,2.3819851000834479E-4,2.3708583393480194E-4,2.3471964344373226E-4,null,null,0,0,0,0,0,0,null,2.4927333900160115E-4,2.4230416817848716E-4,2.3661605231892148E-4,2.3819851000834479E-4,2.3708583393480194E-4,2.3471964344373226E-4,null,2.6978071424705197E-4,2.615955343311628E-4,2.547311510873893E-4,2.5071214285577413E-4,2.4705502184242597E-4,2.4329961351056295E-4,null,2.8514708763050016E-4,2.7695511314157543E-4,2.6997857814510973E-4,2.6460816828075527E-4,2.5974798098218893E-4,2.5532609963891241E-4,null,3.0785645429908274E-4,3.00045991277395E-4,2.9328121651003353E-4,2.8763965874797133E-4,2.8248848023377387E-4,2.7779634961986157E-4,null,0,0,0,0,0,0]
[null,207,2.4961524282757268E-4,2.4260619115709596E-4,2.3688085675912138E-4,2.3843399789852095E-4,2.3729117481561396E-4,2.3489588698183487E-4,null,null,0,0,0,0,0,0,null,2.4961524282757268E-4,2.4260619115709596E-4,2.3688085675912138E-4,2.3843399789852095E-4,2.3729117481561396E-4,2.3489588698183487E-4,null,2.7015074603121243E-4,2.6192160326783611E-4,2.5501622870238667E-4,2.5096000197781727E-4,2.4726899707220754E-4,2.4348229947614717E-4,null,2.8553819596409082E-4,2.773003272121413E-4,2.7028071963361417E-4,2.6486976529607509E-4,2.5997294962885507E-4,2.5551781591161158E-4,null,3.0827871084684053E-4,3.0041998725396642E-4,2.9360943671148632E-4,2.8792402516305589E-4,2.8273314450741582E-4,2.7800493809081644E-4,null,0,0,0,0,0,0]
[null,208,2.4976425329809542E-4,2.4272601416954224E-4,2.3697302304349116E-4,2.3850116927248813E-4,2.3733410219403675E-4,2.3491610258940198E-4,null,null,0,0,0,0,0,0,null,2.4976425329809542E-4,2.4272601416954224E-4,2.3697302304349116E-4,2.3850116927248813E-4,2.3733410219403675E-4,2.3491610258940198E-4,null,2.7031201538849282E-4,2.6205096614756571E-4,2.5511545114937994E-4,2.5103070216441912E-4,2.4731372949775098E-4,2.4350325404746379E-4,null,2.8570865102304816E-4,2.7743728563187666E-4,2.703858812325979E-4,2.6494438412650245E-4,2.6001998027463063E-4,2.5553980628342793E-4,null,3.0846274109769814E-4,3.0056836445613159E-4,2.9372367511474034E-4,2.8800513881521467E-4,2.8278429260719814E-4,2.780288637491256E-4,null,0,0,0,0,0,0]
[null,209,2.5003115005829192E-4,2.429571703345518E-4,2.371706597242016E-4,2.3867114728949622E-4,2.3747620800172603E-4,2.3503157545718491E-4,null,null,0,0,0,0,0,0,null,2.5003115005829192E-4,2.429571703345518E-4,2.371706597242016E-4,2.3867114728949622E-4,2.3747620800172603E-4,2.3503157545718491E-4,null,2.706008693785923E-4,2.6230052611574204E-4,2.5532821870543146E-4,2.5120960988672593E-4,2.4746181069197474E-4,2.4362294792433896E-4,null,2.8601395777656167E-4,2.7770149851073409E-4,2.7061138440334474E-4,2.6513320802689933E-4,2.6017566944433143E-4,2.556654167202562E-4,null,3.0879236275153048E-4,3.0085460584104696E-4,2.9396864212174475E-4,2.8821039794469093E-4,2.8295361210208442E-4,2.7816552866851449E-4,null,0,0,0,0,0,0]
[null,210,2.5015041527571408E-4,2.4304887663258097E-4,2.3723616198800614E-4,2.3871229525837897E-4,2.374939987230545E-4,2.350276178061503E-4,null,null,0,0,0,0,0,0,null,2.5015041527571408E-4,2.4304887663258097E-4,2.3723616198800614E-4,2.3871229525837897E-4,2.374939987230545E-4,2.350276178061503E-4,null,2.7072994638165185E-4,2.6239953373172659E-4,2.5539873575993491E-4,2.5125291954240932E-4,2.4748034949276877E-4,2.4361884560485263E-4,null,2.8615038684490793E-4,2.7780631935776036E-4,2.7068612239290177E-4,2.6517891817292064E-4,2.6019516071409054E-4,2.5566111161997749E-4,null,3.0893965715174127E-4,3.0096816602990129E-4,2.9404983096512408E-4,2.882600867010446E-4,2.829748097997576E-4,2.7816084469322233E-4,null,0,0,0,0,0,0]
[null,211,2.5028197260651235E-4,2.4315218187081529E-4,2.3731264135385045E-4,2.3876413011532371E-4,2.3752208665217759E-4,2.3503353821633605E-4,null,null,0,0,0,0,0,0,null,2.5028197260651235E-4,2.4315218187081529E-4,2.3731264135385045E-4,2.3876413011532371E-4,2.3752208665217759E-4,2.3503353821633605E-4,null,2.7087232675337291E-4,2.6251106375284946E-4,2.5548107031291652E-4,2.5130747751617155E-4,2.4750961848715719E-4,2.4362498243042413E-4,null,2.8630087702522091E-4,2.7792439786279965E-4,2.7077338524022647E-4,2.652365000887301E-4,2.6022593346317725E-4,2.5566755179353443E-4,null,3.0910213250333253E-4,3.0109608922182642E-4,2.9414462572326881E-4,2.8832268054582687E-4,2.8300827665131602E-4,2.7816785164122944E-4,null,0,0,0,0,0,0]
[null,212,2.5039384990207316E-4,2.4323688821306961E-4,2.373714868620626E-4,2.387987595854277E-4,2.3753356010323387E-4,2.3502348536951257E-4,null,null,0,0,0,0,0,0,null,2.5039384990207316E-4,2.4323688821306961E-4,2.373714868620626E-4,2.387987595854277E-4,2.3753356010323387E-4,2.3502348536951257E-4,null,2.7099340804038623E-4,2.6260251410234134E-4,2.5554442097698306E-4,2.5134392622718757E-4,2.4752157438369588E-4,2.4361456211062919E-4,null,2.8642885495149618E-4,2.7802121771851741E-4,2.7084052788114895E-4,2.652749690138818E-4,2.6023850361845519E-4,2.5565661638935584E-4,null,3.0924030270503109E-4,3.0120098134407198E-4,2.9421756364132414E-4,2.8836449780556954E-4,2.8302194730256555E-4,2.7815595385496033E-4,null,0,0,0,0,0,0]
[null,213,2.5069961967892103E-4,2.4350471611035837E-4,2.3760381897741553E-4,2.3900250367819733E-4,2.3770818909282809E-4,2.3517014634363568E-4,null,null,0,0,0,0,0,0,null,2.5069961967892103E-4,2.4350471611035837E-4,2.3760381897741553E-4,2.3900250367819733E-4,2.3770818909282809E-4,2.3517014634363568E-4,null,2.7132433307682847E-4,2.6289166547116316E-4,2.5579454021698562E-4,2.5155837390820239E-4,2.4770354632239211E-4,2.437665841476335E-4,null,2.8677862906573886E-4,2.7832734660665704E-4,2.7110561849332725E-4,2.655013027184205E-4,2.6042982473922929E-4,2.5581615299201382E-4,null,3.0961793313959434E-4,3.0153263344703769E-4,2.945055349972709E-4,2.886105315919023E-4,2.8323001826596522E-4,2.7832953064915337E-4,null,0,0,0,0,0,0]
[null,214,2.5092736894555826E-4,2.4369884228030134E-4,2.3776631002818201E-4,2.3913814658893415E-4,2.3781709712432077E-4,2.3525366246944634E-4,null,null,0,0,0,0,0,0,null,2.5092736894555826E-4,2.4369884228030134E-4,2.3776631002818201E-4,2.3913814658893415E-4,2.3781709712432077E-4,2.3525366246944634E-4,null,2.7157081896283906E-4,2.6310124725234199E-4,2.5596947142726272E-4,2.5170114274757435E-4,2.478170338119341E-4,2.4385315313194819E-4,null,2.8703915448073788E-4,2.78549233979724E-4,2.7129102055044595E-4,2.6565198469434505E-4,2.6054914288162298E-4,2.5590700114748699E-4,null,3.0989920702944142E-4,3.0177302047599918E-4,2.9470693964659094E-4,2.8877432892444882E-4,2.8335978251122201E-4,2.7842837399496032E-4,null,0,0,0,0,0,0]
[null,215,2.5099619240969508E-4,2.4374285126334001E-4,2.3778656007916396E-4,2.3913510694406249E-4,2.3779218413838164E-4,2.352086168866511E-4,null,null,0,0,0,0,0,0,null,2.5099619240969508E-4,2.4374285126334001E-4,2.3778656007916396E-4,2.3913510694406249E-4,2.3779218413838164E-4,2.352086168866511E-4,null,2.7164530443884766E-4,2.6314876006865016E-4,2.5599127180278949E-4,2.5169794341656568E-4,2.4779107326345593E-4,2.4380646094750359E-4,null,2.8711788255666396E-4,2.7859953651049904E-4,2.7131412582972813E-4,2.6564860803652429E-4,2.6052184855664996E-4,2.5585800093262499E-4,null,3.0998420507907885E-4,3.0182751693406766E-4,2.9473203920990531E-4,2.8877065836238874E-4,2.8333009861396323E-4,2.7837506146310986E-4,null,0,0,0,0,0,0]
[null,216,2.5108480989873038E-4,2.4380554495390726E-4,2.3782450084585587E-4,2.3914929939241575E-4,2.3778388368425477E-4,2.351795160694407E-4,null,null,0,0,0,0,0,0,null,2.5108480989873038E-4,2.4380554495390726E-4,2.3782450084585587E-4,2.3914929939241575E-4,2.3778388368425477E-4,2.351795160694407E-4,null,2.7174121236699789E-4,2.632164452001377E-4,2.5603211727830925E-4,2.517128814576932E-4,2.4778242378473516E-4,2.4377629637552212E-4,null,2.8721925328091687E-4,2.786711957737088E-4,2.7135741619039824E-4,2.6566437403674844E-4,2.6051275469319592E-4,2.5582634530276117E-4,null,3.1009364905761489E-4,3.0190515072251839E-4,2.9477906608784397E-4,2.8878779663500426E-4,2.8332020859804519E-4,2.7834061994524886E-4,null,0,0,0,0,0,0]
[null,217,2.5115484242430004E-4,2.4385067422051231E-4,2.3784578805739203E-4,2.3914724235542072E-4,2.3775989126318626E-4,2.3513532836488322E-4,null,null,0,0,0,0,0,0,null,2.5115484242430004E-4,2.4385067422051231E-4,2.3784578805739203E-4,2.3914724235542072E-4,2.3775989126318626E-4,2.3513532836488322E-4,null,2.7181700637226284E-4,2.6326516749286696E-4,2.5605503421841075E-4,2.5171071635534661E-4,2.4775742250982658E-4,2.4373049342829952E-4,null,2.8729936441829554E-4,2.7872277879529916E-4,2.7138170486839315E-4,2.6566208893097121E-4,2.604864689264422E-4,2.5577827828079767E-4,null,3.1018014031694422E-4,3.0196103443114755E-4,2.9480545119246493E-4,2.8878531263365904E-4,2.8329162155658308E-4,2.7828832273294889E-4,null,0,0,0,0,0,0]
[null,218,2.513020712461545E-4,2.4396870502416048E-4,2.3793613389947731E-4,2.3921249517337942E-4,2.3780082874962525E-4,2.3515349916836581E-4,null,null,0,0,0,0,0,0,null,2.513020712461545E-4,2.4396870502416048E-4,2.3793613389947731E-4,2.3921249517337942E-4,2.3780082874962525E-4,2.3515349916836581E-4,null,2.7197634750708588E-4,2.6339259547472957E-4,2.5615229685179846E-4,2.5177939719561401E-4,2.4780008137070624E-4,2.4374932844951731E-4,null,2.8746778142564665E-4,2.7885768870966138E-4,2.7148478934532728E-4,2.6573457649033756E-4,2.6053131947391075E-4,2.5579804433153145E-4,null,3.1036197020396019E-4,3.0210719233568592E-4,2.9491743319120812E-4,2.8886410950895996E-4,2.8334039869411519E-4,2.7830982831638902E-4,null,0,0,0,0,0,0]
[null,219,2.5151739621709124E-4,2.441510422599622E-4,2.3808739496164116E-4,2.3933711902376456E-4,2.378990364513962E-4,2.3522667062257535E-4,null,null,0,0,0,0,0,0,null,2.5151739621709124E-4,2.441510422599622E-4,2.3808739496164116E-4,2.3933711902376456E-4,2.378990364513962E-4,2.3522667062257535E-4,null,2.722093869676524E-4,2.635894497302159E-4,2.5631513831628102E-4,2.519105680941217E-4,2.479024185939112E-4,2.4382517462186146E-4,null,2.8771409452356021E-4,2.7906610126051025E-4,2.7165737800147085E-4,2.6587301769542045E-4,2.6063891448213433E-4,2.5587763963823062E-4,null,3.1062789989519846E-4,3.0233298109150545E-4,2.9510491847754968E-4,2.8901460063417893E-4,2.8345741346450486E-4,2.7839642849427601E-4,null,0,0,0,0,0,0]
[null,220,2.516238154521557E-4,2.4423050670796228E-4,2.3814117701054756E-4,2.3936669821087759E-4,2.3790552716285843E-4,2.3521172569308495E-4,null,null,0,0,0,0,0,0,null,2.516238154521557E-4,2.4423050670796228E-4,2.3814117701054756E-4,2.3936669821087759E-4,2.3790552716285843E-4,2.3521172569308495E-4,null,2.7232456116702843E-4,2.6367524084512401E-4,2.5637303786743787E-4,2.5194170120819865E-4,2.4790918223236005E-4,2.4380968339362161E-4,null,2.8783582890184561E-4,2.7915692959975033E-4,2.7171874324254884E-4,2.6590587640020808E-4,2.6064602561639937E-4,2.5586138266672125E-4,null,3.1075932930721412E-4,3.0243138216009104E-4,2.9517158033153245E-4,2.8905031936007246E-4,2.8346514716662518E-4,2.7837874081037851E-4,null,0,0,0,0,0,0]
[null,221,2.5172176245385396E-4,2.4430195839809731E-4,2.381873554009714E-4,2.3938885067509194E-4,2.37904838679491E-4,2.3518987140820497E-4,null,null,0,0,0,0,0,0,null,2.5172176245385396E-4,2.4430195839809731E-4,2.381873554009714E-4,2.3938885067509194E-4,2.37904838679491E-4,2.3518987140820497E-4,null,2.7243056613403521E-4,2.6375238125587406E-4,2.5642275163128756E-4,2.5196501744041401E-4,2.4790846479905517E-4,2.4378703024458459E-4,null,2.8794787177970923E-4,2.7923859930883646E-4,2.7177143272014544E-4,2.6593048496295038E-4,2.60645271323485E-4,2.5583760975518755E-4,null,3.1088029537912874E-4,3.0251986100614708E-4,2.9522881759158837E-4,2.8907706985169734E-4,2.8346432683663369E-4,2.783528757380133E-4,null,0,0,0,0,0,0]
[null,222,2.5185709849613326E-4,2.4440871359019669E-4,2.3826697024421638E-4,2.3944358574056837E-4,2.3793557385017963E-4,2.3519818969707038E-4,null,null,0,0,0,0,0,0,null,2.5185709849613326E-4,2.4440871359019669E-4,2.3826697024421638E-4,2.3944358574056837E-4,2.3793557385017963E-4,2.3519818969707038E-4,null,2.7257703608664103E-4,2.6386763590349239E-4,2.5650846171082221E-4,2.5202262798363056E-4,2.4794049234848646E-4,2.4379565260118131E-4,null,2.8810268447833928E-4,2.7936062113177333E-4,2.7186227314271135E-4,2.6599128864058857E-4,2.6067894435404535E-4,2.558466583214708E-4,null,3.1104743749822515E-4,3.0265205628647704E-4,2.9532749871592594E-4,2.8914316588040317E-4,2.8350094788443507E-4,2.7836272063317416E-4,null,0,0,0,0,0,0]
[null,223,2.5193574264807119E-4,2.4446191236166236E-4,2.3829583107496581E-4,2.3944882765440599E-4,2.379185423186565E-4,2.3516061036288861E-4,null,null,0,0,0,0,0,0,null,2.5193574264807119E-4,2.4446191236166236E-4,2.3829583107496581E-4,2.3944882765440599E-4,2.379185423186565E-4,2.3516061036288861E-4,null,2.7266215018494837E-4,2.6392507016536227E-4,2.5653953209918385E-4,2.5202814527864155E-4,2.4792274466056002E-4,2.4375669958749967E-4,null,2.8819264656964878E-4,2.7942142764567291E-4,2.7189520330942428E-4,2.6599711173838549E-4,2.6066028484220214E-4,2.5580577983050649E-4,null,3.1114456425018327E-4,3.0271793248761364E-4,2.9536327118135557E-4,2.8914949582053328E-4,2.8348065476368567E-4,2.7831824458633084E-4,null,0,0,0,0,0,0]
[null,224,2.5211361022371996E-4,2.4460881761874197E-4,2.3841346245336565E-4,2.3954059649037852E-4,2.3798498244837865E-4,2.352032009889738E-4,null,null,0.29097653651441524,0.29097653651441524,0.29097653651441524,0.29097653651441524,0.29097653651441524,0.29097653651441524,null,2.5211361022371996E-4,2.4460881761874197E-4,2.3841346245336565E-4,2.3954059649037852E-4,2.3798498244837865E-4,2.352032009889738E-4,null,2.7285465068176086E-4,2.6408367147837597E-4,2.566661692234623E-4,2.5212473514191669E-4,2.4799197852167816E-4,2.4380084707645148E-4,null,2.8839611165493742E-4,2.795893412329687E-4,2.7202942054436839E-4,2.6609905521230185E-4,2.6073307573512517E-4,2.5585210956362964E-4,null,3.1136423347511246E-4,3.0289984571599786E-4,2.9550907309723893E-4,2.8926031245268564E-4,2.8355981837696544E-4,2.7836865161780423E-4,null,0.29097653651441524,0,0.10353444795196023,0.18892989701469784,0.29097653651441524,0.29097653651441524]
[null,225,2.5231965531636707E-4,2.4478232614597397E-4,2.3855628734789671E-4,2.3965691216813539E-4,2.3807509309708646E-4,2.3526851665312909E-4,null,null,0.52613004701717192,0.52613004701717192,0.52613004701717192,0.52613004701717192,0.52613004701717192,0.52613004701717192,null,2.5231965531636707E-4,2.4478232614597397E-4,2.3855628734789671E-4,2.3965691216813539E-4,2.3807509309708646E-4,2.3526851665312909E-4,null,2.7307764682119588E-4,2.6427099411600728E-4,2.5681992865538277E-4,2.5224716140233761E-4,2.4808587822000794E-4,2.438685502972472E-4,null,2.8863180937666006E-4,2.7978766251712903E-4,2.7219238354527777E-4,2.6622826709709702E-4,2.6083179972330445E-4,2.5592315940645242E-4,null,3.1161870237219599E-4,3.0311470185503898E-4,2.956861019099736E-4,2.89400770937736E-4,2.8366718548441291E-4,2.7844595427900943E-4,null,0.52613004701717192,0,0.18720610473058935,0.3416141273451716,0.52613004701717192,0.52613004701717192]
[null,226,2.5249616620650391E-4,2.4492792894109097E-4,2.3867266113842026E-4,2.3974742730443503E-4,2.3814029687495192E-4,2.3530989396720385E-4,null,null,0.13760133497198143,0.13760133497198143,0.13760133497198143,0.13760133497198143,0.13760133497198143,0.13760133497198143,null,2.5249616620650391E-4,2.4492792894109097E-4,2.3867266113842026E-4,2.3974742730443503E-4,2.3814029687495192E-4,2.3530989396720385E-4,null,2.7326867901984265E-4,2.6442818926983021E-4,2.5694521191205937E-4,2.5234243170349009E-4,2.4815382374208911E-4,2.4391144012263544E-4,null,2.8883372253134872E-4,2.7995408738261325E-4,2.7232516587424909E-4,2.6632881787055522E-4,2.6090323608612661E-4,2.5596816930873942E-4,null,3.1183669606939739E-4,3.0329500224079823E-4,2.9583034506896534E-4,2.8951007364880606E-4,2.8374487598075771E-4,2.7849492532650423E-4,null,0.13760133497198143,0,4.8960917689220881E-2,8.9343994387854966E-2,0.13760133497198143,0.13760133497198143]
[null,227,2.5290669772621839E-4,2.4529455502739683E-4,2.3899843214204269E-4,2.400420663023417E-4,2.3840243529041241E-4,2.3554043387495144E-4,null,null,0.12272947649705158,0.12272947649705158,0.12272947649705158,0.12272947649705158,0.12272947649705158,0.12272947649705158,null,2.5290669772621839E-4,2.4529455502739683E-4,2.3899843214204269E-4,2.400420663023417E-4,2.3840243529041241E-4,2.3554043387495144E-4,null,2.737129844038564E-4,2.6482400477588573E-4,2.5729592363229293E-4,2.5265254940544992E-4,2.4842698477783089E-4,2.4415040721388869E-4,null,2.8930333499650832E-4,2.8037314319158597E-4,2.7269687012464519E-4,2.6665612422330036E-4,2.6119043133108783E-4,2.5621894872622953E-4,null,3.1234370888730853E-4,3.0374899644288215E-4,2.9623413219714086E-4,2.8986586874092793E-4,2.8405721468680918E-4,2.7876777485828764E-4,null,0.12272947649705158,0,4.3669255084166594E-2,7.9687756384120054E-2,0.12272947649705158,0.12272947649705158]
[null,228,2.5310311960415023E-4,2.4545894293239665E-4,2.3913258050603137E-4,2.4014988203573492E-4,2.3848430491386143E-4,2.3559779488955559E-4,null,null,0,0,0,0,0,0,null,2.5310311960415023E-4,2.4545894293239665E-4,2.3913258050603137E-4,2.4014988203573492E-4,2.3848430491386143E-4,2.3559779488955559E-4,null,2.7392556563991815E-4,2.650014806409081E-4,2.5744034226678718E-4,2.5276602918142184E-4,2.4851229692522388E-4,2.4420986500991722E-4,null,2.8952802459493671E-4,2.8056103954999606E-4,2.7284993321658347E-4,2.6677589375386553E-4,2.6128012656526409E-4,2.5628134556662742E-4,null,3.1258629296440659E-4,3.0395255848756535E-4,2.9640040661089198E-4,2.8999606300939668E-4,2.8415476258801271E-4,2.7883566300021615E-4,null,0,0,0,0,0,0]
[null,229,2.5327241609709561E-4,2.4559770034978279E-4,2.3924243356558125E-4,2.4023399901281371E-4,2.3854329569335782E-4,2.3563316580064796E-4,null,null,0,0,0,0,0,0,null,2.5327241609709561E-4,2.4559770034978279E-4,2.3924243356558125E-4,2.4023399901281371E-4,2.3854329569335782E-4,2.3563316580064796E-4,null,2.7410878992282486E-4,2.6515128541321724E-4,2.5755860557156031E-4,2.5285456519943988E-4,2.4857376819946707E-4,2.4424652887354629E-4,null,2.8972168510473206E-4,2.8071964010780034E-4,2.7297527540081609E-4,2.6686933698835664E-4,2.61344756052469E-4,2.5631982175309989E-4,null,3.1279537676876445E-4,3.0412438222117953E-4,2.9653656744455643E-4,2.9009763954142878E-4,2.8422505027821826E-4,2.788775253251585E-4,null,0,0,0,0,0,0]
[null,230,2.5336145236392054E-4,2.4566064116416162E-4,2.3928044242806662E-4,2.4024806270284978E-4,2.3853468272390911E-4,2.3560358391622988E-4,null,null,0,0,0,0,0,0,null,2.5336145236392054E-4,2.4566064116416162E-4,2.3928044242806662E-4,2.4024806270284978E-4,2.3853468272390911E-4,2.3560358391622988E-4,null,2.7420515108103827E-4,2.6521923734360475E-4,2.5759952435622235E-4,2.5286936771800006E-4,2.4856479306451293E-4,2.4421586564936858E-4,null,2.8982353487446794E-4,2.807915818350044E-4,2.7301864345868941E-4,2.6688495995451025E-4,2.6133531980152377E-4,2.5628764282228001E-4,null,3.1290533794439007E-4,3.0420232202380064E-4,2.9658367872597045E-4,2.9011462233029077E-4,2.8421478789935955E-4,2.7884251445267394E-4,null,0,0,0,0,0,0]
[null,231,2.534759618496342E-4,2.4574763123049397E-4,2.39341225226957E-4,2.4028431469766013E-4,2.3854746490933001E-4,2.3559454160450988E-4,null,null,0,0,0,0,0,0,null,2.534759618496342E-4,2.4574763123049397E-4,2.39341225226957E-4,2.4028431469766013E-4,2.3854746490933001E-4,2.3559454160450988E-4,null,2.7432908110487327E-4,2.6531315323888126E-4,2.5766496062808945E-4,2.5290752419220041E-4,2.4857811272619806E-4,2.4420649280389883E-4,null,2.8995452379806529E-4,2.8089101200099944E-4,2.73087996545512E-4,2.6692523129769779E-4,2.6134932378818341E-4,2.5627780666988428E-4,null,3.130467589419048E-4,3.0431004208854485E-4,2.9665901787995745E-4,2.9015839889050444E-4,2.8423001791151885E-4,2.7883181265903159E-4,null,0,0,0,0,0,0]
[null,232,2.5368848323628743E-4,2.4592718376750908E-4,2.3948969498062718E-4,2.4040603759708997E-4,2.3864270020797267E-4,2.3566469116789455E-4,null,null,0,0,0,0,0,0,null,2.5368848323628743E-4,2.4592718376750908E-4,2.3948969498062718E-4,2.4040603759708997E-4,2.3864270020797267E-4,2.3566469116789455E-4,null,2.7455908633412768E-4,2.6550700108811176E-4,2.5782479708416845E-4,2.5303564173982738E-4,2.4867735256012594E-4,2.4427920662285752E-4,null,2.901976298386313E-4,2.8109624162448344E-4,2.7325740032264629E-4,2.6706044991621399E-4,2.6145366227239446E-4,2.5635411478857256E-4,null,3.1330922616290736E-4,3.0453238254335446E-4,2.9684304339109495E-4,2.9030538693527677E-4,2.8434349105469105E-4,2.789148363563659E-4,null,0,0,0,0,0,0]
[null,233,2.539954083280977E-4,2.461958908488882E-4,2.3972262288114913E-4,2.4061008373819763E-4,2.3881735165553499E-4,2.3581111534075981E-4,null,null,0,0,0,0,0,0,null,2.539954083280977E-4,2.461958908488882E-4,2.3972262288114913E-4,2.4061008373819763E-4,2.3881735165553499E-4,2.3581111534075981E-4,null,2.7489126173170758E-4,2.6579710163842572E-4,2.5807555772208311E-4,2.5325040733713007E-4,2.4885934790112207E-4,2.4443098320254229E-4,null,2.905487255330243E-4,2.8140337542529567E-4,2.7352317072485251E-4,2.6728711915793743E-4,2.6164500799780968E-4,2.5651339380076786E-4,null,3.1368828342943488E-4,3.0486512334266369E-4,2.9713175321172933E-4,2.9055178546394508E-4,2.8455158877682685E-4,2.7908813289056854E-4,null,0,0,0,0,0,0]
[null,234,2.5408421381413086E-4,2.4625857252245307E-4,2.3976034015711246E-4,2.4062380902067199E-4,2.3880835993360497E-4,2.3578111944356705E-4,null,null,0,0,0,0,0,0,null,2.5408421381413086E-4,2.4625857252245307E-4,2.3976034015711246E-4,2.4062380902067199E-4,2.3880835993360497E-4,2.3578111944356705E-4,null,2.749873731231104E-4,2.6586477379616136E-4,2.5811616259663767E-4,2.5326485367006612E-4,2.4884997808757837E-4,2.4439989083171717E-4,null,2.9065031130954329E-4,2.814750209529998E-4,2.7356620608292009E-4,2.6730236619644559E-4,2.6163515679085181E-4,2.5648076451025329E-4,null,3.1379795958718992E-4,3.0494274225042361E-4,2.9717850307704724E-4,2.9056835960442572E-4,2.8454087511325384E-4,2.7905263202399652E-4,null,0,0,0,0,0,0]
[null,235,2.5427515232825178E-4,2.4641770919736503E-4,2.3988943248865984E-4,2.4072660080679478E-4,2.3888529065146176E-4,2.3583364818062968E-4,null,null,0,0,0,0,0,0,null,2.5427515232825178E-4,2.4641770919736503E-4,2.3988943248865984E-4,2.4072660080679478E-4,2.3888529065146176E-4,2.3583364818062968E-4,null,2.7519401988655143E-4,2.6603658034748159E-4,2.5825513811368036E-4,2.5337304556835263E-4,2.4893014365405286E-4,2.4445433971054991E-4,null,2.9086872841518381E-4,2.8165691512401853E-4,2.7371350024905564E-4,2.6741655476227375E-4,2.6171944102794506E-4,2.5653790483884441E-4,null,3.1403377162461779E-4,3.051398016808556E-4,2.9733851063218689E-4,2.9069248714108165E-4,2.8463253829367249E-4,2.791148010491026E-4,null,0,0,0,0,0,0]
[null,236,2.5450337876574181E-4,2.466120543499461E-4,2.4005187177832157E-4,2.4086188857429732E-4,2.3899356205348064E-4,2.3591627037163084E-4,null,null,0,0,0,0,0,0,null,2.5450337876574181E-4,2.466120543499461E-4,2.4005187177832157E-4,2.4086188857429732E-4,2.3899356205348064E-4,2.3591627037163084E-4,null,2.7544102219960556E-4,2.6624639854589029E-4,2.5843001360007205E-4,2.5351544060722817E-4,2.4904296774458048E-4,2.4453998208305458E-4,null,2.9112979967226742E-4,2.8187905279555034E-4,2.7389884324682768E-4,2.6756684221935476E-4,2.6183806168783759E-4,2.5662778057937652E-4,null,3.1431563482789659E-4,3.0538045987668654E-4,2.9753985112457581E-4,2.908558556158712E-4,2.8476154399300707E-4,2.7921258640153826E-4,null,0,0,0,0,0,0]
[null,237,2.54770420414872E-4,2.4684305054688721E-4,2.402490248271221E-4,2.4103100483833419E-4,2.3913445985396028E-4,2.360302211151199E-4,null,null,0,0,0,0,0,0,null,2.54770420414872E-4,2.4684305054688721E-4,2.402490248271221E-4,2.4103100483833419E-4,2.3913445985396028E-4,2.360302211151199E-4,null,2.7573003299845235E-4,2.6649578580992928E-4,2.5864226049781701E-4,2.5369344130482681E-4,2.4918979013627442E-4,2.4465809819572149E-4,null,2.9143527216615907E-4,2.8214308282994895E-4,2.7412379459425528E-4,2.6775470882209595E-4,2.6199242738144323E-4,2.5675173526190393E-4,null,3.1464543542181759E-4,3.0566650317265427E-4,2.9778421867878108E-4,2.910600741245201E-4,2.8492942414369007E-4,2.793474498501755E-4,null,0,0,0,0,0,0]
[null,238,2.551510442151359E-4,2.4718131560843123E-4,2.4054779866228412E-4,2.4129917612291188E-4,2.3937091759737353E-4,2.3623595440124819E-4,null,null,0,0,0,0,0,0,null,2.551510442151359E-4,2.4718131560843123E-4,2.4054779866228412E-4,2.4129917612291188E-4,2.3937091759737353E-4,2.3623595440124819E-4,null,2.7614197019601184E-4,2.6686098229080447E-4,2.589639081721812E-4,2.5397570082612487E-4,2.4943619065710785E-4,2.4487135188112631E-4,null,2.9187067279328913E-4,2.8252972181802761E-4,2.7446469511395157E-4,2.6805261292063592E-4,2.6225148723508292E-4,2.569755302402123E-4,null,3.1511551174061048E-4,3.0608537783118148E-4,2.981545433164332E-4,2.9138390779073081E-4,2.8521116425218889E-4,2.7959094014797604E-4,null,0,0,0,0,0,0]
[null,239,2.5538853116789331E-4,2.4738437706247279E-4,2.407184623152217E-4,2.4144244180972761E-4,2.3948684799119808E-4,2.3632589686793375E-4,null,null,0,0,0,0,0,0,null,2.5538853116789331E-4,2.4738437706247279E-4,2.407184623152217E-4,2.4144244180972761E-4,2.3948684799119808E-4,2.3632589686793375E-4,null,2.7639899487420593E-4,2.6708021075051849E-4,2.5914763767123888E-4,2.5412649290008877E-4,2.4955699579127882E-4,2.4496458211555289E-4,null,2.9214233727694493E-4,2.8276182227424975E-4,2.7465942209848866E-4,2.6821176282868729E-4,2.623784989811271E-4,2.5707336891648923E-4,null,3.1540881182441015E-4,3.0633682944972417E-4,2.9836607775484959E-4,2.9155691010407245E-4,2.8534929566316724E-4,2.7969738922294253E-4,null,0,0,0,0,0,0]
[null,240,2.5558145265204069E-4,2.4754533615327265E-4,2.4084922477625106E-4,2.4154679533038416E-4,2.3956522143184981E-4,2.3637974990077363E-4,null,null,0,0,0,0,0,0,null,2.5558145265204069E-4,2.4754533615327265E-4,2.4084922477625106E-4,2.4154679533038416E-4,2.3956522143184981E-4,2.3637974990077363E-4,null,2.7660778774389404E-4,2.6725398481177294E-4,2.5928841118128009E-4,2.5423632857780746E-4,2.4963866474539019E-4,2.4502040369862995E-4,null,2.9236302272837069E-4,2.8294579947752601E-4,2.7480862187998059E-4,2.683276862824218E-4,2.6246436384548468E-4,2.571319498031462E-4,null,3.1564707286069107E-4,3.0653614558331455E-4,2.9852815540456394E-4,2.916829235332486E-4,2.8544267785211104E-4,2.797611255839875E-4,null,0,0,0,0,0,0]
[null,241,2.5571672959070872E-4,2.4765183965534936E-4,2.40928381996818E-4,2.4160082665976727E-4,2.3959502905443445E-4,2.3638693842844969E-4,null,null,0,0,0,0,0,0,null,2.5571672959070872E-4,2.4765183965534936E-4,2.40928381996818E-4,2.4160082665976727E-4,2.3959502905443445E-4,2.3638693842844969E-4,null,2.7675419373051577E-4,2.6736896773073521E-4,2.5937362860298198E-4,2.5429319841452689E-4,2.4966972574438158E-4,2.4502785499661093E-4,null,2.9251776781759385E-4,2.8306753361726189E-4,2.7489894015572371E-4,2.6838770819900446E-4,2.6249702066709113E-4,2.5713976942448992E-4,null,3.158141419859075E-4,3.0666802919512089E-4,2.9862626931406375E-4,2.9174816975642987E-4,2.8547819372357232E-4,2.7976963337957825E-4,null,0,0,0,0,0,0]
[null,242,2.5580651159862991E-4,2.4771536298126063E-4,2.4096680641703716E-4,2.4161513519280328E-4,2.3958649767818986E-4,2.363572863729924E-4,null,null,0,0,0,0,0,0,null,2.5580651159862991E-4,2.4771536298126063E-4,2.4096680641703716E-4,2.4161513519280328E-4,2.3958649767818986E-4,2.363572863729924E-4,null,2.768513619809212E-4,2.6743754855007964E-4,2.5941499476008064E-4,2.5430825863878462E-4,2.4966083563353239E-4,2.4499711903635342E-4,null,2.926204706504876E-4,2.8314014115863082E-4,2.7494278236437839E-4,2.6840360315450736E-4,2.6248767380853891E-4,2.5710751416219016E-4,null,3.1592502416339659E-4,3.0674669032355119E-4,2.9867389567159581E-4,2.9176544820858947E-4,2.8546802856326036E-4,2.7973453945797928E-4,null,0,0,0,0,0,0]
[null,243,2.5592470041763631E-4,2.4780570676737908E-4,2.4103063082181098E-4,2.4165419265846533E-4,2.3960183258731987E-4,2.363505481580244E-4,null,null,0,0,0,0,0,0,null,2.5592470041763631E-4,2.4780570676737908E-4,2.4103063082181098E-4,2.4165419265846533E-4,2.3960183258731987E-4,2.363505481580244E-4,null,2.7697927403174571E-4,2.6753508517596942E-4,2.5948370550026993E-4,2.5434936796776532E-4,2.4967681535803635E-4,2.4499013451186529E-4,null,2.9275566841237077E-4,2.8324340464639568E-4,2.7501560591917495E-4,2.6844699101804252E-4,2.6250447452420784E-4,2.5710018438731034E-4,null,3.160709891948068E-4,3.0685856330974642E-4,2.9875300483976782E-4,2.9181261255102885E-4,2.8548630015335399E-4,2.7972656461832117E-4,null,0,0,0,0,0,0]
[null,244,2.5614951129543427E-4,2.4799674578012413E-4,2.4118984803836029E-4,2.4178623387282504E-4,2.3970686986271849E-4,2.3642996594966254E-4,null,null,0,0,0,0,0,0,null,2.5614951129543427E-4,2.4799674578012413E-4,2.4118984803836029E-4,2.4178623387282504E-4,2.3970686986271849E-4,2.3642996594966254E-4,null,2.772225797917028E-4,2.6774133401185539E-4,2.5965511223471194E-4,2.5448834589754431E-4,2.4978626933062166E-4,2.4507245535100743E-4,null,2.9301283256529822E-4,2.8346176338032498E-4,2.7519727253612228E-4,2.6859367196859955E-4,2.6261955191942733E-4,2.5718657440854337E-4,null,3.1634863412869323E-4,3.0709512750252374E-4,2.9895035163218233E-4,2.9197206060902793E-4,2.8561145238114764E-4,2.7982055748695483E-4,null,0,0,0,0,0,0]
[null,245,2.5632042521286057E-4,2.4813686895738422E-4,2.4130081391476093E-4,2.4187122273466939E-4,2.3976649638263992E-4,2.3646575015591158E-4,null,null,0,0,0,0,0,0,null,2.5632042521286057E-4,2.4813686895738422E-4,2.4130081391476093E-4,2.4187122273466939E-4,2.3976649638263992E-4,2.3646575015591158E-4,null,2.7740755456238112E-4,2.6789261328081349E-4,2.5977457355253012E-4,2.5457779960433335E-4,2.4984840307744701E-4,2.4510954761743401E-4,null,2.9320834326846778E-4,2.8362192500983215E-4,2.7532388444279413E-4,2.6868808375587778E-4,2.6268487791510385E-4,2.5722550017409152E-4,null,3.1655971547746471E-4,3.0726864246075997E-4,2.9908789178173235E-4,2.9207468999666524E-4,2.8568249755797111E-4,2.7986290895666647E-4,null,0,0,0,0,0,0]
[null,246,2.5655647911608384E-4,2.4833850738440475E-4,2.4147005153622893E-4,2.4201300676337387E-4,2.3988090897520637E-4,2.3655414986887101E-4,null,null,0,0,0,0,0,0,null,2.5655647911608384E-4,2.4833850738440475E-4,2.4147005153622893E-4,2.4201300676337387E-4,2.3988090897520637E-4,2.3655414986887101E-4,null,2.7766302829602404E-4,2.68110305417332E-4,2.5995676784451214E-4,2.5472703218206013E-4,2.4996762658855445E-4,2.4520117870412925E-4,null,2.9347836846770298E-4,2.8385239893765994E-4,2.755169843274588E-4,2.6884558773071645E-4,2.6281022677895134E-4,2.5732166065554072E-4,null,3.1685124572278028E-4,3.0751833194059757E-4,2.992976586805415E-4,2.9224590311479535E-4,2.8581882050421082E-4,2.7996753214545145E-4,null,0,0,0,0,0,0]
[null,247,2.5669237739419395E-4,2.4844553848192081E-4,2.415496423053304E-4,2.4206738277635201E-4,2.3991097393010301E-4,2.3656151332013142E-4,null,null,0,0,0,0,0,0,null,2.5669237739419395E-4,2.4844553848192081E-4,2.415496423053304E-4,2.4206738277635201E-4,2.3991097393010301E-4,2.3656151332013142E-4,null,2.7781010673883036E-4,2.6822585793694097E-4,2.600424520068099E-4,2.5478426481014509E-4,2.4999895574038703E-4,2.4520881131987241E-4,null,2.9363382431537725E-4,2.8397473612213795E-4,2.7560779728146126E-4,2.6890599254681731E-4,2.6284316553030194E-4,2.5732967055732233E-4,null,3.1701908221188057E-4,3.0765086887544747E-4,2.9939630996542383E-4,2.9231156556506241E-4,2.8585464298789155E-4,2.7997624696731615E-4,null,0,0,0,0,0,0]
[null,248,2.5690546225807235E-4,2.4862546297851955E-4,2.4169828514614732E-4,2.4218906359671204E-4,2.4000596522156422E-4,2.3663123309717961E-4,null,null,2.9676066342695432E-2,2.9676066342695432E-2,2.9676066342695432E-2,2.9676066342695432E-2,2.9676066342695432E-2,2.9676066342695432E-2,null,2.5690546225807235E-4,2.4862546297851955E-4,2.4169828514614732E-4,2.4218906359671204E-4,2.4000596522156422E-4,2.3663123309717961E-4,null,2.7804072180180741E-4,2.6842010735980828E-4,2.6020247480142221E-4,2.5491233806810063E-4,2.5009794130691074E-4,2.4528107964203323E-4,null,2.9387757492503499E-4,2.8418039089765027E-4,2.7577739855078309E-4,2.690411644208531E-4,2.629472366835988E-4,2.5740551115796501E-4,null,3.172822453360283E-4,3.0787366992894518E-4,2.9958055001487552E-4,2.9245850279671556E-4,2.8596782539577721E-4,2.8005876200217275E-4,null,2.9676066342695432E-2,0,1.0559253962473723E-2,1.9268550739825814E-2,2.9676066342695432E-2,2.9676066342695432E-2]
[null,249,2.5712113456443199E-4,2.4880782160763932E-4,2.4184922333061519E-4,2.4231296931473211E-4,2.4010309085232705E-4,2.3670299126376515E-4,null,null,8.2996019889278516E-2,8.2996019889278516E-2,8.2996019889278516E-2,8.2996019889278516E-2,8.2996019889278516E-2,8.2996019889278516E-2,null,2.5712113456443199E-4,2.4880782160763932E-4,2.4184922333061519E-4,2.4231296931473211E-4,2.4010309085232705E-4,2.3670299126376515E-4,null,2.7827413717260499E-4,2.6861698471186994E-4,2.6036496866900104E-4,2.5504275310753898E-4,2.5019915095926039E-4,2.453554608652676E-4,null,2.9412428534455814E-4,2.8438882790118955E-4,2.7594961880393615E-4,2.6917880787245851E-4,2.6305364618969861E-4,2.5748356910199863E-4,null,3.1754860399192116E-4,3.0809948517617576E-4,2.9976763510029011E-4,2.9260812673200789E-4,2.8608355087532433E-4,2.8014368952012741E-4,null,8.2996019889278516E-2,0,2.9531408973316516E-2,5.3888982521222574E-2,8.2996019889278516E-2,8.2996019889278516E-2]
[null,250,2.5725975776192235E-4,2.4891739724310302E-4,2.4193119228750336E-4,2.4236962540403838E-4,2.4013531870020527E-4,2.367123968206285E-4,null,null,0.19350328669199807,0.19350328669199807,0.19350328669199807,0.19350328669199807,0.19350328669199807,0.19350328669199807,null,2.5725975776192235E-4,2.4891739724310302E-4,2.4193119228750336E-4,2.4236962540403838E-4,2.4013531870020527E-4,2.367123968206285E-4,null,2.7842416471016656E-4,2.6873528435617357E-4,2.6045321309086896E-4,2.5510238559455704E-4,2.5023273395124833E-4,2.4536521023398738E-4,null,2.9428285826375085E-4,2.8451407350775732E-4,2.7604314526681058E-4,2.6924174556259249E-4,2.6308895457687151E-4,2.5749380038947683E-4,null,3.17719805798877E-4,3.0823517302013535E-4,2.9986923410490801E-4,2.9267654251762079E-4,2.8612195045246155E-4,2.8015482122314316E-4,null,0.19350328669199807,0,6.8851791984792562E-2,0.12564090721766358,0.19350328669199807,0.19350328669199807]
[null,251,2.5735749693481518E-4,2.4898834804072174E-4,2.4197655526554573E-4,2.423905822694959E-4,2.40133090066817E-4,2.3668869171716541E-4,null,null,0.22848992569708321,0.22848992569708321,0.22848992569708321,0.22848992569708321,0.22848992569708321,0.22848992569708321,null,2.5735749693481518E-4,2.4898834804072174E-4,2.4197655526554573E-4,2.423905822694959E-4,2.40133090066817E-4,2.3668869171716541E-4,null,2.7852994475057743E-4,2.688118839951885E-4,2.6050204901514477E-4,2.5512444341786673E-4,2.5023041160637739E-4,2.4534063861132222E-4,null,2.943946634034799E-4,2.8459517069370207E-4,2.7609490436004318E-4,2.6926502596758505E-4,2.6308651291676326E-4,2.5746801417269509E-4,null,3.1784051519898141E-4,3.0832303160945908E-4,2.9992546067641237E-4,2.92701849248668E-4,2.8611929502911381E-4,2.8012676566242063E-4,null,0.22848992569708321,0,8.1300638886599552E-2,0.14835759146754185,0.22848992569708321,0.22848992569708321]
[null,252,2.5767955843179497E-4,2.4927116289071862E-4,2.4222263848124124E-4,2.4260720509282645E-4,2.4031963658964866E-4,2.3684631225537439E-4,null,null,0.24681196513738715,0.24681196513738715,0.24681196513738715,0.24681196513738715,0.24681196513738715,0.24681196513738715,null,2.5767955843179497E-4,2.4927116289071862E-4,2.4222263848124124E-4,2.4260720509282645E-4,2.4031963658964866E-4,2.3684631225537439E-4,null,2.7887850180459162E-4,2.6911721552273874E-4,2.6076697212658659E-4,2.5535244640674678E-4,2.5042480219694078E-4,2.4550402082963561E-4,null,2.9476307383304902E-4,2.8491842975840508E-4,2.7637568495809538E-4,2.6950566629941285E-4,2.6329089072314916E-4,2.576394724991199E-4,null,3.1823826616153344E-4,3.086732421017226E-4,3.002304762666674E-4,2.9296343491088577E-4,2.8634156576901005E-4,2.8031331336459482E-4,null,0.24681196513738715,0,8.7819935121029549E-2,0.1602540181211197,0.24681196513738715,0.24681196513738715]
[null,253,2.5777493880772422E-4,2.4933986659256388E-4,2.4226585095554168E-4,2.4262604020292407E-4,2.4031533641172227E-4,2.3682059380825493E-4,null,null,0.14732047220123803,0.14732047220123803,0.14732047220123803,0.14732047220123803,0.14732047220123803,0.14732047220123803,null,2.5777493880772422E-4,2.4933986659256388E-4,2.4226585095554168E-4,2.4262604020292407E-4,2.4031533641172227E-4,2.3682059380825493E-4,null,2.7898172899305232E-4,2.6919138916048439E-4,2.6081349290660972E-4,2.5537227100939995E-4,2.504203212014553E-4,2.4547736226730802E-4,null,2.9487218071356125E-4,2.8499695850044382E-4,2.764249903296263E-4,2.6952658970477809E-4,2.632861795073177E-4,2.5761149618365079E-4,null,3.1835606241066664E-4,3.0875831810548907E-4,3.002840373285947E-4,2.9298617948909819E-4,2.8633644209414937E-4,2.8028287496317746E-4,null,0.14732047220123803,0.11597498175469276,0.13335235358198244,0.14267474738502769,0.14732047220123803,0.14732047220123803]
[null,254,2.5786521272492136E-4,2.4940373766868241E-4,2.4230447406325682E-4,2.426403886550808E-4,2.4030669517946396E-4,2.3679069369923116E-4,null,null,8.3582325151368264E-2,8.3582325151368264E-2,8.3582325151368264E-2,8.3582325151368264E-2,8.3582325151368264E-2,8.3582325151368264E-2,null,2.5786521272492136E-4,2.4940373766868241E-4,2.4230447406325682E-4,2.426403886550808E-4,2.4030669517946396E-4,2.3679069369923116E-4,null,2.790794296214343E-4,2.6926034541662782E-4,2.6085507296252913E-4,2.5538737324990829E-4,2.5041131661527282E-4,2.4544636918610413E-4,null,2.9497544624801776E-4,2.8506996352237912E-4,2.7646905924043049E-4,2.6954252900533341E-4,2.6327671229202674E-4,2.5757897109071945E-4,null,3.1846755210376945E-4,3.0883740985406281E-4,3.0033190995559984E-4,2.930035061461028E-4,2.8632614604006849E-4,2.8024748746420991E-4,null,8.3582325151368264E-2,1.1431007411091015E-2,3.7717160786504111E-2,5.8904182842745331E-2,8.3582325151368264E-2,8.3582325151368264E-2]
[null,255,2.5797126826282283E-4,2.494825050598282E-4,2.4235720006581541E-4,2.4266847325021888E-4,2.403112951193949E-4,2.3677350145319046E-4,null,null,0,0,0,0,0,0,null,2.5797126826282283E-4,2.494825050598282E-4,2.4235720006581541E-4,2.4266847325021888E-4,2.403112951193949E-4,2.3677350145319046E-4,null,2.7919421020278131E-4,2.6934538397758014E-4,2.6091183561743929E-4,2.5541693325441072E-4,2.5041610997741194E-4,2.4542854849263462E-4,null,2.9509676458828153E-4,2.8515999512146646E-4,2.7652921953413216E-4,2.6957372740903519E-4,2.6328175192299026E-4,2.57560269506731E-4,null,3.1859853234412686E-4,3.0893494775501734E-4,3.0039726285968453E-4,2.930374200583322E-4,2.8633162688225419E-4,2.8022714002706403E-4,null,0,0,0,0,0,0]
[null,256,2.5821209072135194E-4,2.4968855107123988E-4,2.425305058319149E-4,2.4281409645229436E-4,2.4042928958836957E-4,2.3686522440397249E-4,null,null,0,0,0,0,0,0,null,2.5821209072135194E-4,2.4968855107123988E-4,2.425305058319149E-4,2.4281409645229436E-4,2.4042928958836957E-4,2.3686522440397249E-4,null,2.7945484479422589E-4,2.695678346141385E-4,2.6109840950731686E-4,2.5557020669445273E-4,2.5053906597873016E-4,2.4552362429518742E-4,null,2.9537224460134928E-4,2.8539550694460958E-4,2.7672696116601785E-4,2.6973549621589726E-4,2.6341102504139877E-4,2.5766004497897925E-4,null,3.1889595182948104E-4,3.0919009516006422E-4,3.0061207214845313E-4,2.9321326921939245E-4,2.8647221764494738E-4,2.8033569634782938E-4,null,0,0,0,0,0,0]
[null,257,2.5841998525475958E-4,2.4986348703330297E-4,2.4267432575267962E-4,2.429309619954378E-4,2.405195253748744E-4,2.3693027085100698E-4,null,null,0,0,0,0,0,0,null,2.5841998525475958E-4,2.4986348703330297E-4,2.4267432575267962E-4,2.429309619954378E-4,2.405195253748744E-4,2.3693027085100698E-4,null,2.7967984252537278E-4,2.6975669833370901E-4,2.6125324014372828E-4,2.5569321170714767E-4,2.5063309607675809E-4,2.4559104845786736E-4,null,2.9561005792295406E-4,2.8559545979531758E-4,2.7689105949044033E-4,2.6986531893101516E-4,2.6350988612882845E-4,2.5773080196962999E-4,null,3.1915270481469544E-4,3.0940671889601501E-4,3.0079033427778405E-4,2.9335439170142646E-4,2.8657973385445428E-4,2.804126803840899E-4,null,0,0,0,0,0,0]
[null,258,2.5860091557149736E-4,2.500129457363101E-4,2.4279399666490113E-4,2.4302427271307429E-4,2.4058702245186801E-4,2.3697346302134752E-4,null,null,0,0,0,0,0,0,null,2.5860091557149736E-4,2.500129457363101E-4,2.4279399666490113E-4,2.4302427271307429E-4,2.4058702245186801E-4,2.3697346302134752E-4,null,2.798756577307773E-4,2.6991805638861791E-4,2.6138207294658801E-4,2.5579142445402515E-4,2.5070343132857048E-4,2.4563581947999549E-4,null,2.9581702651850655E-4,2.8576629198657746E-4,2.7702760383056541E-4,2.6996897523883119E-4,2.6358383499865471E-4,2.5777778605765169E-4,null,3.193761565725497E-4,3.0959179406428775E-4,3.0093866415808264E-4,2.9346707025251203E-4,2.8666015682356926E-4,2.8046379935767348E-4,null,0,0,0,0,0,0]
[null,259,2.5875434358668421E-4,2.5013641899099417E-4,2.4288903712256979E-4,2.4309355929752382E-4,2.4063132805400025E-4,2.369943660309012E-4,null,null,0,0,0,0,0,0,null,2.5875434358668421E-4,2.5013641899099417E-4,2.4288903712256979E-4,2.4309355929752382E-4,2.4063132805400025E-4,2.369943660309012E-4,null,2.8004170805805416E-4,2.7005136012943885E-4,2.6148438961084031E-4,2.5586435097257432E-4,2.5074959993055254E-4,2.4565748658067358E-4,null,2.9599253486555513E-4,2.8590742265501815E-4,2.7713604485718295E-4,2.7004594379836157E-4,2.6363237560738295E-4,2.5780052417970125E-4,null,3.1956564255983879E-4,3.0974469137256118E-4,3.0105646504593266E-4,2.9355073815415499E-4,2.8671294708102358E-4,2.8048853857278513E-4,null,0,0,0,0,0,0]
[null,260,2.5898033232473947E-4,2.503284169093333E-4,2.4304899095079765E-4,2.4322611648775101E-4,2.4073666813837811E-4,2.3707388735703949E-4,null,null,0,0,0,0,0,0,null,2.5898033232473947E-4,2.503284169093333E-4,2.4304899095079765E-4,2.4322611648775101E-4,2.4073666813837811E-4,2.3707388735703949E-4,null,2.8028628857921432E-4,2.7025864421545333E-4,2.6165658935124676E-4,2.5600387198474031E-4,2.5085936944488807E-4,2.457399147389284E-4,null,2.9625104638849556E-4,2.861268774237755E-4,2.7731855194700468E-4,2.7019319793230738E-4,2.6374778475595813E-4,2.5788702682491289E-4,null,3.1984474216947964E-4,3.0998244298106349E-4,3.0125472485488628E-4,2.9371080928541524E-4,2.8683846010662162E-4,2.8058265397699265E-4,null,0,0,0,0,0,0]
[null,261,2.5908405147035351E-4,2.5040492122147743E-4,2.4309950972706005E-4,2.4325197513188512E-4,2.4073904882226347E-4,2.3705449455572265E-4,null,null,0,0,0,0,0,0,null,2.5908405147035351E-4,2.5040492122147743E-4,2.4309950972706005E-4,2.4325197513188512E-4,2.4073904882226347E-4,2.3705449455572265E-4,null,2.8039854055648923E-4,2.7034123951938247E-4,2.6171097579672555E-4,2.5603108909907901E-4,2.5086185023380546E-4,2.4571981305082066E-4,null,2.9636969209854953E-4,2.8621432231003144E-4,2.7737619379865114E-4,2.7022192358830876E-4,2.6375039300050111E-4,2.578659314949752E-4,null,3.1997283692898967E-4,3.1007717850438057E-4,3.0131734194283798E-4,2.9374203522202652E-4,2.868412966985914E-4,2.8055970212969227E-4,null,0,0,0,0,0,0]
[null,262,2.592674013234495E-4,2.5055662790644529E-4,2.432212687600532E-4,2.4334727244254903E-4,2.4080841530041156E-4,2.3709943698446335E-4,null,null,0,0,0,0,0,0,null,2.592674013234495E-4,2.5055662790644529E-4,2.432212687600532E-4,2.4334727244254903E-4,2.4080841530041156E-4,2.3709943698446335E-4,null,2.805969743501851E-4,2.7050502453230282E-4,2.6184205658488709E-4,2.5613139280359888E-4,2.5093413349295087E-4,2.4576639831050493E-4,null,2.9657942843392017E-4,2.8638772395811468E-4,2.7751512068159784E-4,2.7032778674763747E-4,2.6382638996053781E-4,2.5791481949970414E-4,null,3.201992768519131E-4,3.1026503735557891E-4,3.0146826001017679E-4,2.9385711270894283E-4,2.8692394706477319E-4,2.8061289257623538E-4,null,0,0,0,0,0,0]
[null,263,2.5940484982457353E-4,2.5066497127834367E-4,2.4330193280304476E-4,2.4340249481760617E-4,2.4083910393937522E-4,2.371072142234055E-4,null,null,0,0,0,0,0,0,null,2.5940484982457353E-4,2.5066497127834367E-4,2.4330193280304476E-4,2.4340249481760617E-4,2.4083910393937522E-4,2.371072142234055E-4,null,2.8074573055072359E-4,2.7062199380475097E-4,2.6192889618989793E-4,2.5618951625694744E-4,2.5096611255405146E-4,2.4577445983957444E-4,null,2.9673665760231687E-4,2.8651156108005864E-4,2.7760715823957783E-4,2.7038913176407551E-4,2.6386001201157987E-4,2.5792327951632623E-4,null,3.2036902789056907E-4,3.103991992838031E-4,3.0156824159817695E-4,2.9392379719456841E-4,2.8696051266988512E-4,2.8062209712578459E-4,null,0,0,0,0,0,0]
[null,264,2.5967753538367293E-4,2.5090103759690924E-4,2.4350359789875809E-4,2.4357566687151189E-4,2.4098358407987386E-4,2.3722428832871246E-4,null,null,0,0,0,0,0,0,null,2.5967753538367293E-4,2.5090103759690924E-4,2.4350359789875809E-4,2.4357566687151189E-4,2.4098358407987386E-4,2.3722428832871246E-4,null,2.8104084957626137E-4,2.7087685485483929E-4,2.6214600057255393E-4,2.5637178581319238E-4,2.5111666791906116E-4,2.4589581348580264E-4,null,2.9704858623988206E-4,2.8678138629379204E-4,2.7783725782609616E-4,2.705815038321451E-4,2.6401830246767204E-4,2.5805063176617704E-4,null,3.207057988011652E-4,3.1069152092685892E-4,3.0181820175100173E-4,2.9413291332417129E-4,2.8713266118941518E-4,2.8076065714833799E-4,null,0,0,0,0,0,0]
[null,265,2.5977536670673606E-4,2.5097194396381527E-4,2.4354877162444168E-4,2.435962661885929E-4,2.4098084350155993E-4,2.3719993106349494E-4,null,null,0,0,0,0,0,0,null,2.5977536670673606E-4,2.5097194396381527E-4,2.4354877162444168E-4,2.435962661885929E-4,2.4098084350155993E-4,2.3719993106349494E-4,null,2.8114672934791048E-4,2.7095340652573174E-4,2.6219463275549128E-4,2.5639346730451057E-4,2.5111381210256642E-4,2.4587056586218391E-4,null,2.9716049679141647E-4,2.8686243269516657E-4,2.7788880098265738E-4,2.7060438704648788E-4,2.640152999277398E-4,2.5802413613319714E-4,null,3.2082662200816451E-4,3.1077932449749551E-4,3.0187419374771084E-4,2.9415778829310128E-4,2.8712939578215733E-4,2.8073182973847627E-4,null,0,0,0,0,0,0]
[null,266,2.6014575254792847E-4,2.5130027044393112E-4,2.4383782830915499E-4,2.4385461067578094E-4,2.4120747862216109E-4,2.3739590090291786E-4,null,null,0,0,0,0,0,0,null,2.6014575254792847E-4,2.5130027044393112E-4,2.4383782830915499E-4,2.4385461067578094E-4,2.4120747862216109E-4,2.3739590090291786E-4,null,2.8154758632356662E-4,2.7130787315190102E-4,2.6250581934365765E-4,2.5666538378281103E-4,2.5134997697054325E-4,2.4607369920667853E-4,null,2.9758418608100758E-4,2.8723771182524282E-4,2.7821861424755391E-4,2.7089137482629326E-4,2.6426359825083568E-4,2.5823731051439764E-4,null,3.2128405428812187E-4,3.1118589218029498E-4,3.0223247415726991E-4,2.9446975548438046E-4,2.8739943220619702E-4,2.8096376476201561E-4,null,0,0,0,0,0,0]
[null,267,2.6050617024543589E-4,2.5161917286374943E-4,2.4411794596977514E-4,2.4410422869326789E-4,2.4142568249792829E-4,2.3758376059353307E-4,null,null,0,0,0,0,0,0,null,2.6050617024543589E-4,2.5161917286374943E-4,2.4411794596977514E-4,2.4410422869326789E-4,2.4142568249792829E-4,2.3758376059353307E-4,null,2.819376550900471E-4,2.7165216540877386E-4,2.6280738254459175E-4,2.5692811535093618E-4,2.5157735606949264E-4,2.462684259430109E-4,null,2.9799647267846866E-4,2.8760221919804554E-4,2.7853822809871239E-4,2.7116866861110655E-4,2.6450265941797656E-4,2.5844166274235957E-4,null,3.2172917575544637E-4,3.1158079002045373E-4,3.0257967481194865E-4,2.9477118491550819E-4,2.8765942277679996E-4,2.811861012291641E-4,null,0,0,0,0,0,0]
[null,268,2.6066624011194888E-4,2.5174883659615757E-4,2.4421875893325027E-4,2.4417903380145851E-4,2.4147520746273051E-4,2.3760957630627092E-4,null,null,0,0,0,0,0,0,null,2.6066624011194888E-4,2.5174883659615757E-4,2.4421875893325027E-4,2.4417903380145851E-4,2.4147520746273051E-4,2.3760957630627092E-4,null,2.8211089368463679E-4,2.7179215249037328E-4,2.6291591365217671E-4,2.5700685030595488E-4,2.5162896350237001E-4,2.4629518532641605E-4,null,2.9817957872758086E-4,2.8775042561954219E-4,2.7865325554622016E-4,2.7125176754676185E-4,2.6455691828870744E-4,2.5846974486256924E-4,null,3.2192686453252217E-4,3.1174135301619417E-4,3.0270463061388267E-4,2.9486151678110971E-4,2.8771843192048615E-4,2.8121665474678276E-4,null,0,0,0,0,0,0]
[null,269,2.6095455090231116E-4,2.5199961556297541E-4,2.4443431265498765E-4,2.4436568576661198E-4,2.4163263587100077E-4,2.3773903303001486E-4,null,null,0,0,0,0,0,0,null,2.6095455090231116E-4,2.5199961556297541E-4,2.4443431265498765E-4,2.4436568576661198E-4,2.4163263587100077E-4,2.3773903303001486E-4,null,2.8242292340775358E-4,2.7206289755562287E-4,2.631479699607881E-4,2.5720330793346156E-4,2.5179301159498831E-4,2.4642937422680432E-4,null,2.9850938127499137E-4,2.8803706747820558E-4,2.7889920203521873E-4,2.7145911407719782E-4,2.6472939468900002E-4,2.5861056682301793E-4,null,3.2228293284697806E-4,3.1205189337650259E-4,3.0297180546155186E-4,2.9508691075002874E-4,2.8790600833979304E-4,2.8136986989640633E-4,null,0,0,0,0,0,0]
[null,270,2.6109381335762859E-4,2.5210960856859144E-4,2.4451646838577219E-4,2.4442227855100236E-4,2.416645658784829E-4,2.377479250489478E-4,null,null,0,0,0,0,0,0,null,2.6109381335762859E-4,2.5210960856859144E-4,2.4451646838577219E-4,2.4442227855100236E-4,2.416645658784829E-4,2.377479250489478E-4,null,2.8257364279400568E-4,2.7218164779955437E-4,2.6323641545578335E-4,2.5726287378987343E-4,2.5182628422273251E-4,2.464385912856664E-4,null,2.9866868544971411E-4,2.8816279014135318E-4,2.7899294160684251E-4,2.7152198144364325E-4,2.6476437676632865E-4,2.5862023948815477E-4,null,3.2245492414730215E-4,3.121880980511961E-4,3.030736359689567E-4,2.9515525009098044E-4,2.8794405303920751E-4,2.8138039381491641E-4,null,0,0,0,0,0,0]
[null,271,2.6124834725263973E-4,2.5223401657935638E-4,2.4461227161687673E-4,2.4449216425249053E-4,2.4170931011829479E-4,2.3776911548929755E-4,null,null,0,0,0,0,0,0,null,2.6124834725263973E-4,2.5223401657935638E-4,2.4461227161687673E-4,2.4449216425249053E-4,2.4170931011829479E-4,2.3776911548929755E-4,null,2.8274088998032112E-4,2.7231596071829525E-4,2.6333955329067659E-4,2.573364308997583E-4,2.5187290990660649E-4,2.4646055632392047E-4,null,2.9884545882740104E-4,2.8830498924158391E-4,2.791022529568622E-4,2.7159961554580099E-4,2.6481339794046983E-4,2.5864329027506269E-4,null,3.2264577591339027E-4,3.123421528707786E-4,3.031923823003597E-4,2.9523964146406972E-4,2.8799736593476905E-4,2.8140547321129597E-4,null,0,0,0,0,0,0]
[null,272,2.6142485752054731E-4,2.5237917247662652E-4,2.447277224879638E-4,2.4458119234708402E-4,2.4177251247372935E-4,2.378080259065479E-4,null,null,0.22310042732633528,0.22310042732633528,0.22310042732633528,0.22310042732633528,0.22310042732633528,0.22310042732633528,null,2.6142485752054731E-4,2.5237917247662652E-4,2.447277224879638E-4,2.4458119234708402E-4,2.4177251247372935E-4,2.378080259065479E-4,null,2.8293192150554867E-4,2.7247267339390938E-4,2.6346384297008688E-4,2.5743013603825434E-4,2.5193876984873478E-4,2.4650088907724116E-4,null,2.9904737127031336E-4,2.8847090330015677E-4,2.7923398223607312E-4,2.7169851440555907E-4,2.6488264157238569E-4,2.5868561670725257E-4,null,3.2286376884212885E-4,3.1252189986156949E-4,3.0333548151779537E-4,2.9534714847889926E-4,2.8807267173030138E-4,2.8145152462700091E-4,null,0.22310042732633528,0,7.938296282502566E-2,0.14485821181190475,0.22310042732633528,0.22310042732633528]
[null,273,2.6174092059844811E-4,2.5265612788720243E-4,2.4496803711421164E-4,2.4479193621280401E-4,2.4195314042431767E-4,2.3795972448142463E-4,null,null,0.29867743062993996,0.29867743062993996,0.29867743062993996,0.29867743062993996,0.29867743062993996,0.29867743062993996,null,2.6174092059844811E-4,2.5265612788720243E-4,2.4496803711421164E-4,2.4479193621280401E-4,2.4195314042431767E-4,2.3795972448142463E-4,null,2.8327398665878458E-4,2.7277167897503553E-4,2.6372255585438745E-4,2.576519512215925E-4,2.521269929978674E-4,2.4665813286006266E-4,null,2.9940892002852361E-4,2.8878746499056367E-4,2.7950818088179482E-4,2.7193262396519745E-4,2.6508053507237085E-4,2.5885063317062046E-4,null,3.2325411166373634E-4,3.1286485459210747E-4,3.0363334704822071E-4,2.9560163493062733E-4,2.8828789047366781E-4,2.8163106354298171E-4,null,0.29867743062993996,0,0.10627455830772375,0.1939300566481709,0.29867743062993996,0.29867743062993996]
[null,274,2.6182337672887412E-4,2.5271243140215888E-4,2.4499928477382266E-4,2.447988527333651E-4,2.4193709528896068E-4,2.3792248813516467E-4,null,null,0.4925189703577591,0.4925189703577591,0.4925189703577591,0.4925189703577591,0.4925189703577591,0.4925189703577591,null,2.6182337672887412E-4,2.5271243140215888E-4,2.4499928477382266E-4,2.447988527333651E-4,2.4193709528896068E-4,2.3792248813516467E-4,null,2.8336322634181477E-4,2.7283246516864696E-4,2.6375619580494656E-4,2.5765923109790625E-4,2.5211027318293666E-4,2.4661953537192464E-4,null,2.9950324269272205E-4,2.888518202448387E-4,2.7954383441683385E-4,2.7194030733750947E-4,2.650629562426095E-4,2.5881012777909947E-4,null,3.2335594626847129E-4,3.1293457540658833E-4,3.0367207794383829E-4,2.9560998706353465E-4,2.8826877264690051E-4,2.8158699343060239E-4,null,0.4925189703577591,7.7034685293469962E-2,0.22900540082940846,0.35102304121601052,0.4925189703577591,0.4925189703577591]
[null,275,2.6217859139483318E-4,2.5302634804126047E-4,2.4527459861295112E-4,2.4504369345476699E-4,2.4215059898729133E-4,2.3810574558891552E-4,null,null,0.53191417392971119,0.53191417392971119,0.53191417392971119,0.53191417392971119,0.53191417392971119,0.53191417392971119,null,2.6217859139483318E-4,2.5302634804126047E-4,2.4527459861295112E-4,2.4504369345476699E-4,2.4215059898729133E-4,2.3810574558891552E-4,null,2.8374766403048727E-4,2.7317137469529097E-4,2.640525874084078E-4,2.5791693439722107E-4,2.5233275446736897E-4,2.4680949164067296E-4,null,2.999095774731985E-4,2.8921062884046866E-4,2.7985796711452329E-4,2.7221229415559835E-4,2.6529686795995352E-4,2.5900947373161317E-4,null,3.2379464191083386E-4,3.1332329933926259E-4,3.0401332435070846E-4,2.9590564760964463E-4,2.885231629420301E-4,2.8180388303960873E-4,null,0.53191417392971119,9.978266079631673E-2,0.25889757697247706,0.38582498270430626,0.53191417392971119,0.53191417392971119]
[null,276,2.624549589715117E-4,2.5326578439249119E-4,2.4547933613291176E-4,2.4521971900877702E-4,2.422976955450112E-4,2.3822520164396311E-4,null,null,0.45984372709745092,0.45984372709745092,0.45984372709745092,0.45984372709745092,0.45984372709745092,0.45984372709745092,null,2.624549589715117E-4,2.5326578439249119E-4,2.4547933613291176E-4,2.4521971900877702E-4,2.422976955450112E-4,2.3822520164396311E-4,null,2.8404676798813347E-4,2.7342987408764298E-4,2.6427299943717443E-4,2.5810220736069038E-4,2.5248603626694887E-4,2.4693331430671901E-4,null,3.0022571801964048E-4,2.894843060216902E-4,2.8009157233272472E-4,2.724078360983904E-4,2.6545802492679136E-4,2.5913941704682131E-4,null,3.2413596017046102E-4,3.1361979410405731E-4,3.0426709271650965E-4,2.9611820951981187E-4,2.8869842893050471E-4,2.8194526215703298E-4,null,0.45984372709745092,8.0494558532427984E-2,0.21979346252069798,0.33120988586196121,0.45984372709745092,0.45984372709745092]
[null,277,2.6273519033877366E-4,2.5350886137207626E-4,2.4568751318428475E-4,2.4539908618666819E-4,2.4244800514287211E-4,2.3834773347261611E-4,null,null,0.32188158888726037,0.32188158888726037,0.32188158888726037,0.32188158888726037,0.32188158888726037,0.32188158888726037,null,2.6273519033877366E-4,2.5350886137207626E-4,2.4568751318428475E-4,2.4539908618666819E-4,2.4244800514287211E-4,2.3834773347261611E-4,null,2.8435005360510787E-4,2.7369230396178084E-4,2.6449711432459025E-4,2.5829099749848561E-4,2.5264266621132956E-4,2.470603251785686E-4,null,3.0054627840751634E-4,2.897621444628907E-4,2.8032910205136097E-4,2.7260709015917279E-4,2.6562270205624547E-4,2.5927270616328627E-4,null,3.2448205027160943E-4,3.1392079707005913E-4,3.0452512431782241E-4,2.9633480665065625E-4,2.8887752326591724E-4,2.8209028152657801E-4,null,0.32188158888726037,4.2088747316690281E-2,0.14390264996055963,0.226060616465388,0.32188158888726037,0.32188158888726037]
[null,278,2.6288061927003814E-4,2.5362460800122633E-4,2.4577504110214317E-4,2.4546082318686321E-4,2.4248480875859929E-4,2.3836122085135774E-4,null,null,0.12908863357048633,0.12908863357048633,0.12908863357048633,0.12908863357048633,0.12908863357048633,0.12908863357048633,null,2.6288061927003814E-4,2.5362460800122633E-4,2.4577504110214317E-4,2.4546082318686321E-4,2.4248480875859929E-4,2.3836122085135774E-4,null,2.8450744677481406E-4,2.738172659115779E-4,2.6459134329616607E-4,2.5835597781936095E-4,2.5268101737696628E-4,2.4707430557657431E-4,null,3.0071263649608443E-4,2.8989444355214284E-4,2.8042897128077217E-4,2.7267567209335937E-4,2.6566302359178106E-4,2.5928737762306669E-4,null,3.2466165726572645E-4,3.1406412647434225E-4,3.0463361355165301E-4,2.9640935795522815E-4,2.8892137488413218E-4,2.8210624416406924E-4,null,0.12908863357048633,8.0094433565548705E-3,5.1521346480444846E-2,8.7064029124433756E-2,0.12908863357048633,0.12908863357048633]
[null,279,2.6301186718719744E-4,2.537269519117202E-4,2.4584986087818257E-4,2.4551015982150363E-4,2.425096369196646E-4,2.3836319402430564E-4,null,null,0,0,0,0,0,0,null,2.6301186718719744E-4,2.537269519117202E-4,2.4584986087818257E-4,2.4551015982150363E-4,2.425096369196646E-4,2.3836319402430564E-4,null,2.8464949227786104E-4,2.7392775806758351E-4,2.6467189120273386E-4,2.5840790632803031E-4,2.5270688953378181E-4,2.4707635087712341E-4,null,3.0086277273402081E-4,2.9001142325382626E-4,2.8051434053849702E-4,2.7273047880277537E-4,2.6569022498378829E-4,2.5928952402438747E-4,null,3.2482375048665667E-4,3.1419085925119119E-4,3.0472635127895765E-4,2.9646893503969962E-4,2.8895095771230009E-4,2.8210857946176334E-4,null,0,0,0,0,0,0]
[null,280,2.6338087814085936E-4,2.5405385568069391E-4,2.4613743065013654E-4,2.4576689129261672E-4,2.4273455802438154E-4,2.385573658890688E-4,null,null,0,0,0,0,0,0,null,2.6338087814085936E-4,2.5405385568069391E-4,2.4613743065013654E-4,2.4576689129261672E-4,2.4273455802438154E-4,2.385573658890688E-4,null,2.850488612558778E-4,2.7428068871158528E-4,2.6498147704152148E-4,2.5867812505130875E-4,2.5294126831346863E-4,2.4727762052357644E-4,null,3.012848892714808E-4,2.9038507621655959E-4,2.808424572380564E-4,2.7301567472742193E-4,2.6593664545464008E-4,2.5950074258352556E-4,null,3.252794847591099E-4,3.1459566518643944E-4,3.0508278868767791E-4,2.9677895441277736E-4,2.8921895188128727E-4,2.8233838653900109E-4,null,0,0,0,0,0,0]
[null,281,2.635237944501806E-4,2.5416720321168399E-4,2.462226565244078E-4,2.4582634994154356E-4,2.4276913045391931E-4,2.3856867835849035E-4,null,null,0,0,0,0,0,0,null,2.635237944501806E-4,2.5416720321168399E-4,2.462226565244078E-4,2.4582634994154356E-4,2.4276913045391931E-4,2.3856867835849035E-4,null,2.8520353509368435E-4,2.7440306055585595E-4,2.6507322772725388E-4,2.5874070732893607E-4,2.5297729447409088E-4,2.4728934651036531E-4,null,3.0144837313839199E-4,2.9051463312226893E-4,2.8093969983901873E-4,2.7308172570389704E-4,2.6597452253325352E-4,2.5951304819481701E-4,null,3.2545598862601102E-4,3.1473602378014601E-4,3.0518842458109865E-4,2.9685075446512159E-4,2.8926014503448427E-4,2.8235177511894431E-4,null,0,0,0,0,0,0]
[null,282,2.6438328313058607E-4,2.5495734872240218E-4,2.469491063454053E-4,2.4651091520517572E-4,2.4340682313587141E-4,2.3915933754578849E-4,null,null,0,0,0,0,0,0,null,2.6438328313058607E-4,2.5495734872240218E-4,2.469491063454053E-4,2.4651091520517572E-4,2.4340682313587141E-4,2.3915933754578849E-4,null,2.8613373272739741E-4,2.7525611454427699E-4,2.6585529385208509E-4,2.5946123586693503E-4,2.5364180140330605E-4,2.4790159672461105E-4,null,3.0243155367045614E-4,2.9141777416587684E-4,2.8176857804844099E-4,2.7384219041239581E-4,2.6667316987069725E-4,2.6015556240579688E-4,null,3.2651747052664111E-4,3.1571446337860223E-4,3.0608884568587006E-4,2.9767741000891564E-4,2.9001995777230637E-4,2.830508344890656E-4,null,0,0,0,0,0,0]
[null,283,2.6476569791076431E-4,2.5529688677750317E-4,2.4724861771814957E-4,2.4677925447862662E-4,2.4364291131016101E-4,2.3936420511873856E-4,null,null,0,0,0,0,0,0,null,2.6476569791076431E-4,2.5529688677750317E-4,2.4724861771814957E-4,2.4677925447862662E-4,2.4364291131016101E-4,2.3936420511873856E-4,null,2.8654760824632907E-4,2.756226853697713E-4,2.6617773552920372E-4,2.5974367220231301E-4,2.5388781681505727E-4,2.48113953051454E-4,null,3.0286900302332892E-4,2.9180586819320322E-4,2.8211032009746646E-4,2.7414028112515113E-4,2.669318248294847E-4,2.6037841566842282E-4,null,3.269897587335098E-4,3.1613491438893776E-4,3.0646008448770171E-4,2.9800144653223984E-4,2.9030125753808902E-4,2.8329330019447491E-4,null,0,0,0,0,0,0]
[null,284,2.6514577305490915E-4,2.5563420653667662E-4,2.4754601784822639E-4,2.4704552434662888E-4,2.438769920296553E-4,2.3956713395774281E-4,null,null,0,0,0,0,0,0,null,2.6514577305490915E-4,2.5563420653667662E-4,2.4754601784822639E-4,2.4704552434662888E-4,2.438769920296553E-4,2.3956713395774281E-4,null,2.869589516505841E-4,2.7598686128678005E-4,2.6649790432893463E-4,2.6002393041712059E-4,2.5413174036083714E-4,2.4832429977563738E-4,null,3.0330377603542764E-4,2.9219142669501967E-4,2.8244965322162023E-4,2.7443607299235454E-4,2.6718828044839028E-4,2.6059915999219151E-4,null,3.2745915745345424E-4,3.1655261847665325E-4,3.0682870644333144E-4,2.9832298411853434E-4,2.9058016541547892E-4,2.8353347136157833E-4,null,0,0,0,0,0,0]
[null,285,2.6528508050050164E-4,2.5574411141830934E-4,2.476279438433592E-4,2.4710172114044608E-4,2.4390837398968455E-4,2.3957534008414819E-4,null,null,0,0,0,0,0,0,null,2.6528508050050164E-4,2.5574411141830934E-4,2.476279438433592E-4,2.4710172114044608E-4,2.4390837398968455E-4,2.3957534008414819E-4,null,2.8710971972839946E-4,2.7610551639062098E-4,2.665861024999363E-4,2.600830794798038E-4,2.5416444189636046E-4,2.48332805869774E-4,null,3.0346313167512444E-4,2.9231704863192742E-4,2.8254313066519314E-4,2.7449850046377196E-4,2.6722266209246236E-4,2.6060808654907223E-4,null,3.2763120431746843E-4,3.1668871402714923E-4,3.069302521976489E-4,2.9839084527600229E-4,2.9061755711471413E-4,2.8354318350976704E-4,null,0,0,0,0,0,0]
[null,286,2.6545205946054598E-4,2.5588014377125862E-4,2.4773461492587465E-4,2.4718203038286889E-4,2.4396301002114484E-4,2.3960587377845177E-4,null,null,0,0,0,0,0,0,null,2.6545205946054598E-4,2.5588014377125862E-4,2.4773461492587465E-4,2.4718203038286889E-4,2.4396301002114484E-4,2.3960587377845177E-4,null,2.8729043581815624E-4,2.762523791388915E-4,2.6670094021855512E-4,2.6016760772583792E-4,2.5422137531039778E-4,2.4836445569641024E-4,null,3.0365414112821278E-4,2.9247253442478519E-4,2.8266484221816881E-4,2.7458771379064277E-4,2.6728252057757365E-4,2.6064130085086531E-4,null,3.2783742593261463E-4,3.168571633051509E-4,3.070624690296853E-4,2.9848782372932672E-4,2.9068265610961006E-4,2.8357932087216885E-4,null,0,0,0,0,0,0]
[null,287,2.6569439011233607E-4,2.5608733782057599E-4,2.4790869889773913E-4,2.4732804820652552E-4,2.4408103399905064E-4,2.3969728767461344E-4,null,null,0,0,0,0,0,0,null,2.6569439011233607E-4,2.5608733782057599E-4,2.4790869889773913E-4,2.4732804820652552E-4,2.4408103399905064E-4,2.3969728767461344E-4,null,2.8755270267985002E-4,2.7647606921590861E-4,2.6688835189288707E-4,2.6032129651869728E-4,2.5434436206146397E-4,2.4845921114712287E-4,null,3.0393134638360958E-4,2.9270935846211946E-4,2.828634717817222E-4,2.7474992097175721E-4,2.6741182602556149E-4,2.607407401360368E-4,null,3.2813670806012527E-4,3.1711373232904159E-4,3.0727824289009315E-4,2.986641494207269E-4,2.9082328203228295E-4,2.8368751141934955E-4,null,0,0,0,0,0,0]
[null,288,2.6603228452952654E-4,2.5638478401631331E-4,2.4816828308173123E-4,2.4755740766909231E-4,2.4427945913969244E-4,2.3986592470712597E-4,null,null,0,0,0,0,0,0,null,2.6603228452952654E-4,2.5638478401631331E-4,2.4816828308173123E-4,2.4755740766909231E-4,2.4427945913969244E-4,2.3986592470712597E-4,null,2.8791839520667562E-4,2.7679719698310145E-4,2.6716780959385171E-4,2.6056270525942518E-4,2.5455113075211806E-4,2.4863401255799714E-4,null,3.0431786830117355E-4,2.9304934124249523E-4,2.8315965696534059E-4,2.7500471008553266E-4,2.6762921788235199E-4,2.609241821144515E-4,null,3.2855401292562097E-4,3.1748206086140902E-4,3.0759999268061602E-4,2.9894111537463242E-4,2.9105970618082777E-4,2.838870974077883E-4,null,0,0,0,0,0,0]
[null,289,2.664743017992123E-4,2.5678056649861659E-4,2.4852102685129205E-4,2.4787757580465593E-4,2.4456549001993622E-4,2.401187056337124E-4,null,null,0,0,0,0,0,0,null,2.664743017992123E-4,2.5678056649861659E-4,2.4852102685129205E-4,2.4787757580465593E-4,2.4456549001993622E-4,2.401187056337124E-4,null,2.8839677663006799E-4,2.7722449021010354E-4,2.6754755908919885E-4,2.6089969325879801E-4,2.5484918890343589E-4,2.4889603366896591E-4,null,3.048234977344619E-4,2.935017229864404E-4,2.8356213710319371E-4,2.7536037605460357E-4,2.6794258938333474E-4,2.6119915512949821E-4,null,3.2909991113490978E-4,3.1797215951767915E-4,3.0803721205284061E-4,2.9932773850360278E-4,2.9140051283012855E-4,2.8418626972088904E-4,null,0,0,0,0,0,0]
[null,290,2.6674413367830944E-4,2.5701371064698462E-4,2.4871966934290863E-4,2.4804750241119922E-4,2.4470655054496229E-4,2.4023221795368746E-4,null,null,0,0,0,0,0,0,null,2.6674413367830944E-4,2.5701371064698462E-4,2.4871966934290863E-4,2.4804750241119922E-4,2.4470655054496229E-4,2.4023221795368746E-4,null,2.8868880720726896E-4,2.7747619643755722E-4,2.6776140946007797E-4,2.610785468698184E-4,2.5499618086205706E-4,2.4901369533193295E-4,null,3.0513216200952071E-4,2.9376820814216412E-4,2.837887879027496E-4,2.7554914284453019E-4,2.6809713335571679E-4,2.613226328985293E-4,null,3.2943315770627763E-4,3.1826086262845712E-4,3.0828342574384314E-4,2.9953293555171447E-4,2.9156858686759524E-4,2.8432061428474104E-4,null,0,0,0,0,0,0]
[null,291,2.6698032994246305E-4,2.5721507752211967E-4,2.4888819515807346E-4,2.4818805793292386E-4,2.4481926203184996E-4,2.4031848812045936E-4,null,null,0,0,0,0,0,0,null,2.6698032994246305E-4,2.5721507752211967E-4,2.4888819515807346E-4,2.4818805793292386E-4,2.4481926203184996E-4,2.4031848812045936E-4,null,2.8894443501368042E-4,2.7769359540222858E-4,2.6794283745054681E-4,2.6122648640160035E-4,2.5511363173793931E-4,2.491031190287533E-4,null,3.0540235005731742E-4,2.9399837168456313E-4,2.8398107561743781E-4,2.7570528210477992E-4,2.6822061851156386E-4,2.6141647687713245E-4,null,3.2972486376955847E-4,3.1851021584476593E-4,3.0849231037191681E-4,2.9970266517052098E-4,2.9170288294133091E-4,2.8442271710433771E-4,null,0,0,0,0,0,0]
[null,292,2.6707216128185992E-4,2.5728008271701751E-4,2.4892751563995974E-4,2.4820264263485662E-4,2.4481042073101126E-4,2.4028798467636334E-4,null,null,0,0,0,0,0,0,null,2.6707216128185992E-4,2.5728008271701751E-4,2.4892751563995974E-4,2.4820264263485662E-4,2.4481042073101126E-4,2.4028798467636334E-4,null,2.8904382119124749E-4,2.7776377607151477E-4,2.6798516827093721E-4,2.6124183730314186E-4,2.5510441867052167E-4,2.4907150055809439E-4,null,3.0550739714774069E-4,2.9407267301104488E-4,2.8402594023117642E-4,2.7572148384870864E-4,2.6821093210388616E-4,2.6138329548126659E-4,null,3.2983827690332351E-4,3.1859071197608686E-4,3.0854104738129692E-4,2.9972027711396574E-4,2.9169234850493815E-4,2.8438661554378497E-4,null,0,0,0,0,0,0]
[null,293,2.6749778838019821E-4,2.5766035166356323E-4,2.4926552420657862E-4,2.4850840229825568E-4,2.4508250780753168E-4,2.405273309795183E-4,null,null,0,0,0,0,0,0,null,2.6749778838019821E-4,2.5766035166356323E-4,2.4926552420657862E-4,2.4850840229825568E-4,2.4508250780753168E-4,2.405273309795183E-4,null,2.8950446404640606E-4,2.7817432063213457E-4,2.6834905445029153E-4,2.6156365988887914E-4,2.5538794669713197E-4,2.493195959547915E-4,null,3.0599427764604789E-4,2.9450732269085234E-4,2.8441160752349368E-4,2.7606114384264957E-4,2.6850902696516312E-4,2.616436544233259E-4,null,3.3036393299583968E-4,3.1906160017366119E-4,3.0896000274225949E-4,3.0008950110800299E-4,2.9201654107039799E-4,2.8466988765657426E-4,null,0,0,0,0,0,0]
[null,294,2.676109959445632E-4,2.5774553049755786E-4,2.4932393996234664E-4,2.4854158113902201E-4,2.450915862226677E-4,2.4051402127773472E-4,null,null,0,0,0,0,0,0,null,2.676109959445632E-4,2.5774553049755786E-4,2.4932393996234664E-4,2.4854158113902201E-4,2.450915862226677E-4,2.4051402127773472E-4,null,2.8962698504161107E-4,2.7826628109142021E-4,2.6841194246047758E-4,2.6159858176251179E-4,2.5539740684923169E-4,2.493057997285687E-4,null,3.0612377728449984E-4,2.9460468260745468E-4,2.8447825981749045E-4,2.7609800130359906E-4,2.685189731520059E-4,2.6162917623908066E-4,null,3.3050374610022073E-4,3.1916707738387137E-4,3.0903240799011608E-4,3.0012956664172676E-4,2.9202735802918517E-4,2.8465413530404099E-4,null,0,0,0,0,0,0]
[null,295,2.677954296111356E-4,2.5789797466852161E-4,2.4944607730991315E-4,2.486368703503732E-4,2.4516058122495918E-4,2.4055825753391643E-4,null,null,0,0,0,0,0,0,null,2.677954296111356E-4,2.5789797466852161E-4,2.4944607730991315E-4,2.486368703503732E-4,2.4516058122495918E-4,2.4055825753391643E-4,null,2.8982659181262958E-4,2.7843086230625746E-4,2.6854343052661452E-4,2.616988769422258E-4,2.5546930301238599E-4,2.4935165300217743E-4,null,3.0633475340852004E-4,2.9477892720644128E-4,2.8461761835682557E-4,2.762038554656241E-4,2.6859456312819992E-4,2.6167729607510203E-4,null,3.3073152454966013E-4,3.1935584946623022E-4,3.0918379497136503E-4,3.0024463434821433E-4,2.9210956578077274E-4,2.8470648997835728E-4,null,0,0,0,0,0,0]
[null,296,2.679866033319005E-4,2.5805677678469668E-4,2.4957422946408176E-4,2.4873801265310814E-4,2.4523521329122226E-4,2.4060789889346538E-4,null,null,0.19921976299737296,0.19921976299737296,0.19921976299737296,0.19921976299737296,0.19921976299737296,0.19921976299737296,null,2.679866033319005E-4,2.5805677678469668E-4,2.4957422946408176E-4,2.4873801265310814E-4,2.4523521329122226E-4,2.4060789889346538E-4,null,2.9003349313284216E-4,2.7860230766250547E-4,2.6868139388719711E-4,2.618053327023863E-4,2.5554707327159865E-4,2.4940310895795169E-4,null,3.0655343957016867E-4,2.9496043897482322E-4,2.8476383978191317E-4,2.7631621166575928E-4,2.6867632899420143E-4,2.6173129553815695E-4,null,3.3096762707095489E-4,3.1955249461155681E-4,3.093426371940486E-4,3.0036677003009849E-4,2.9219849011094241E-4,2.8476524172265332E-4,null,0.19921976299737296,0,7.0885812409934731E-2,0.1293525923335799,0.19921976299737296,0.19921976299737296]
[null,297,2.6824609091862932E-4,2.5828009368547312E-4,2.4976349727301564E-4,2.4889872493718786E-4,2.4536731095166348E-4,2.4071273187364228E-4,null,null,0.28824796202545927,0.28824796202545927,0.28824796202545927,0.28824796202545927,0.28824796202545927,0.28824796202545927,null,2.6824609091862932E-4,2.5828009368547312E-4,2.4976349727301564E-4,2.4889872493718786E-4,2.4536731095166348E-4,2.4071273187364228E-4,null,2.9031432840694857E-4,2.7884340423308014E-4,2.688851518586492E-4,2.6197448792138184E-4,2.5568472548743971E-4,2.4951177401549011E-4,null,3.0685027087161605E-4,2.9521569152778549E-4,2.8497979408190183E-4,2.7649474251848822E-4,2.6882105337533636E-4,2.6184533199266656E-4,null,3.312880982802102E-4,3.1982902861163687E-4,3.0957723113941415E-4,3.0056084020521281E-4,2.9235588486844924E-4,2.8488931407887215E-4,null,0.28824796202545927,0,0.10256357429735591,0.18715824455305735,0.28824796202545927,0.28824796202545927]
[null,298,2.6864862085511235E-4,2.5863850687035152E-4,2.5008075335286004E-4,2.4918420018126469E-4,2.4561977538602886E-4,2.4093317937634468E-4,null,null,0.44648273218252144,0.44648273218252144,0.44648273218252144,0.44648273218252144,0.44648273218252144,0.44648273218252144,null,2.6864862085511235E-4,2.5863850687035152E-4,2.5008075335286004E-4,2.4918420018126469E-4,2.4561977538602886E-4,2.4093317937634468E-4,null,2.9074997392846791E-4,2.7923035295672135E-4,2.6922669676068025E-4,2.6227496045654703E-4,2.5594780576225582E-4,2.497402797827107E-4,null,3.0731073021930222E-4,2.9562535994131567E-4,2.8534178281641438E-4,2.7681186910933893E-4,2.6909764993957589E-4,2.6208513297486957E-4,null,3.3178522901826358E-4,3.2027285275280687E-4,3.0997046417719876E-4,3.0090556948913816E-4,2.9265669699709196E-4,2.8515021900627852E-4,null,0.44648273218252144,0,0.15886622251519641,0.28989944557232611,0.44648273218252144,0.44648273218252144]
[null,299,2.6889951567359623E-4,2.5885369188518323E-4,2.502622987072014E-4,2.4933736293810619E-4,2.4574456861815375E-4,2.4103097622137494E-4,null,null,0.49976886042552243,0.49976886042552243,0.49976886042552243,0.49976886042552243,0.49976886042552243,0.49976886042552243,null,2.6889951567359623E-4,2.5885369188518323E-4,2.502622987072014E-4,2.4933736293810619E-4,2.4574456861815375E-4,2.4103097622137494E-4,null,2.9102150951908727E-4,2.7946267021051899E-4,2.694221410537987E-4,2.6243616953788043E-4,2.5607784640693169E-4,2.4984165150537232E-4,null,3.0759773213887698E-4,2.9587131770001659E-4,2.8554892580672962E-4,2.7698201340006198E-4,2.6923437168944472E-4,2.6219151557937688E-4,null,3.3209508802496614E-4,3.2053931701369259E-4,3.1019548628305829E-4,3.0109052313603227E-4,2.9280538850641306E-4,2.8526596392713455E-4,null,0.49976886042552243,0,0.1778263419022218,0.32449791471990092,0.49976886042552243,0.49976886042552243]
[null,300,2.6909166204684508E-4,2.5901338073888459E-4,2.5039125523513883E-4,2.4943924732533199E-4,2.4581987607531395E-4,2.4108122735535295E-4,null,null,0.43866908705505647,0.43866908705505647,0.43866908705505647,0.43866908705505647,0.43866908705505647,0.43866908705505647,null,2.6909166204684508E-4,2.5901338073888459E-4,2.5039125523513883E-4,2.4943924732533199E-4,2.4581987607531395E-4,2.4108122735535295E-4,null,2.9122946351056776E-4,2.7963507290307185E-4,2.6956097037023687E-4,2.6254340636754835E-4,2.5615632045645559E-4,2.4989373952534347E-4,null,3.0781753093063756E-4,2.9605384301469359E-4,2.8569606502114E-4,2.7709519396143187E-4,2.6931687750443003E-4,2.6224617835004572E-4,null,3.3233239178722063E-4,3.2073706020880553E-4,3.1035532551213743E-4,3.0121355493153903E-4,2.9289511756685663E-4,2.853254373541496E-4,null,0.43866908705505647,0,0.1560859934133749,0.28482607715944647,0.43866908705505647,0.43866908705505647]
[null,301,2.6939861093021604E-4,2.5928149329909942E-4,2.5062292916814026E-4,2.4964125869115269E-4,2.4599178053150177E-4,2.4122425990065772E-4,null,null,0.31703329537382602,0.31703329537382602,0.31703329537382602,0.31703329537382602,0.31703329537382602,0.31703329537382602,null,2.6939861093021604E-4,2.5928149329909942E-4,2.5062292916814026E-4,2.4964125869115269E-4,2.4599178053150177E-4,2.4122425990065772E-4,null,2.9156166465700735E-4,2.7992453159863428E-4,2.698103810380763E-4,2.6275603029371968E-4,2.5633545329823467E-4,2.5004200049950616E-4,null,3.0816865384051319E-4,2.9636029727425991E-4,2.8596040464819411E-4,2.7731960282729692E-4,2.6950521366385198E-4,2.6240176797764691E-4,null,3.3271147843669593E-4,3.2106906481074168E-4,3.1064248106324406E-4,3.0145749634127264E-4,2.9309994224055382E-4,2.8549471981547043E-4,null,0.31703329537382602,0,0.11280589016597117,0.20584844593557072,0.31703329537382602,0.31703329537382602]
[null,302,2.6956335863239961E-4,2.5941528820084577E-4,2.5072733477567248E-4,2.4971918805579671E-4,2.4604395506521652E-4,2.4125227030901225E-4,null,null,0.14539242989705836,0.14539242989705836,0.14539242989705836,0.14539242989705836,0.14539242989705836,0.14539242989705836,null,2.6956335863239961E-4,2.5941528820084577E-4,2.5072733477567248E-4,2.4971918805579671E-4,2.4604395506521652E-4,2.4125227030901225E-4,null,2.9173996592638359E-4,2.8006897875807124E-4,2.699227798391129E-4,2.6283805363635354E-4,2.5638982171136409E-4,2.5007103480369539E-4,null,3.0835711092806056E-4,2.9651322564701337E-4,2.8607953129744588E-4,2.7740617241345017E-4,2.6956237536586582E-4,2.6243223746971636E-4,null,3.3291494441364838E-4,3.2123474344608718E-4,3.1077188988097826E-4,3.0155160094273243E-4,2.9316210835352382E-4,2.8552787080819556E-4,null,0.14539242989705836,0,5.1733123041830802E-2,9.4402721044853297E-2,0.14539242989705836,0.14539242989705836]
[null,303,2.6980029018254206E-4,2.596172533191511E-4,2.5089631962153726E-4,2.4986006426694563E-4,2.4615685361429934E-4,2.4133860263497205E-4,null,null,0,0,0,0,0,0,null,2.6980029018254206E-4,2.596172533191511E-4,2.5089631962153726E-4,2.4986006426694563E-4,2.4615685361429934E-4,2.4133860263497205E-4,null,2.919963895097524E-4,2.8028702359583242E-4,2.7010470200323323E-4,2.6298633070480923E-4,2.5650746751519269E-4,2.5016052293187806E-4,null,3.0862814007927866E-4,2.967440729849333E-4,2.8627234276550783E-4,2.7756266791875429E-4,2.6968606546448279E-4,2.6252614906457336E-4,null,3.332075585665722E-4,3.2148483746874027E-4,3.1098134346910667E-4,3.0172171781415688E-4,2.9329662731242452E-4,2.8563004719468782E-4,null,0,0,0,0,0,0]
[null,304,2.6996333971319211E-4,2.5974942867405994E-4,2.5099917329872234E-4,2.4993646010418091E-4,2.4620752867688279E-4,2.4136515357945862E-4,null,null,0,0,0,0,0,0,null,2.6996333971319211E-4,2.5974942867405994E-4,2.5099917329872234E-4,2.4993646010418091E-4,2.4620752867688279E-4,2.4136515357945862E-4,null,2.9217285290135533E-4,2.8042972226607291E-4,2.7021543005961891E-4,2.6306673995698236E-4,2.5656027340614638E-4,2.5018804442278163E-4,null,3.0881465460582449E-4,2.9689515020596711E-4,2.8638969866444743E-4,2.7764753395152E-4,2.6974158436653502E-4,2.6255503096383846E-4,null,3.3340892727524394E-4,3.2164851061429201E-4,3.1110882869790559E-4,3.0181397058497123E-4,2.9335700680105685E-4,2.8566147087678406E-4,null,0,0,0,0,0,0]
[null,305,2.7007487136830258E-4,2.5983293735808312E-4,2.51055908961261E-4,2.499678860844039E-4,2.4621480492718954E-4,2.4135000616336725E-4,null,null,0,0,0,0,0,0,null,2.7007487136830258E-4,2.5983293735808312E-4,2.51055908961261E-4,2.499678860844039E-4,2.4621480492718954E-4,2.4135000616336725E-4,null,2.9229356011255318E-4,2.8051987960419288E-4,2.7027650935024412E-4,2.6309981688446934E-4,2.5656785561444889E-4,2.5017234330622129E-4,null,3.089422371493919E-4,2.9699060113116504E-4,2.8645443397446634E-4,2.7768244420793987E-4,2.6974955612636112E-4,2.6253855372906823E-4,null,3.3354667060560549E-4,3.217519196726932E-4,3.1117915150130702E-4,3.0185191942951625E-4,2.9336567647505985E-4,2.8564354354511888E-4,null,0,0,0,0,0,0]
[null,306,2.702690908224308E-4,2.5999453740473914E-4,2.5118662378993711E-4,2.5007142287434252E-4,2.4629164713384964E-4,2.414016743607871E-4,null,null,0,0,0,0,0,0,null,2.702690908224308E-4,2.5999453740473914E-4,2.5118662378993711E-4,2.5007142287434252E-4,2.4629164713384964E-4,2.414016743607871E-4,null,2.9250375773442984E-4,2.8069434565184981E-4,2.7041723158124464E-4,2.6320879292495342E-4,2.5664792894793218E-4,2.5022590018914168E-4,null,3.0916440736594079E-4,2.971753109508175E-4,2.8660357940751114E-4,2.7779746037800057E-4,2.6983374339180387E-4,2.6259475796970626E-4,null,3.3378653465501929E-4,3.2195202950387718E-4,3.1134117011160132E-4,3.0197694660506308E-4,2.9345723419412287E-4,2.8570469410083758E-4,null,0,0,0,0,0,0]
[null,307,2.7069346033172827E-4,2.6037350776181073E-4,2.5152327792969827E-4,2.5037571613496177E-4,2.465621784951242E-4,2.4163939093077948E-4,null,null,0,0,0,0,0,0,null,2.7069346033172827E-4,2.6037350776181073E-4,2.5152327792969827E-4,2.5037571613496177E-4,2.465621784951242E-4,2.4163939093077948E-4,null,2.929630395404243E-4,2.811034882340806E-4,2.7077965964011577E-4,2.6352907207121567E-4,2.5692983584325152E-4,2.5047230627921429E-4,null,3.096498492914191E-4,2.9760847633509088E-4,2.869877013007159E-4,2.7813549138545657E-4,2.7013013383284031E-4,2.6285334410142147E-4,null,3.343106376054921E-4,3.224213096541408E-4,3.1175844668554736E-4,3.0234439982565947E-4,2.9377957312021424E-4,2.8598603738518805E-4,null,0,0,0,0,0,0]
[null,308,2.7091970637490816E-4,2.6056534176767111E-4,2.5168262081064988E-4,2.5050714170196848E-4,2.4666590956042353E-4,2.4171686983267865E-4,null,null,0,0,0,0,0,0,null,2.7091970637490816E-4,2.6056534176767111E-4,2.5168262081064988E-4,2.5050714170196848E-4,2.4666590956042353E-4,2.4171686983267865E-4,null,2.9320789853484833E-4,2.8131059535750803E-4,2.7095120165970653E-4,2.6366740201093331E-4,2.5703792868109817E-4,2.5055261735420879E-4,null,3.0990865514911358E-4,2.9782774375090485E-4,2.8716951130056692E-4,2.7828148843031503E-4,2.7024378016222853E-4,2.6293762501432668E-4,null,3.3459005499096757E-4,3.2265885828932018E-4,3.1195594923666219E-4,3.0250310445081955E-4,2.9390316899476781E-4,2.8607773553113083E-4,null,0,0,0,0,0,0]
[null,309,2.7101261794812832E-4,2.6063123302120508E-4,2.5172263046472861E-4,2.5052222138120404E-4,2.466573751699163E-4,2.416864972647009E-4,null,null,0,0,0,0,0,0,null,2.7101261794812832E-4,2.6063123302120508E-4,2.5172263046472861E-4,2.5052222138120404E-4,2.466573751699163E-4,2.416864972647009E-4,null,2.933084538155917E-4,2.8138173263015818E-4,2.7099427441465364E-4,2.6368327389314868E-4,2.5702903542924009E-4,2.5052113454372948E-4,null,3.1001493793337366E-4,2.9790305784770614E-4,2.8721516225879397E-4,2.7829824003090499E-4,2.7023443000129157E-4,2.62904585984427E-4,null,3.3470480223032119E-4,3.2274045162975564E-4,3.1200554046221667E-4,3.0252131411044006E-4,2.93893000242953E-4,2.8604178886561531E-4,null,0,0,0,0,0,0]
[null,310,2.7122290503410771E-4,2.6080797851603274E-4,2.5186766069582159E-4,2.5063967377976178E-4,2.4674760497502549E-4,2.4175098830500985E-4,null,null,0,0,0,0,0,0,null,2.7122290503410771E-4,2.6080797851603274E-4,2.5186766069582159E-4,2.5063967377976178E-4,2.4674760497502549E-4,2.4175098830500985E-4,null,2.9353604093132452E-4,2.815725499508326E-4,2.7115040802159503E-4,2.6380689659139699E-4,2.5712305929436152E-4,2.5058798299727964E-4,null,3.1025548812768443E-4,2.9810507900518456E-4,2.8738064154557437E-4,2.7842871466754926E-4,2.7033328453558638E-4,2.6297473880820501E-4,null,3.3496451005520856E-4,3.2295931611565389E-4,3.1218530274879368E-4,3.0266314525723896E-4,2.9400050932560902E-4,2.8611811556464295E-4,null,0,0,0,0,0,0]
[null,311,2.7145299803215327E-4,2.6100342326305958E-4,2.5203039912315188E-4,2.5077437964656033E-4,2.468544721167428E-4,2.4183145195485762E-4,null,null,0,0,0,0,0,0,null,2.7145299803215327E-4,2.6100342326305958E-4,2.5203039912315188E-4,2.5077437964656033E-4,2.468544721167428E-4,2.4183145195485762E-4,null,2.9378506336430753E-4,2.8178355528935006E-4,2.7132560554734924E-4,2.6394867915972256E-4,2.5723442007704949E-4,2.5067138792505812E-4,null,3.1051869456821129E-4,2.9832847351974305E-4,2.8756632585899956E-4,2.7857835570715517E-4,2.7045036670719368E-4,2.6306226650540547E-4,null,3.3524867848983161E-4,3.2320133594264427E-4,3.1238701401678504E-4,3.0282581105038733E-4,2.941278418445944E-4,2.8621334623165002E-4,null,0,0,0,0,0,0]
[null,312,2.7174151315260384E-4,2.6125404052100158E-4,2.5224540244516558E-4,2.5096002774319137E-4,2.4701048108128997E-4,2.4195911205954725E-4,null,null,0,0,0,0,0,0,null,2.7174151315260384E-4,2.6125404052100158E-4,2.5224540244516558E-4,2.5096002774319137E-4,2.4701048108128997E-4,2.4195911205954725E-4,null,2.9409731422746837E-4,2.8205412577105829E-4,2.7155706931816028E-4,2.6414408018100448E-4,2.5739698903996105E-4,2.5080371453256318E-4,null,3.1084873085152726E-4,2.9861493054419438E-4,2.8781164434269862E-4,2.7878458706768143E-4,2.7062128798445309E-4,2.6320113411840824E-4,null,3.3560499915512754E-4,3.2351167605835807E-4,3.1265350665418603E-4,3.0304999278502666E-4,2.9431372699245982E-4,2.8636443503936358E-4,null,0,0,0,0,0,0]
[null,313,2.7193872753114893E-4,2.6141841625636084E-4,2.5237868770535711E-4,2.5106600049871791E-4,2.4708960617246637E-4,2.4201290840739125E-4,null,null,0,0,0,0,0,0,null,2.7193872753114893E-4,2.6141841625636084E-4,2.5237868770535711E-4,2.5106600049871791E-4,2.4708960617246637E-4,2.4201290840739125E-4,null,2.9431075316208038E-4,2.8223158849753806E-4,2.7170055877045579E-4,2.6425562015924142E-4,2.5747944125064124E-4,2.508594773585742E-4,null,3.1107432700194684E-4,2.9880281299263256E-4,2.879637226344356E-4,2.7890230928486311E-4,2.7070797634679429E-4,2.632596533435924E-4,null,3.358485619828205E-4,3.2371522303333819E-4,3.1281871126675873E-4,3.0317796154198982E-4,2.9440800477525188E-4,2.8642810431235105E-4,null,0,0,0,0,0,0]
[null,314,2.7202615670896636E-4,2.6147909183169352E-4,2.5241371372411702E-4,2.5107617225604074E-4,2.4707628867189519E-4,2.4197789534037391E-4,null,null,0,0,0,0,0,0,null,2.7202615670896636E-4,2.6147909183169352E-4,2.5241371372411702E-4,2.5107617225604074E-4,2.4707628867189519E-4,2.4197789534037391E-4,null,2.9440537501828078E-4,2.8229709483888304E-4,2.7173826634772821E-4,2.6426632628445993E-4,2.5746556376441657E-4,2.5082318441969551E-4,null,3.11174338401194E-4,2.9887216553806139E-4,2.8800368727187331E-4,2.7891360881009228E-4,2.706933858762137E-4,2.6322156641696466E-4,null,3.3595653837850301E-4,3.2379035778353209E-4,3.128621253685947E-4,3.0319024457770277E-4,2.9439213693348997E-4,2.8638666550448775E-4,null,0,0,0,0,0,0]
[null,315,2.7217553578997406E-4,2.6159827203314236E-4,2.525041617758802E-4,2.5114036422173774E-4,2.4711508290232499E-4,2.4199293175121452E-4,null,null,0,0,0,0,0,0,null,2.7217553578997406E-4,2.6159827203314236E-4,2.525041617758802E-4,2.5114036422173774E-4,2.4711508290232499E-4,2.4199293175121452E-4,null,2.9456704331112446E-4,2.8242576372936924E-4,2.7183563901586908E-4,2.643338905411526E-4,2.5750598924782531E-4,2.5083877047330579E-4,null,3.1134521511858731E-4,2.9900838922098288E-4,2.8810688836990411E-4,2.7898491789788137E-4,2.7073588830185701E-4,2.6323792290113517E-4,null,3.3614102386904799E-4,3.2393793899087648E-4,3.1297423405434154E-4,3.0326776040728035E-4,2.9443836037507679E-4,2.8640446145876587E-4,null,0,0,0,0,0,0]
[null,316,2.7247989178588679E-4,2.618638214207329E-4,2.5273327934579085E-4,2.5133973294536071E-4,2.4728429241920204E-4,2.4213323606071848E-4,null,null,0,0,0,0,0,0,null,2.7247989178588679E-4,2.618638214207329E-4,2.5273327934579085E-4,2.5133973294536071E-4,2.4728429241920204E-4,2.4213323606071848E-4,null,2.9489643825681572E-4,2.8271245518193594E-4,2.7208229760790332E-4,2.6454373299531484E-4,2.5768231383118068E-4,2.5098420348340812E-4,null,3.1169337199001609E-4,2.9931191375891258E-4,2.8836831119031852E-4,2.7920639112526851E-4,2.7092127192281128E-4,2.6339054477624789E-4,null,3.3651690826214694E-4,3.2426676960832594E-4,3.1325822104072166E-4,3.0350851066061283E-4,2.946399740205249E-4,2.8657051498732572E-4,null,0,0,0,0,0,0]
[null,317,2.726335934478328E-4,2.6198706963400709E-4,2.5282756518900412E-4,2.5140764694118187E-4,2.4732665914847172E-4,2.421516862650907E-4,null,null,0,0,0,0,0,0,null,2.726335934478328E-4,2.6198706963400709E-4,2.5282756518900412E-4,2.5140764694118187E-4,2.4732665914847172E-4,2.421516862650907E-4,null,2.9506278474339479E-4,2.8284551596437815E-4,2.7218380188513886E-4,2.6461521481701736E-4,2.5772646203291589E-4,2.5100332811876927E-4,null,3.1186919336523175E-4,2.9945278720367607E-4,2.8847589120291898E-4,2.7928183491387251E-4,2.7096768832908058E-4,2.6341061475697379E-4,null,3.3670673220744364E-4,3.2441938824713442E-4,3.13375086597924E-4,3.0359052107529393E-4,2.9469045410516445E-4,2.8659235124844619E-4,null,0,0,0,0,0,0]
[null,318,2.726945984622365E-4,2.6202275806233046E-4,2.5283888417935015E-4,2.5139466840535938E-4,2.4729096782944896E-4,2.4209514501714123E-4,null,null,0,0,0,0,0,0,null,2.726945984622365E-4,2.6202275806233046E-4,2.5283888417935015E-4,2.5139466840535938E-4,2.4729096782944896E-4,2.4209514501714123E-4,null,2.9512880855654862E-4,2.8288404577402553E-4,2.7219598744656525E-4,2.6460155446067388E-4,2.5768926993478662E-4,2.5094472005524429E-4,null,3.1193897781252864E-4,2.9949357929065685E-4,2.8848880615475644E-4,2.7926741741566549E-4,2.7092858541052613E-4,2.6334910965200754E-4,null,3.3678207434994475E-4,3.2446358133689392E-4,3.1338911627691585E-4,3.0357484867828816E-4,2.9464792779179954E-4,2.8652543332009187E-4,null,0,0,0,0,0,0]
[null,319,2.731446118411163E-4,2.6242585977551239E-4,2.5319830146118815E-4,2.5172103517965969E-4,2.4758268298757333E-4,2.4235310149074268E-4,null,null,0,0,0,0,0,0,null,2.731446118411163E-4,2.6242585977551239E-4,2.5319830146118815E-4,2.5172103517965969E-4,2.4758268298757333E-4,2.4235310149074268E-4,null,2.9561584391805653E-4,2.8331924096213287E-4,2.7258292137190981E-4,2.649450667409938E-4,2.579932513813627E-4,2.5121210590079595E-4,null,3.1245375410146625E-4,2.9995432695926327E-4,2.8889890076059751E-4,2.7962996928188955E-4,2.7124818452822606E-4,2.6362971258457401E-4,null,3.3733784787856987E-4,3.2496274341910865E-4,3.1383460734406499E-4,3.0396895705278278E-4,2.9499550727519618E-4,2.8683073101770228E-4,null,0,0,0,0,0,0]
[null,320,2.7345981040521048E-4,2.6270162093441018E-4,2.5343706160399336E-4,2.5192976592173898E-4,2.4776088839621843E-4,2.4250201170275993E-4,null,null,0,0,0,0,0,0,null,2.7345981040521048E-4,2.6270162093441018E-4,2.5343706160399336E-4,2.5192976592173898E-4,2.4776088839621843E-4,2.4250201170275993E-4,null,2.9595697343512227E-4,2.8361695720965739E-4,2.7283996076300142E-4,2.6516476304230455E-4,2.5817895012343665E-4,2.5136645939460677E-4,null,3.1281431393083577E-4,3.0026952361286079E-4,2.8917132574292874E-4,2.7986184251788733E-4,2.7144342392455541E-4,2.6379169588973303E-4,null,3.3772712301216763E-4,3.2530421930414727E-4,3.1413054612104046E-4,3.0422101253129856E-4,2.9520783955259164E-4,2.8700696983910038E-4,null,0,0,0,0,0,0]
[null,321,2.7364060371134553E-4,2.6285042840339595E-4,2.5355553118305775E-4,2.5202121804622653E-4,2.4782592895039205E-4,2.4254220700268287E-4,null,null,3.0578074438218094E-2,3.0578074438218094E-2,3.0578074438218094E-2,3.0578074438218094E-2,3.0578074438218094E-2,3.0578074438218094E-2,null,2.7364060371134553E-4,2.6285042840339595E-4,2.5355553118305775E-4,2.5202121804622653E-4,2.4782592895039205E-4,2.4254220700268287E-4,null,2.9615264035824993E-4,2.8377761218168878E-4,2.7296750025978601E-4,2.6526101955582428E-4,2.5824672555845664E-4,2.514081239983558E-4,null,3.1302112579813766E-4,3.0043961143974009E-4,2.8930649936363537E-4,2.799634341657326E-4,2.7151468146174428E-4,2.6383542000673731E-4,null,3.3795040555979452E-4,3.2548848804734296E-4,3.1427738697113039E-4,3.0433144671444459E-4,2.952853355674195E-4,2.8705454194438582E-4,null,3.0578074438218094E-2,0,1.0880203930937972E-2,1.9854220975078881E-2,3.0578074438218094E-2,3.0578074438218094E-2]
[null,322,2.7385201433987645E-4,2.6302814695325816E-4,2.5370138461325368E-4,2.5213935677854846E-4,2.4791670885744382E-4,2.4260711878379106E-4,null,null,6.7312354128378299E-2,6.7312354128378299E-2,6.7312354128378299E-2,6.7312354128378299E-2,6.7312354128378299E-2,6.7312354128378299E-2,null,2.7385201433987645E-4,2.6302814695325816E-4,2.5370138461325368E-4,2.5213935677854846E-4,2.4791670885744382E-4,2.4260711878379106E-4,null,2.9638144344883686E-4,2.8396948002845857E-4,2.7312452008916669E-4,2.6538536464401836E-4,2.5834132265667757E-4,2.5147540857251493E-4,null,3.1326296122771534E-4,3.0064274480494152E-4,2.8947291791941792E-4,2.8009467123166394E-4,2.7161413868016641E-4,2.6390603050889983E-4,null,3.38211500977224E-4,3.2570855747026143E-4,3.1445816959775613E-4,3.0447410665236278E-4,2.9539350009818543E-4,2.8713136660028001E-4,null,6.7312354128378299E-2,0.10743105853370719,9.8921710215460396E-2,8.7261803832213686E-2,6.7312354128378299E-2,6.7312354128378299E-2]
[null,323,2.7405470455388857E-4,2.6319762191076855E-4,2.5383941966835726E-4,2.5224986413705609E-4,2.4800011662145794E-4,2.4266494019413242E-4,null,null,5.4650415487479016E-2,5.4650415487479016E-2,5.4650415487479016E-2,5.4650415487479016E-2,5.4650415487479016E-2,5.4650415487479016E-2,null,2.7405470455388857E-4,2.6319762191076855E-4,2.5383941966835726E-4,2.5224986413705609E-4,2.4800011662145794E-4,2.4266494019413242E-4,null,2.9660080870837918E-4,2.8415244795839133E-4,2.7327312297613208E-4,2.6550167744820768E-4,2.5842823762168562E-4,2.5153534359364182E-4,null,3.1349482125915009E-4,3.0083645569479046E-4,2.8963041572037358E-4,2.8021743081448091E-4,2.7170551908000447E-4,2.6396892816399798E-4,null,3.3846182654696534E-4,3.2591841882760071E-4,3.1462926149319198E-4,3.0460755122718052E-4,2.9549288069847271E-4,2.8719979963164901E-4,null,5.4650415487479016E-2,0.2349935558765677,0.18343592866033503,0.13075858246193572,5.4650415487479016E-2,5.4650415487479016E-2]
[null,324,2.7427641468830198E-4,2.6338505421061417E-4,2.5399446051395575E-4,2.5237694080919667E-4,2.4809950220572188E-4,2.4273810124658023E-4,null,null,2.4895423436425347E-2,2.4895423436425347E-2,2.4895423436425347E-2,2.4895423436425347E-2,2.4895423436425347E-2,2.4895423436425347E-2,null,2.7427641468830198E-4,2.6338505421061417E-4,2.5399446051395575E-4,2.5237694080919667E-4,2.4809950220572188E-4,2.4273810124658023E-4,null,2.9684075863105217E-4,2.8435480292817009E-4,2.7344003360065574E-4,2.6563543002616552E-4,2.5853180225599395E-4,2.5161117898399695E-4,null,3.1374843843048244E-4,3.010506919343086E-4,2.8980731710402392E-4,2.8035859679173721E-4,2.7181440456009771E-4,2.6404851215574622E-4,null,3.3873564201450016E-4,3.2615051681678244E-4,3.1482143175112776E-4,3.0476100428869653E-4,2.9561129891937573E-4,2.872863874988005E-4,null,2.4895423436425347E-2,0.28181933325301933,0.20552598412536183,0.13042352981784119,2.4895423436425347E-2,2.4895423436425347E-2]
[null,325,2.7451737241244263E-4,2.6359065892346843E-4,2.5416671095912974E-4,2.5252078553176827E-4,2.4821505740576475E-4,2.4282678622336782E-4,null,null,0,0,0,0,0,0,null,2.7451737241244263E-4,2.6359065892346843E-4,2.5416671095912974E-4,2.5252078553176827E-4,2.4821505740576475E-4,2.4282678622336782E-4,null,2.971015396162244E-4,2.8457677713160389E-4,2.736254713752465E-4,2.6578683155522274E-4,2.5865221641991422E-4,2.5170310576208863E-4,null,3.1402407317568213E-4,3.0128569935056171E-4,2.900038546162391E-4,2.8051838993467163E-4,2.7194100524899161E-4,2.6414498294484391E-4,null,3.3903322855499029E-4,3.2640511776047817E-4,3.1503493298914575E-4,3.0493470582407446E-4,2.9574898328584107E-4,2.873913483041948E-4,null,0,0.2757878216297438,0.19245867154285018,0.11181365375779898,0,0]
[null,326,2.7477467185617208E-4,2.6381169147475151E-4,2.5435357069142231E-4,2.5267886335303196E-4,2.4834433643076709E-4,2.4292864574190174E-4,null,null,0,0,0,0,0,0,null,2.7477467185617208E-4,2.6381169147475151E-4,2.5435357069142231E-4,2.5267886335303196E-4,2.4834433643076709E-4,2.4292864574190174E-4,null,2.9738000673181213E-4,2.8481540748118541E-4,2.7382663691001178E-4,2.6595321391129041E-4,2.5878693147992282E-4,2.5180868866570965E-4,null,3.1431840143125196E-4,3.0153834087839334E-4,2.9021706130421534E-4,2.8069399423517264E-4,2.72082641571881E-4,2.6425578489220881E-4,null,3.3935099737357694E-4,3.2667882304360588E-4,3.1526654216809381E-4,3.0512559471990478E-4,2.9590301963079219E-4,2.8751190149696389E-4,null,0,0.17279393496772261,0.12058433537067723,7.0056469867866067E-2,0,0]
[null,327,2.748887110605442E-4,2.6389740697189241E-4,2.5441221621426831E-4,2.5271193821596545E-4,2.4835299807952498E-4,2.4291463171852992E-4,null,null,0,0,0,0,0,0,null,2.748887110605442E-4,2.6389740697189241E-4,2.5441221621426831E-4,2.5271193821596545E-4,2.4835299807952498E-4,2.4291463171852992E-4,null,2.9750342778490544E-4,2.8490794733076205E-4,2.7388977227802363E-4,2.6598802634466971E-4,2.5879595734109537E-4,2.5179416237204258E-4,null,3.1444885239376819E-4,3.0163631420418094E-4,2.9028397576212026E-4,2.8073073619000959E-4,2.7209213115520831E-4,2.6424054055272672E-4,null,3.3949183756631348E-4,3.2678496480542869E-4,3.1533923220798996E-4,3.0516553469386593E-4,2.9591334001119338E-4,2.8749531556287219E-4,null,0,2.932901683355409E-2,2.0467269309019175E-2,1.1890969347030775E-2,0,0]
[null,328,2.7532219998689146E-4,2.6428483755492271E-4,2.5475671450394903E-4,2.5302367674869436E-4,2.4863051822107522E-4,2.4315887462759029E-4,null,null,0,0,0,0,0,0,null,2.7532219998689146E-4,2.6428483755492271E-4,2.5475671450394903E-4,2.5302367674869436E-4,2.4863051822107522E-4,2.4315887462759029E-4,null,2.9797257924986582E-4,2.8532622371100737E-4,2.742606450274335E-4,2.6631614189647754E-4,2.5908514688690037E-4,2.5204733336576612E-4,null,3.1494472614169121E-4,3.0207914967731494E-4,2.9067704781919303E-4,2.8107703794531889E-4,2.7239617840785603E-4,2.6450622598245851E-4,null,3.4002720313881194E-4,3.2726472127932838E-4,3.1576623146054711E-4,3.0554197854806809E-4,2.9624400608988601E-4,2.8778438292665151E-4,null,0,0,0,0,0,0]
[null,329,2.754997231586822E-4,2.6443050017617648E-4,2.5487214154832499E-4,2.531120886743387E-4,2.4869255397281419E-4,2.431961148502916E-4,null,null,0,0,0,0,0,0,null,2.754997231586822E-4,2.6443050017617648E-4,2.5487214154832499E-4,2.531120886743387E-4,2.4869255397281419E-4,2.431961148502916E-4,null,2.9816470700918786E-4,2.8548348345410379E-4,2.7438490905598242E-4,2.6640919849591437E-4,2.5914979117098313E-4,2.5208593487204548E-4,null,3.1514779725882628E-4,3.0224564292443117E-4,2.9080874991216051E-4,2.811752523199516E-4,2.7246414392479763E-4,2.6454673559074055E-4,null,3.402464470196149E-4,3.2744509574797535E-4,3.1590930114521539E-4,3.0564874150019859E-4,2.9631792187362582E-4,2.878284576268925E-4,null,0,0,0,0,0,0]
[null,330,2.7560689043853911E-4,2.6450970440790349E-4,2.5492459477668533E-4,2.5313909948980218E-4,2.486953384246311E-4,2.4317642990065504E-4,null,null,0,0,0,0,0,0,null,2.7560689043853911E-4,2.6450970440790349E-4,2.5492459477668533E-4,2.5313909948980218E-4,2.486953384246311E-4,2.4317642990065504E-4,null,2.982806907939741E-4,2.855689936352768E-4,2.7444137805336248E-4,2.6643762831029432E-4,2.591526927058114E-4,2.5206553035639318E-4,null,3.1527038733549824E-4,3.0233617383491505E-4,2.9086859897089118E-4,2.8120525789136893E-4,2.7246719453193671E-4,2.6452532246426101E-4,null,3.4037880027859465E-4,3.2754317458995541E-4,3.1597431595073108E-4,3.0568135875604183E-4,2.9632123955629369E-4,2.8780516001502139E-4,null,0,0,0,0,0,0]
[null,331,2.7566854185582276E-4,2.6454591183031176E-4,2.5493630294807812E-4,2.5312637966666703E-4,2.4865978027320714E-4,2.4311990471152602E-4,null,null,0,0,0,0,0,0,null,2.7566854185582276E-4,2.6454591183031176E-4,2.5493630294807812E-4,2.5312637966666703E-4,2.4865978027320714E-4,2.4311990471152602E-4,null,2.9834741418868505E-4,2.8560808375940823E-4,2.7445398259116449E-4,2.6642424025797261E-4,2.5911563937482606E-4,2.5200693893870471E-4,null,3.1534091121164612E-4,3.0237755913523838E-4,2.9088195797774774E-4,2.8119112778996516E-4,2.7242823750997324E-4,2.644638348279477E-4,null,3.4045494073871557E-4,3.2758801035167494E-4,3.1598882801242567E-4,3.056659987708522E-4,2.962788719125211E-4,2.8773826109266778E-4,null,0,0,0,0,0,0]
[null,332,2.7603817605561436E-4,2.6487300389441002E-4,2.552236027213945E-4,2.5338232027300307E-4,2.4888342921727152E-4,2.4331236549911695E-4,null,null,0,0,0,0,0,0,null,2.7603817605561436E-4,2.6487300389441002E-4,2.552236027213945E-4,2.5338232027300307E-4,2.4888342921727152E-4,2.4331236549911695E-4,null,2.9874745768643468E-4,2.8596121768989936E-4,2.7476327776047697E-4,2.6669362656881081E-4,2.5934869250096121E-4,2.5220643496106482E-4,null,3.1576374068864263E-4,3.0275142732042495E-4,2.912097666092468E-4,2.814754451646997E-4,2.7267326421909959E-4,2.6467319209139638E-4,null,3.409114447298415E-4,3.2799304945335076E-4,3.16344930762833E-4,3.0597506312504848E-4,2.9654535029828582E-4,2.8796604306887265E-4,null,0,0,0,0,0,0]
[null,333,2.762697411363727E-4,2.6506968216089845E-4,2.5538733412525138E-4,2.5351778735049148E-4,2.4899083125578088E-4,2.4339315127944614E-4,null,null,0,0,0,0,0,0,null,2.762697411363727E-4,2.6506968216089845E-4,2.5538733412525138E-4,2.5351778735049148E-4,2.4899083125578088E-4,2.4339315127944614E-4,null,2.9899807330835345E-4,2.8617355475615846E-4,2.7493954428409135E-4,2.6683621033762758E-4,2.59460610672239E-4,2.5229017379452105E-4,null,3.1602863106416223E-4,3.0297623175510425E-4,2.9139658390747221E-4,2.8162593181230844E-4,2.7279093241628022E-4,2.6476107019948785E-4,null,3.411974312095319E-4,3.2823659675125684E-4,3.1654787280684663E-4,3.0613864812790591E-4,2.9667332014839869E-4,2.8806165498506076E-4,null,0,0,0,0,0,0]
[null,334,2.7659507918455304E-4,2.653549227918453E-4,2.5563496658296609E-4,2.5373503922229397E-4,2.4917713441402429E-4,2.4354972124465197E-4,null,null,0,0,0,0,0,0,null,2.7659507918455304E-4,2.653549227918453E-4,2.5563496658296609E-4,2.5373503922229397E-4,2.4917713441402429E-4,2.4354972124465197E-4,null,2.9935017647093545E-4,2.8648150519641064E-4,2.7520613524604029E-4,2.6706487542170866E-4,2.5965474766501183E-4,2.5245246703705943E-4,null,3.1640078958422531E-4,3.0330226350193851E-4,2.9167913218845813E-4,2.81867270936769E-4,2.7299504359576827E-4,2.6493138572123147E-4,null,3.4159922876382531E-4,3.2858981109547725E-4,3.1685480865390424E-4,3.0640099340565528E-4,2.968953009186602E-4,2.8824695930878988E-4,null,0,0,0,0,0,0]
[null,335,2.7669931060890295E-4,2.654313203167351E-4,2.5568472275322728E-4,2.5375937618275058E-4,2.4917729603468332E-4,2.4352747552233635E-4,null,null,0,0,0,0,0,0,null,2.7669931060890295E-4,2.654313203167351E-4,2.5568472275322728E-4,2.5375937618275058E-4,2.4917729603468332E-4,2.4352747552233635E-4,null,2.9946298287141421E-4,2.8656398521107715E-4,2.7525970070113142E-4,2.6709049091152193E-4,2.5965491608163449E-4,2.524294081419357E-4,null,3.1652002129673812E-4,3.0338958632972413E-4,2.917359039077452E-4,2.8189430619625784E-4,2.7299522066514083E-4,2.6490718700727142E-4,null,3.4172795619554912E-4,3.2868441438381116E-4,3.1691648050583509E-4,3.0643038181367031E-4,2.9689549349015882E-4,2.8822063096079452E-4,null,0,0,0,0,0,0]
[null,336,2.7688486306368484E-4,2.6558451935480523E-4,2.5580723721653313E-4,2.5385463515105081E-4,2.4924587795819349E-4,2.4357094620192251E-4,null,null,0,0,0,0,0,0,null,2.7688486306368484E-4,2.6558451935480523E-4,2.5580723721653313E-4,2.5385463515105081E-4,2.4924587795819349E-4,2.4357094620192251E-4,null,2.9966380047181165E-4,2.8672938139276177E-4,2.7539159475462824E-4,2.6719075425938232E-4,2.5972638179651758E-4,2.5247446785396996E-4,null,3.1673227721747024E-4,3.0356469374632724E-4,2.9187569273560101E-4,2.8200012676211011E-4,2.7307035807789967E-4,2.6495447405536226E-4,null,3.4195711636584425E-4,3.2887412122041266E-4,3.1706833491506172E-4,3.0654541299977471E-4,2.9697720905714293E-4,2.8827207955677632E-4,null,0,0,0,0,0,0]
[null,337,2.770487297563342E-4,2.6571722945962237E-4,2.5591033199360273E-4,2.5393095349055146E-4,2.4929617669303459E-4,2.4359684597295681E-4,null,null,0,0,0,0,0,0,null,2.770487297563342E-4,2.6571722945962237E-4,2.5591033199360273E-4,2.5393095349055146E-4,2.4929617669303459E-4,2.4359684597295681E-4,null,2.998411482522093E-4,2.8687265738773022E-4,2.755025823692751E-4,2.6727108194251828E-4,2.5977879553557817E-4,2.5250131436834855E-4,null,3.169197265064947E-4,3.0371638218970387E-4,2.9199332372916483E-4,2.8208490670477554E-4,2.7312546468044997E-4,2.6498264761349617E-4,null,3.4215949428230657E-4,3.2903845654840854E-4,3.1719611898270412E-4,3.06637572187208E-4,2.9703714015014474E-4,2.8830273255941281E-4,null,0,0,0,0,0,0]
[null,338,2.7725678235802719E-4,2.6589166682291669E-4,2.5605295397432748E-4,2.5404579753013048E-4,2.493836383984405E-4,2.4365843644703238E-4,null,null,0,0,0,0,0,0,null,2.7725678235802719E-4,2.6589166682291669E-4,2.5605295397432748E-4,2.5404579753013048E-4,2.493836383984405E-4,2.4365843644703238E-4,null,3.0006631705570231E-4,2.8706098281193292E-4,2.756561233525023E-4,2.6739195925302723E-4,2.5986993490557264E-4,2.5256515622801854E-4,null,3.1715772064451329E-4,3.0391576513903761E-4,2.9215605520571073E-4,2.8221248378722621E-4,2.7322128652275662E-4,2.6504964522515705E-4,null,3.4241644248431423E-4,3.2925446286798164E-4,3.1737289628753232E-4,3.0677625357674557E-4,2.9714135103372526E-4,2.8837562636846318E-4,null,0,0,0,0,0,0]
[null,339,2.7733174983454501E-4,2.6594039801344023E-4,2.5607646807444069E-4,2.5404451677541818E-4,2.4935904932694492E-4,2.4361238297614983E-4,null,null,0,0,0,0,0,0,null,2.7733174983454501E-4,2.6594039801344023E-4,2.5607646807444069E-4,2.5404451677541818E-4,2.4935904932694492E-4,2.4361238297614983E-4,null,3.0014745200355227E-4,2.8711359380050749E-4,2.7568143766964147E-4,2.6739061121454301E-4,2.5984431189176959E-4,2.5251741931302431E-4,null,3.1724347693791265E-4,3.039714651812054E-4,2.9218288476039525E-4,2.8221106103206952E-4,2.7319434707399578E-4,2.649995486379147E-4,null,3.4250902848489083E-4,3.2931480684999685E-4,3.1740204157931935E-4,3.0677470698500423E-4,2.971120530814948E-4,2.8832112097679338E-4,null,0,0,0,0,0,0]
[null,340,2.7753515135020139E-4,2.6611042935664275E-4,2.562149009492025E-4,2.5415525972599591E-4,2.4944253751735349E-4,2.4367014054781815E-4,null,null,0,0,0,0,0,0,null,2.7753515135020139E-4,2.6611042935664275E-4,2.562149009492025E-4,2.5415525972599591E-4,2.4944253751735349E-4,2.4367014054781815E-4,null,3.0036758708254822E-4,2.8729716241351352E-4,2.7583046883295783E-4,2.6750717198750724E-4,2.5993131066500981E-4,2.5257728816191157E-4,null,3.1747615063675808E-4,3.0416581202322748E-4,2.9234083647301345E-4,2.8233408232763237E-4,2.7328581558788619E-4,2.6506237684982879E-4,null,3.4276023252323618E-4,3.2952535718143748E-4,3.1757362656485705E-4,3.0690843605204077E-4,2.9721152951007156E-4,2.883894784535557E-4,null,0,0,0,0,0,0]
[null,341,2.7767264934629637E-4,2.662182079950271E-4,2.5629434513316668E-4,2.5420848711288515E-4,2.494705238589579E-4,2.4367457514942121E-4,null,null,0,0,0,0,0,0,null,2.7767264934629637E-4,2.662182079950271E-4,2.5629434513316668E-4,2.5420848711288515E-4,2.494705238589579E-4,2.4367457514942121E-4,null,3.0051639684994101E-4,2.8741352199044358E-4,2.7591599518770032E-4,2.6756319564703873E-4,2.5996047380024068E-4,2.5258188486647484E-4,null,3.1763343642311032E-4,3.0428900365138796E-4,2.924314821735834E-4,2.8239321116662735E-4,2.733164770390837E-4,2.650672007730171E-4,null,3.4293004468895184E-4,3.2965881979842699E-4,3.1767209616017538E-4,3.0697271146417639E-4,2.972448753197976E-4,2.8839472691132972E-4,null,0,0,0,0,0,0]
[null,342,2.7779089817560164E-4,2.6630779925740106E-4,2.5635655044651271E-4,2.5424490014553579E-4,2.4948227876541931E-4,2.4366340997511375E-4,null,null,0,0,0,0,0,0,null,2.7779089817560164E-4,2.6630779925740106E-4,2.5635655044651271E-4,2.5424490014553579E-4,2.4948227876541931E-4,2.4366340997511375E-4,null,3.0064437384802922E-4,2.8751024617941772E-4,2.7598296288036987E-4,2.6760152161911722E-4,2.5997272298706217E-4,2.5257031155904335E-4,null,3.1776870283157247E-4,3.04391407000013E-4,2.9250245834737062E-4,2.8243366140231905E-4,2.7332935555303504E-4,2.6505505538814057E-4,null,3.4307608383401541E-4,3.2976976093217165E-4,3.1774919849449594E-4,3.0701668248769474E-4,2.9725888132600421E-4,2.8838151265870058E-4,null,0,0,0,0,0,0]
[null,343,2.779564659101948E-4,2.6644207709003036E-4,2.5646108696998816E-4,2.5432257269066699E-4,2.4953383457604523E-4,2.4369046972101127E-4,null,null,0,0,0,0,0,0,null,2.779564659101948E-4,2.6644207709003036E-4,2.5646108696998816E-4,2.5432257269066699E-4,2.4953383457604523E-4,2.4369046972101127E-4,null,3.0082356261275513E-4,2.8765521471891728E-4,2.7609550262014919E-4,2.6768327465036089E-4,2.6002644666050519E-4,2.5259836045014579E-4,null,3.17958097965099E-4,3.0454488736565347E-4,2.9262173437152682E-4,2.8251994569474448E-4,2.7338583939053696E-4,2.6508449075740012E-4,null,3.4328056256375974E-4,3.2993603758230404E-4,3.1787876958011817E-4,3.071104769634655E-4,2.9732031022856328E-4,2.8841353851951767E-4,null,0,0,0,0,0,0]
[null,344,2.7803811972050346E-4,2.6649709139930493E-4,2.5649051799073603E-4,2.5432701781855652E-4,2.4951472916752275E-4,2.4364964454049782E-4,null,null,0,0,0,0,0,0,null,2.7803811972050346E-4,2.6649709139930493E-4,2.5649051799073603E-4,2.5432701781855652E-4,2.4951472916752275E-4,2.4364964454049782E-4,null,3.0091193396989383E-4,2.8771460906503496E-4,2.7612718685171046E-4,2.6768795330069507E-4,2.6000653789142565E-4,2.5255604294107542E-4,null,3.1805150284464491E-4,3.0460776905012505E-4,2.9265531512421455E-4,2.8252488366496345E-4,2.7336490776755807E-4,2.6504008146146466E-4,null,3.4338140629065934E-4,3.3000416196945272E-4,3.1791524878549535E-4,3.0711584473452837E-4,2.9729754607716637E-4,2.8836522093538707E-4,null,0,0,0,0,0,0]
[null,345,2.7817504408051373E-4,2.6660430272264072E-4,2.565693960863896E-4,2.5437965968432702E-4,2.4954211810325499E-4,2.4365347408481799E-4,null,null,0,0,0,0,0,0,null,2.7817504408051373E-4,2.6660430272264072E-4,2.565693960863896E-4,2.5437965968432702E-4,2.4954211810325499E-4,2.4365347408481799E-4,null,3.0106012290894899E-4,2.8783035615938002E-4,2.7621210377896244E-4,2.6774336067906531E-4,2.6003507850055137E-4,2.525600124710191E-4,null,3.1820813244105091E-4,3.0473031223379266E-4,2.9274531491882969E-4,2.8258336206466432E-4,2.7339491470909329E-4,2.650442472083119E-4,null,3.4355051000688013E-4,3.3013692207848537E-4,3.1801301672483237E-4,3.0717941309314474E-4,2.9733018007600896E-4,2.8836975329329814E-4,null,0,0,0,0,0,0]
[null,346,2.7838483350612687E-4,2.6678032921307883E-4,2.567134661980449E-4,2.5449584780022264E-4,2.4963081133265355E-4,2.4371618483181879E-4,null,null,0,0,0,0,0,0,null,2.7838483350612687E-4,2.6678032921307883E-4,2.567134661980449E-4,2.5449584780022264E-4,2.4963081133265355E-4,2.4371618483181879E-4,null,3.0128717142248072E-4,2.8802039723118154E-4,2.7636720376063984E-4,2.678656526762299E-4,2.6012750117871254E-4,2.5262501555420552E-4,null,3.1844811335505021E-4,3.0493151156495434E-4,2.9290969871070144E-4,2.8271243224449894E-4,2.7349208579215931E-4,2.6511246344365652E-4,null,3.4380960321346766E-4,3.3035489621905274E-4,3.1819158896114055E-4,3.0731971753923719E-4,2.9743585832411006E-4,2.8844397297232954E-4,null,0,0,0,0,0,0]
[null,347,2.7863919657947233E-4,2.6699844950676412E-4,2.5689741115870145E-4,2.546509009546364E-4,2.4975699535188204E-4,2.4381490157899792E-4,null,null,0,0,0,0,0,0,null,2.7863919657947233E-4,2.6699844950676412E-4,2.5689741115870145E-4,2.546509009546364E-4,2.4975699535188204E-4,2.4381490157899792E-4,null,3.0156246059652577E-4,2.8825588345993282E-4,2.7656523137163896E-4,2.6802885146617308E-4,2.6025899109149764E-4,2.5272734080522975E-4,null,3.1873908265748628E-4,3.0518082436493715E-4,2.931195796483991E-4,2.828846765258513E-4,2.7363033126926291E-4,2.6521984671016327E-4,null,3.4412374556891726E-4,3.3062499524470513E-4,3.1841958533460518E-4,3.0750695395990926E-4,2.9758620696042484E-4,2.8856080661952827E-4,null,0,0,0,0,0,0]
[null,348,2.7882670034850199E-4,2.6715341460338554E-4,2.5702151264213769E-4,2.5474760556006655E-4,2.4982687413966823E-4,2.4385952393361161E-4,null,null,0,0,0,0,0,0,null,2.7882670034850199E-4,2.6715341460338554E-4,2.5702151264213769E-4,2.5474760556006655E-4,2.4982687413966823E-4,2.4385952393361161E-4,null,3.0176539004311419E-4,2.8842318630725115E-4,2.766988339460102E-4,2.6813063639694604E-4,2.603318082023149E-4,2.5277359429075894E-4,null,3.1895357071253736E-4,3.0535795039702488E-4,2.9326117926395964E-4,2.8299210301019958E-4,2.7370688950869757E-4,2.6526838654088668E-4,null,3.44355315642686E-4,3.3081688899700291E-4,3.1857340682590375E-4,3.0762373084362827E-4,2.9766946774507268E-4,2.8861361825063527E-4,null,0,0,0,0,0,0]
[null,349,2.7892951552325058E-4,2.6722838467647605E-4,2.5706981576286076E-4,2.5477040752780596E-4,2.4982544045326914E-4,2.4383563598558123E-4,null,null,0,0,0,0,0,0,null,2.7892951552325058E-4,2.6722838467647605E-4,2.5706981576286076E-4,2.5477040752780596E-4,2.4982544045326914E-4,2.4383563598558123E-4,null,3.0187666368108206E-4,2.885041252216594E-4,2.7675083510747967E-4,2.681546362540109E-4,2.6033031423104399E-4,2.5274883313980423E-4,null,3.1907118235829625E-4,3.054436416388682E-4,2.933162930557966E-4,2.8301743308853004E-4,2.7370531878158436E-4,2.6524240142728693E-4,null,3.4448229398410438E-4,3.3090972466741538E-4,3.1863327764983164E-4,3.0765126565154589E-4,2.9766775950344017E-4,2.8858534628896479E-4,null,0,0,0,0,0,0]
[null,350,2.7945370949406586E-4,2.6770134319655301E-4,2.5749518691376881E-4,2.5516079835226233E-4,2.5017866530417291E-4,2.4415242543508774E-4,null,null,0,0,0,0,0,0,null,2.7945370949406586E-4,2.6770134319655301E-4,2.5749518691376881E-4,2.5516079835226233E-4,2.5017866530417291E-4,2.4415242543508774E-4,null,3.024439823699437E-4,2.8901473895854267E-4,2.7720877226706056E-4,2.6856553605412829E-4,2.606983917825662E-4,2.5307720254893562E-4,null,3.1967081481289455E-4,3.0598423605548053E-4,2.9380164093215842E-4,2.8345110750979067E-4,2.740923070732603E-4,2.6558700238766051E-4,null,3.4512968169859683E-4,3.3149539064690053E-4,3.1916051731672643E-4,3.0812268708705796E-4,2.9808862796975287E-4,2.8896027423014532E-4,null,0,0,0,0,0,0]
[null,351,2.7961210141868936E-4,2.6782879356314522E-4,2.5759319886015808E-4,2.5523204441260959E-4,2.502239570745548E-4,2.4417340696936081E-4,null,null,0,0,0,0,0,0,null,2.7961210141868936E-4,2.6782879356314522E-4,2.5759319886015808E-4,2.5523204441260959E-4,2.502239570745548E-4,2.4417340696936081E-4,null,3.0261540498066912E-4,2.8915233645428537E-4,2.7731428791436923E-4,2.6864052498860603E-4,2.6074558802004384E-4,2.5309895104473515E-4,null,3.1985200144196398E-4,3.0612991258661422E-4,2.9391347242316708E-4,2.8353025279716069E-4,2.7414192811436828E-4,2.656098259282547E-4,null,3.4532529819131724E-4,3.3165321282499298E-4,3.1928200130983613E-4,3.0820872117889468E-4,2.9814259324962612E-4,2.8898510638115314E-4,null,0,0,0,0,0,0]
[null,352,2.7971192726751769E-4,2.6790092187669847E-4,2.5763878901777926E-4,2.552521773863829E-4,2.5021992489771585E-4,2.4414700050666871E-4,null,null,0,0,0,0,0,0,null,2.7971192726751769E-4,2.6790092187669847E-4,2.5763878901777926E-4,2.552521773863829E-4,2.5021992489771585E-4,2.4414700050666871E-4,null,3.0272344336497887E-4,2.8923020735872017E-4,2.7736336841087519E-4,2.6866171563751724E-4,2.6074138629478472E-4,2.5307157931703093E-4,null,3.1996619355804685E-4,3.0621235568031342E-4,2.93965490727975E-4,2.8355261796355913E-4,2.741375105168446E-4,2.655811011950985E-4,null,3.4544858466868694E-4,3.3174252953589381E-4,3.1933850946622275E-4,3.0823303300899613E-4,2.9813778889886265E-4,2.8895385369673944E-4,null,0,0,0,0,0,0]
[null,353,2.7977005254582873E-4,2.6793365773577924E-4,2.5764704995556145E-4,2.5523591079983538E-4,2.5018076509512047E-4,2.4408684307409556E-4,null,null,0,0,0,0,0,0,null,2.7977005254582873E-4,2.6793365773577924E-4,2.5764704995556145E-4,2.5523591079983538E-4,2.5018076509512047E-4,2.4408684307409556E-4,null,3.0278635053010677E-4,2.8926554952642781E-4,2.7737226179815684E-4,2.6864459449444153E-4,2.607005798673193E-4,2.5300922288243479E-4,null,3.2003268383692902E-4,3.0624977296299437E-4,2.9397491644619965E-4,2.8353454786030627E-4,2.740946075753614E-4,2.6551566243420983E-4,null,3.455203702922825E-4,3.3178306645014518E-4,3.1934874874567376E-4,3.082133900842635E-4,2.9809112987694714E-4,2.8888265592681218E-4,null,0,0,0,0,0,0]
[null,354,2.7982249528288485E-4,2.6796102040324202E-4,2.5765021332944623E-4,2.5521466677242143E-4,2.5013679519482457E-4,2.4402205772610776E-4,null,null,0,0,0,0,0,0,null,2.7982249528288485E-4,2.6796102040324202E-4,2.5765021332944623E-4,2.5521466677242143E-4,2.5013679519482457E-4,2.4402205772610776E-4,null,3.0284310765911514E-4,2.8929509070877503E-4,2.7737566735692217E-4,2.686222344232737E-4,2.6065476108305148E-4,2.5294206936304751E-4,null,3.2009267378129618E-4,3.0628104865552573E-4,2.939785258512894E-4,2.8351094845500052E-4,2.7404643475695083E-4,2.6544518946495686E-4,null,3.4558513788896368E-4,3.3181694972481021E-4,3.1935266968904219E-4,3.0818773658712118E-4,2.9803873960923489E-4,2.888059809075602E-4,null,0,0,0,0,0,0]
[null,355,2.802067936724263E-4,2.6830181659622958E-4,2.5795033321320644E-4,2.5548291253264278E-4,2.5037213054562667E-4,2.4422556564579506E-4,null,null,0,0,0,0,0,0,null,2.802067936724263E-4,2.6830181659622958E-4,2.5795033321320644E-4,2.5548291253264278E-4,2.5037213054562667E-4,2.4422556564579506E-4,null,3.0325902174936533E-4,2.8966301984046429E-4,2.7769876413207841E-4,2.6890457233275398E-4,2.608999920159494E-4,2.5315301633569885E-4,null,3.205322778199701E-4,3.0667058074197978E-4,2.9432096221051595E-4,2.8380893528648306E-4,2.7430426493267276E-4,2.6566656370793473E-4,null,3.4605975238271956E-4,3.3223895869113218E-4,3.1972466272901307E-4,3.0851166018734839E-4,2.9831914238358058E-4,2.8904683743059519E-4,null,0,0,0,0,0,0]
[null,356,2.804311898075689E-4,2.6849157830216314E-4,2.5810734854104497E-4,2.5561164036808515E-4,2.5047284514510365E-4,2.4429974965379023E-4,null,null,0,0,0,0,0,0,null,2.804311898075689E-4,2.6849157830216314E-4,2.5810734854104497E-4,2.5561164036808515E-4,2.5047284514510365E-4,2.4429974965379023E-4,null,3.0350187864635849E-4,2.8986788967507116E-4,2.7786780040331486E-4,2.6904006281700519E-4,2.610049415490391E-4,2.5322991207484138E-4,null,3.2078896754325831E-4,3.0688747950658563E-4,2.9450011647558542E-4,2.8395193549560259E-4,2.7441460646356644E-4,2.6574726046232254E-4,null,3.4633688510297001E-4,3.3247394119098497E-4,3.1991928032113289E-4,3.0866710713223786E-4,2.9843914413008488E-4,2.8913463599026775E-4,null,0,0,0,0,0,0]
[null,357,2.8054326117986567E-4,2.6857524275965847E-4,2.581638352259393E-4,2.5564235683171342E-4,2.5047898643900182E-4,2.4428307936131237E-4,null,null,0,0,0,0,0,0,null,2.8054326117986567E-4,2.6857524275965847E-4,2.581638352259393E-4,2.5564235683171342E-4,2.5047898643900182E-4,2.4428307936131237E-4,null,3.036231699765343E-4,2.8995821518877385E-4,2.779286116548053E-4,2.6907239295381806E-4,2.6101134107731527E-4,2.5321263241448802E-4,null,3.2091716747649295E-4,3.0698310848179374E-4,2.9456456770246726E-4,2.8398605756956708E-4,2.7442133478075098E-4,2.6572912665513129E-4,null,3.464752949924588E-4,3.3257754314415229E-4,3.1998929452135334E-4,3.0870419919093992E-4,2.9844646150013255E-4,2.8911490629773113E-4,null,0,0,0,0,0,0]
[null,358,2.8061810756443279E-4,2.6862374215559073E-4,2.5818699814428531E-4,2.5564057881790117E-4,2.5045376813664271E-4,2.4423627788709105E-4,null,null,0,0,0,0,0,0,null,2.8061810756443279E-4,2.6862374215559073E-4,2.5818699814428531E-4,2.5564057881790117E-4,2.5045376813664271E-4,2.4423627788709105E-4,null,3.0370417387036506E-4,2.9001057592812479E-4,2.7795354790403686E-4,2.6907052153298981E-4,2.6098506237421119E-4,2.5316412015355107E-4,null,3.2100278525119949E-4,3.0703854358135759E-4,2.9459099655925641E-4,2.8398408242296346E-4,2.7439370595530463E-4,2.6567821639600277E-4,null,3.4656773144259111E-4,3.3263760009421731E-4,3.2001800452984122E-4,3.0870205212760947E-4,2.9841641381744621E-4,2.8905951562609942E-4,null,0,0,0,0,0,0]
[null,359,2.8089196883730061E-4,2.6886020638873222E-4,2.5838824218549092E-4,2.5581240126659033E-4,2.5059604000513409E-4,2.4435036031598468E-4,null,null,0,0,0,0,0,0,null,2.8089196883730061E-4,2.6886020638873222E-4,2.5838824218549092E-4,2.5581240126659033E-4,2.5059604000513409E-4,2.4435036031598468E-4,null,3.0400056533402825E-4,2.9026586657328318E-4,2.7817019899665466E-4,2.6925137058322136E-4,2.6113331661190372E-4,2.5328237276526664E-4,null,3.2131605880338044E-4,3.0730882361383068E-4,2.9482061572318213E-4,2.841749552517463E-4,2.7454957705893781E-4,2.6580231432483134E-4,null,3.4690595437799449E-4,3.3293041447610746E-4,3.2026744279339841E-4,3.0890953852416358E-4,2.9858593117427487E-4,2.8919453492758372E-4,null,0,0,0,0,0,0]
[null,360,2.8111721622518158E-4,2.6905074875639457E-4,2.5854597098652258E-4,2.55941793845216E-4,2.5069736625276697E-4,2.4442510331813643E-4,null,null,0,0,0,0,0,0,null,2.8111721622518158E-4,2.6905074875639457E-4,2.5854597098652258E-4,2.55941793845216E-4,2.5069736625276697E-4,2.4442510331813643E-4,null,3.042443435151534E-4,2.9047157922303276E-4,2.7834000336390976E-4,2.693875607325877E-4,2.6123890351225401E-4,2.5335984793210543E-4,null,3.2157372228599709E-4,3.0752661467946067E-4,2.950005840601471E-4,2.8431869390577088E-4,2.7466058870314415E-4,2.6588361914846992E-4,null,3.4718413840862891E-4,3.3316636367176255E-4,3.2046294472233295E-4,3.0906578818819009E-4,2.9870666170138627E-4,2.8928299507030016E-4,null,0,0,0,0,0,0]
[null,361,2.8128162809570623E-4,2.6918382589567866E-4,2.5864924780655925E-4,2.5601809456585639E-4,2.5074745975712051E-4,2.444506251301421E-4,null,null,0,0,0,0,0,0,null,2.8128162809570623E-4,2.6918382589567866E-4,2.5864924780655925E-4,2.5601809456585639E-4,2.5074745975712051E-4,2.444506251301421E-4,null,3.0442228132446139E-4,2.9061525147440167E-4,2.7845118695855924E-4,2.6946786987126585E-4,2.6129110339112002E-4,2.5338630267149564E-4,null,3.2176179521124359E-4,3.0767872264542774E-4,2.9511842276447672E-4,2.8440345427612943E-4,2.7471547045799307E-4,2.6591138156587787E-4,null,3.473871896282544E-4,3.3333115349965951E-4,3.2059095442886297E-4,3.0915792609974318E-4,2.9876634826164831E-4,2.8931320074932577E-4,null,0,0,0,0,0,0]
[null,362,2.8138517888055245E-4,2.6925941369328866E-4,2.5869804983984235E-4,2.5604128124311428E-4,2.5074629915858298E-4,2.4442690527801938E-4,null,null,0,0,0,0,0,0,null,2.8138517888055245E-4,2.6925941369328866E-4,2.5869804983984235E-4,2.5604128124311428E-4,2.5074629915858298E-4,2.4442690527801938E-4,null,3.0453435109015935E-4,2.9069685729428229E-4,2.7850372522885742E-4,2.6949227464836051E-4,2.612898939907426E-4,2.5336171576104659E-4,null,3.2188024833117613E-4,3.077651199500906E-4,2.9517410581483296E-4,2.8442921171767475E-4,2.7471419892218744E-4,2.6588557930562538E-4,null,3.4751507645959517E-4,3.3342475410023053E-4,3.2065144364567296E-4,3.0918592546856259E-4,2.9876496540501963E-4,2.8928512773320945E-4,null,0,0,0,0,0,0]
[null,363,2.8145598616238299E-4,2.6930406939688374E-4,2.5871753884186072E-4,2.5603588367551015E-4,2.5071755196231225E-4,2.4437667880588404E-4,null,null,0,0,0,0,0,0,null,2.8145598616238299E-4,2.6930406939688374E-4,2.5871753884186072E-4,2.5603588367551015E-4,2.5071755196231225E-4,2.4437667880588404E-4,null,3.0461098358981878E-4,2.9074506832065758E-4,2.7852470629023945E-4,2.6948659352239469E-4,2.6125993800777764E-4,2.5330965330441009E-4,null,3.2196124572254534E-4,3.0781616168632891E-4,2.9519634273833338E-4,2.8442321570839305E-4,2.7468270388907517E-4,2.6583094336190638E-4,null,3.4760252455496795E-4,3.3348005139433864E-4,3.2067559990288586E-4,3.0917940756673495E-4,2.9873071303468293E-4,2.8922568349407899E-4,null,0,0,0,0,0,0]
[null,364,2.8192392120726461E-4,2.6972380881850971E-4,2.5909239531012106E-4,2.5637692013267518E-4,2.5102305280565092E-4,2.4464752402776618E-4,null,null,0,0,0,0,0,0,null,2.8192392120726461E-4,2.6972380881850971E-4,2.5909239531012106E-4,2.5637692013267518E-4,2.5102305280565092E-4,2.4464752402776618E-4,null,3.0511741500817668E-4,2.9119822585032591E-4,2.7892826141135953E-4,2.6984554614961637E-4,2.6157828481184977E-4,2.5359039903509668E-4,null,3.2249652284356702E-4,3.0829592635517588E-4,2.9562405343385719E-4,2.8480206372152395E-4,2.7501740641401557E-4,2.6612556656895628E-4,null,3.4818043162010588E-4,3.3399981600171913E-4,3.2114022755578853E-4,3.0959123050448606E-4,2.9909471820324402E-4,2.8954623533561618E-4,null,0,0,0,0,0,0]
[null,365,2.8198965595026179E-4,2.6976366223917692E-4,2.5910732178201663E-4,2.5636705980082263E-4,2.5098998541981873E-4,2.4459313383372024E-4,null,null,0,0,0,0,0,0,null,2.8198965595026179E-4,2.6976366223917692E-4,2.5910732178201663E-4,2.5636705980082263E-4,2.5098998541981873E-4,2.4459313383372024E-4,null,3.0518855765819953E-4,2.9124125225367978E-4,2.7894433063967416E-4,2.6983516781044063E-4,2.6154382698029797E-4,2.535340206553582E-4,null,3.2257171769030379E-4,3.0834147905331124E-4,2.9564108451699624E-4,2.8479111015027763E-4,2.7498117824059957E-4,2.6606640136275279E-4,null,3.4826161505105131E-4,3.3404916661421499E-4,3.2115872864137769E-4,3.0957932353458474E-4,2.9905531831412371E-4,2.8948186323134997E-4,null,0,0,0,0,0,0]
[null,366,2.8210090148533498E-4,2.6984649528654758E-4,2.5916296314508372E-4,2.5639688435145951E-4,2.5099520071636622E-4,2.4457551116737565E-4,null,null,0,0,0,0,0,0,null,2.8210090148533498E-4,2.6984649528654758E-4,2.5916296314508372E-4,2.5639688435145951E-4,2.5099520071636622E-4,2.4457551116737565E-4,null,3.053089552106576E-4,2.9133068016344333E-4,2.7900423185230641E-4,2.6986655917808443E-4,2.6154926157409498E-4,2.5351575380794928E-4,null,3.2269897293735531E-4,3.0843615772177519E-4,2.9570457123287918E-4,2.8482424142265014E-4,2.7498689204781426E-4,2.6604723157109416E-4,null,3.4839900501871249E-4,3.3415173902968639E-4,3.2122769508084227E-4,3.0961533855234112E-4,2.990615323555585E-4,2.8946100638141078E-4,null,0,0,0,0,0,0]
[null,367,2.8232902804498176E-4,2.7003971757405727E-4,2.5932318680688316E-4,2.5652865703967685E-4,2.5109877314637602E-4,2.4465236357683762E-4,null,null,0,0,0,0,0,0,null,2.8232902804498176E-4,2.7003971757405727E-4,2.5932318680688316E-4,2.5652865703967685E-4,2.5109877314637602E-4,2.4465236357683762E-4,null,3.0555584942905547E-4,2.915392860983959E-4,2.7917672208448472E-4,2.7000525447484205E-4,2.6165718910621982E-4,2.5359541548962671E-4,null,3.2295992994284571E-4,3.0865701195181589E-4,2.9588738620242111E-4,2.8497062407490683E-4,2.7510036457855964E-4,2.6613083099067357E-4,null,3.4868074487130003E-4,3.3439100677827094E-4,3.2142628934351256E-4,3.0977446234816086E-4,2.9918493921569011E-4,2.8955196305846938E-4,null,0,0,0,0,0,0]
[null,368,2.8250474171147191E-4,2.7018343010115392E-4,2.5943649619425733E-4,2.5661468657994189E-4,2.5115820352231941E-4,2.446868064192656E-4,null,null,0,0,0,0,0,0,null,2.8250474171147191E-4,2.7018343010115392E-4,2.5943649619425733E-4,2.5661468657994189E-4,2.5115820352231941E-4,2.446868064192656E-4,null,3.0574601881756109E-4,2.9169444048801515E-4,2.7929870633023625E-4,2.7009580353154266E-4,2.6171911846143732E-4,2.5363111735985787E-4,null,3.2316093114280247E-4,3.0882127622964954E-4,2.9601667205177059E-4,2.8506619192319766E-4,2.7516547568158972E-4,2.661682976316781E-4,null,3.4889775398488676E-4,3.3456896643936906E-4,3.2156673423153019E-4,3.0987834842034165E-4,2.9925575068637705E-4,2.8959272699180131E-4,null,0,0,0,0,0,0]
[null,369,2.8266218207224605E-4,2.7030987793219584E-4,2.5953344199556303E-4,2.5668475634632479E-4,2.5120222823678674E-4,2.4470644391096476E-4,null,null,0,0,0,0,0,0,null,2.8266218207224605E-4,2.7030987793219584E-4,2.5953344199556303E-4,2.5668475634632479E-4,2.5120222823678674E-4,2.4470644391096476E-4,null,3.0591641158058612E-4,2.9183095563001661E-4,2.7940307420941298E-4,2.7016955437607419E-4,2.6176499436474977E-4,2.5365147268278959E-4,null,3.2334102926532952E-4,3.0896580685665437E-4,2.9612728707275986E-4,2.8514403049798048E-4,2.752137085536531E-4,2.6618965913380321E-4,null,3.4909219528143952E-4,3.3472554717462865E-4,3.2168689675754583E-4,3.0996296206334983E-4,2.993082062653385E-4,2.8961596843606079E-4,null,0,0,0,0,0,0]
[null,370,2.8278963040327605E-4,2.70407992704061E-4,2.5960353750952594E-4,2.5672864308663799E-4,2.5122098347956636E-4,2.4470180092226211E-4,null,null,0,0,0,0,0,0,null,2.8278963040327605E-4,2.70407992704061E-4,2.5960353750952594E-4,2.5672864308663799E-4,2.5122098347956636E-4,2.4470180092226211E-4,null,3.0605434491077132E-4,2.9193688193893976E-4,2.794785361689159E-4,2.7021574668309776E-4,2.6178453824401776E-4,2.5364665997371972E-4,null,3.2348681910616099E-4,3.0907795262759611E-4,2.9620726595419496E-4,2.8519278306979833E-4,2.7523425653985697E-4,2.6618460852884015E-4,null,3.4924959595434896E-4,3.3484704299620088E-4,3.2177377884946417E-4,3.100159580581896E-4,2.9933055319320549E-4,2.8961047334713686E-4,null,0,0,0,0,0,0]
[null,371,2.8298963925412862E-4,2.7057463590025367E-4,2.59738554374332E-4,2.5683581339756839E-4,2.5130079071637951E-4,2.4475579787757931E-4,null,null,0,0,0,0,0,0,null,2.8298963925412862E-4,2.7057463590025367E-4,2.59738554374332E-4,2.5683581339756839E-4,2.5130079071637951E-4,2.4475579787757931E-4,null,3.0627080821508961E-4,2.9211679265313999E-4,2.7962388979581987E-4,2.7032854712967882E-4,2.6186770128377779E-4,2.5370263074023366E-4,null,3.2371561189061747E-4,3.0926842679732569E-4,2.9636132000432683E-4,2.85311835618315E-4,2.7532169225158188E-4,2.6624334597318542E-4,null,3.4949660999884536E-4,3.3505339777485432E-4,3.2194112975390035E-4,3.1014537293850457E-4,2.9942564375456395E-4,2.8967438004389915E-4,null,0,0,0,0,0,0]
[null,372,2.8308630990587185E-4,2.7064367024918308E-4,2.5978108555504921E-4,2.5685281398885702E-4,2.5129359131693279E-4,2.4472620973467832E-4,null,null,0,0,0,0,0,0,null,2.8308630990587185E-4,2.7064367024918308E-4,2.5978108555504921E-4,2.5685281398885702E-4,2.5129359131693279E-4,2.4472620973467832E-4,null,3.0637543182858337E-4,2.9219132326287379E-4,2.7966967712307438E-4,2.7034644083804682E-4,2.6186019915782602E-4,2.5367196102879964E-4,null,3.2382619473479295E-4,3.0934733347095876E-4,2.9640984802085121E-4,2.8533072110723104E-4,2.7531380468850172E-4,2.6621116023443925E-4,null,3.4961599975869549E-4,3.3513888321991465E-4,3.2199384636504361E-4,3.1016590222005468E-4,2.9941706564859052E-4,2.8963936176434939E-4,null,0,0,0,0,0,0]
[null,373,2.8347630155621404E-4,2.7098974258168144E-4,2.6008609094808308E-4,2.5712568904122997E-4,2.5153326440699881E-4,2.4493376074968105E-4,null,null,0,0,0,0,0,0,null,2.8347630155621404E-4,2.7098974258168144E-4,2.6008609094808308E-4,2.5712568904122997E-4,2.5153326440699881E-4,2.4493376074968105E-4,null,3.0679750755638124E-4,2.9256494860088473E-4,2.7999803343742389E-4,2.7063365123709555E-4,2.6210995022695816E-4,2.538870988885587E-4,null,3.2427231137021289E-4,3.0974289621642361E-4,2.9675785873918944E-4,2.856338504919421E-4,2.755763872317402E-4,2.6643693252328238E-4,null,3.5009764551817169E-4,3.3556742564590236E-4,3.2237189490331661E-4,3.1049541598125599E-4,2.9970263685224287E-4,2.8988500338804021E-4,null,0,0,0,0,0,0]
[null,374,2.8371746820141872E-4,2.7119524360081574E-4,2.6025790586752694E-4,2.5726871208907586E-4,2.5164764368925904E-4,2.4502094810664233E-4,null,null,0,0,0,0,0,0,null,2.8371746820141872E-4,2.7119524360081574E-4,2.6025790586752694E-4,2.5726871208907586E-4,2.5164764368925904E-4,2.4502094810664233E-4,null,3.070585146502665E-4,2.9278681085488623E-4,2.801830023428511E-4,2.7078418792517958E-4,2.6222913902709913E-4,2.5397747330264888E-4,null,3.2454818510299621E-4,3.099777851101348E-4,2.9695389931716791E-4,2.8579273085904054E-4,2.7570169960127404E-4,2.6653177421383776E-4,null,3.5039549007942836E-4,3.3582189818534813E-4,3.2258485631525476E-4,3.1066812529280478E-4,2.9983892010915312E-4,2.8998819172431023E-4,null,0,0,0,0,0,0]
[null,375,2.8391066924697697E-4,2.7135543560622972E-4,2.6038678680180441E-4,2.5736987263639638E-4,2.517216254636449E-4,2.4506932321610269E-4,null,null,0,0,0,0,0,0,null,2.8391066924697697E-4,2.7135543560622972E-4,2.6038678680180441E-4,2.5736987263639638E-4,2.517216254636449E-4,2.4506932321610269E-4,null,3.0726761008049877E-4,2.9295975675823932E-4,2.8032175027825097E-4,2.7089066288839541E-4,2.6230623165040569E-4,2.5402761672167659E-4,null,3.2476919034843784E-4,3.1016088553022795E-4,2.9710095227932003E-4,2.8590510732658364E-4,2.7578275301643298E-4,2.6658439626045007E-4,null,3.5063409637840385E-4,3.3602026443476296E-4,3.2274460184739177E-4,3.1079028300617174E-4,2.9992706961460614E-4,2.9004544483113753E-4,null,0,0,0,0,0,0]
[null,376,2.8402519725336038E-4,2.7144131528858932E-4,2.6044525455064065E-4,2.5740238174396446E-4,2.5172936259577726E-4,2.4505405737092244E-4,null,null,0,0,0,0,0,0,null,2.8402519725336038E-4,2.7144131528858932E-4,2.6044525455064065E-4,2.5740238174396446E-4,2.5172936259577726E-4,2.4505405737092244E-4,null,3.073915601486736E-4,2.9305247386485759E-4,2.8038469426204488E-4,2.7092487984475009E-4,2.6231429412008694E-4,2.5401179284695628E-4,null,3.2490020045807552E-4,3.1025904652070229E-4,2.9716766389733347E-4,2.8594122079935775E-4,2.757912297120525E-4,2.6656779019948993E-4,null,3.5077554024923397E-4,3.3612660950764343E-4,3.2281707153969391E-4,3.1082953979500198E-4,2.9993628843068282E-4,2.9002737733579411E-4,null,0,0,0,0,0,0]
[null,377,2.8437348599422602E-4,2.7174797810234578E-4,2.6071289790690098E-4,2.5763880563506531E-4,2.5193383935417842E-4,2.4522777324359994E-4,null,null,0,0,0,0,0,0,null,2.8437348599422602E-4,2.7174797810234578E-4,2.6071289790690098E-4,2.5763880563506531E-4,2.5193383935417842E-4,2.4522777324359994E-4,null,3.0776850212590741E-4,2.9338355204327761E-4,2.8067282813780235E-4,2.7117372414003189E-4,2.6252736889209951E-4,2.5419185875052947E-4,null,3.2529861258072813E-4,3.106095639505868E-4,2.9747304458501296E-4,2.8620385759234112E-4,2.7601525163808245E-4,2.6675675689850735E-4,null,3.5120568226628502E-4,3.3650635100624483E-4,3.2314881052504838E-4,3.1111503648998019E-4,3.0017992309988773E-4,2.9023297425385692E-4,null,0,0,0,0,0,0]
[null,378,2.8461180598350004E-4,2.7195076969300846E-4,2.6088212252258256E-4,2.5777927606089937E-4,2.5204572933317806E-4,2.4531254399922671E-4,null,null,0,0,0,0,0,0,null,2.8461180598350004E-4,2.7195076969300846E-4,2.6088212252258256E-4,2.5777927606089937E-4,2.5204572933317806E-4,2.4531254399922671E-4,null,3.0802642837338823E-4,2.9360248915408368E-4,2.8085500842828741E-4,2.7132157410545565E-4,2.6264396371662751E-4,2.5427972822654948E-4,null,3.2557122998593403E-4,3.1084135595135326E-4,2.9766612963009386E-4,2.8635990232190835E-4,2.7613783676117877E-4,2.6684896982998632E-4,null,3.5150001116315122E-4,3.3675746845214147E-4,3.2335856130342604E-4,3.1128466335015524E-4,3.0031324034451775E-4,2.9033330248426039E-4,null,0,0,0,0,0,0]
[null,379,2.8488260705876532E-4,2.7218423475219112E-4,2.6108040306349405E-4,2.5794806586923729E-4,2.5218493664419728E-4,2.4542354954410996E-4,null,null,0,0,0,0,0,0,null,2.8488260705876532E-4,2.7218423475219112E-4,2.6108040306349405E-4,2.5794806586923729E-4,2.5218493664419728E-4,2.4542354954410996E-4,null,3.0831950788119499E-4,2.938545418420901E-4,2.8106846913786152E-4,2.7149923119717769E-4,2.6278902453571437E-4,2.5439479148146659E-4,null,3.2588100293737916E-4,3.1110820791005711E-4,2.9789236744441161E-4,2.8654740627399937E-4,2.7629035037776689E-4,2.6696972074966859E-4,null,3.51834454706875E-4,3.3704656894776111E-4,3.2360432636323018E-4,3.1148848764304753E-4,3.0047910627195254E-4,2.9046468021943285E-4,null,0,0,0,0,0,0]
[null,380,2.85038823649914E-4,2.7230946907607181E-4,2.6117613451688885E-4,2.5801687570559199E-4,2.5222767231218173E-4,2.4544187826138793E-4,null,null,0,0,0,0,0,0,null,2.85038823649914E-4,2.7230946907607181E-4,2.6117613451688885E-4,2.5801687570559199E-4,2.5222767231218173E-4,2.4544187826138793E-4,null,3.0848857619674824E-4,2.9398974686195605E-4,2.811715296998121E-4,2.7157165592192281E-4,2.62833557189615E-4,2.544137901888796E-4,null,3.2605970117355641E-4,3.1125135149112025E-4,2.9800159689616687E-4,2.8662384522719386E-4,2.7633717098822118E-4,2.6698965857773149E-4,null,3.5202738462888889E-4,3.3720164699339779E-4,3.2372298372749072E-4,3.1157157984142814E-4,3.0053002594817424E-4,2.904863726976521E-4,null,0,0,0,0,0,0]
[null,381,2.8525050440539367E-4,2.7248708458498802E-4,2.613214889942668E-4,2.5813405552131176E-4,2.5231707112729893E-4,2.45505025442087E-4,null,null,0,0,0,0,0,0,null,2.8525050440539367E-4,2.7248708458498802E-4,2.613214889942668E-4,2.5813405552131176E-4,2.5231707112729893E-4,2.45505025442087E-4,null,3.0871767163725701E-4,2.9418150346403893E-4,2.8132801237702412E-4,2.7169499171733776E-4,2.6292671512256655E-4,2.5447924565921411E-4,null,3.263018456049433E-4,3.1145436707990425E-4,2.9816744614749591E-4,2.867540170590663E-4,2.7643511510130252E-4,2.6705834956206726E-4,null,3.5228881365730535E-4,3.3742158882039822E-4,3.2390314791133542E-4,3.1171308182733308E-4,3.0063654490376942E-4,2.905611089064739E-4,null,0,0,0,0,0,0]
[null,382,2.8546230978941336E-4,2.7266481281921221E-4,2.6146694468421217E-4,2.58251327425005E-4,2.5240655244208979E-4,2.4556824577121435E-4,null,null,0,0,0,0,0,0,null,2.8546230978941336E-4,2.7266481281921221E-4,2.6146694468421217E-4,2.58251327425005E-4,2.5240655244208979E-4,2.4556824577121435E-4,null,3.089469019593246E-4,2.9437338176620405E-4,2.8148460401554085E-4,2.7181842443851928E-4,2.6301995902420859E-4,2.5454477695185338E-4,null,3.2654413260057457E-4,3.116575115143894E-4,2.9833341088221998E-4,2.868842911889338E-4,2.7653314959989235E-4,2.6712712011666225E-4,null,3.5255039660390898E-4,3.3764167023549174E-4,3.2408343754628373E-4,3.1185469501524878E-4,3.0074316215797251E-4,2.9063593168822182E-4,null,0,0,0,0,0,0]
[null,383,2.8560926251736959E-4,2.7278128241224587E-4,2.6155435520890233E-4,2.5831200558784617E-4,2.5244142325071665E-4,2.4557900120418438E-4,null,null,0,0,0,0,0,0,null,2.8560926251736959E-4,2.7278128241224587E-4,2.6155435520890233E-4,2.5831200558784617E-4,2.5244142325071665E-4,2.4557900120418438E-4,null,3.0910594428638363E-4,2.944991242396085E-4,2.8157870660643975E-4,2.7188229029658E-4,2.6305629611041913E-4,2.5455592554021332E-4,null,3.2671223378044368E-4,3.1179063695568367E-4,2.984331461661937E-4,2.8695169688984891E-4,2.765713535785347E-4,2.6713881978827848E-4,null,3.5273188551066242E-4,3.3778589488815935E-4,3.2419178127345553E-4,3.1192796770722526E-4,3.0078471083074665E-4,2.9064866100211227E-4,null,0,0,0,0,0,0]
[null,384,2.860556860651305E-4,2.7318059892782702E-4,2.6190974408297932E-4,2.5863392462325451E-4,2.5272834481242267E-4,2.4583187052088499E-4,null,null,0,0,0,0,0,0,null,2.860556860651305E-4,2.7318059892782702E-4,2.6190974408297932E-4,2.5863392462325451E-4,2.5272834481242267E-4,2.4583187052088499E-4,null,3.0958909448629675E-4,2.9493023286661222E-4,2.8196130371297616E-4,2.7222112117839556E-4,2.6335528239533493E-4,2.5481803827231915E-4,null,3.2722290361382234E-4,3.1224705812079792E-4,2.9883864436452631E-4,2.8730930788536322E-4,2.7688570089788518E-4,2.6741388895336522E-4,null,3.5328322554197E-4,3.3828036974862781E-4,3.2463227920376058E-4,3.1231670515770754E-4,3.0112657872967353E-4,2.9094793792704138E-4,null,0,0,0,0,0,0]
[null,385,2.8632069637731943E-4,2.7340856476620683E-4,2.6210278096322161E-4,2.5879756312877653E-4,2.5286254394616271E-4,2.459380287404483E-4,null,null,0,0,0,0,0,0,null,2.8632069637731943E-4,2.7340856476620683E-4,2.6210278096322161E-4,2.5879756312877653E-4,2.5286254394616271E-4,2.459380287404483E-4,null,3.0987590683290194E-4,2.9517634850609347E-4,2.8216911931223297E-4,2.7239335634633049E-4,2.6349512444902128E-4,2.5492807701220377E-4,null,3.2752605243437164E-4,3.1250762443724031E-4,2.9905889916950095E-4,2.8749108939694722E-4,2.770327276242822E-4,2.6752936699239098E-4,null,3.5361051740314509E-4,3.3856266054233664E-4,3.2487154484323814E-4,3.1251430892896846E-4,3.0128647739890128E-4,2.9107357873598333E-4,null,0,0,0,0,0,0]
[null,386,2.8645575206275389E-4,2.735137829028636E-4,2.621795148723124E-4,2.5884781353108254E-4,2.5288733494219066E-4,2.45939083604553E-4,null,null,0,0,0,0,0,0,null,2.8645575206275389E-4,2.735137829028636E-4,2.621795148723124E-4,2.5884781353108254E-4,2.5288733494219066E-4,2.45939083604553E-4,null,3.1002207336409043E-4,2.9528994372357147E-4,2.8225172789604868E-4,2.7244624662696692E-4,2.6352095787805216E-4,2.5492917043593781E-4,null,3.2768054442907843E-4,3.1262788939661506E-4,2.9914645245030685E-4,2.8754691118571115E-4,2.770598882987853E-4,2.6753051446489715E-4,null,3.5377731327717368E-4,3.3869295248221889E-4,3.2496665510302472E-4,3.125749894452771E-4,3.0131601594481598E-4,2.9107482719305038E-4,null,0,0,0,0,0,0]
[null,387,2.8656831633913703E-4,2.7359775297450674E-4,2.6223611187571822E-4,2.5887842647660315E-4,2.5289317271142352E-4,2.4592192612432639E-4,null,null,0,0,0,0,0,0,null,2.8656831633913703E-4,2.7359775297450674E-4,2.6223611187571822E-4,2.5887842647660315E-4,2.5289317271142352E-4,2.4592192612432639E-4,null,3.1014389814889486E-4,2.9538059918329563E-4,2.823126579119304E-4,2.7247846780740305E-4,2.6352704111879836E-4,2.5491138577911614E-4,null,3.2780930820185274E-4,3.127238676906215E-4,2.9921102955045292E-4,2.8758091826425924E-4,2.7706628407851838E-4,2.6751185069887561E-4,null,3.5391633191088259E-4,3.3879693287831853E-4,3.2503680604099785E-4,3.1261195649936367E-4,3.0132297166431712E-4,2.910545209020826E-4,null,0,0,0,0,0,0]
[null,388,2.8679810969906201E-4,2.7379244179146276E-4,2.6239760422078418E-4,2.5901129374260594E-4,2.5299766400085796E-4,2.4599952935844065E-4,null,null,0,0,0,0,0,0,null,2.8679810969906201E-4,2.7379244179146276E-4,2.6239760422078418E-4,2.5901129374260594E-4,2.5299766400085796E-4,2.4599952935844065E-4,null,3.1039259629294064E-4,2.9559078840737208E-4,2.8248651395655329E-4,2.7261831518501163E-4,2.6363592614733479E-4,2.5499182573118052E-4,null,3.2807217188234852E-4,3.129463981725889E-4,2.9939529208579207E-4,2.8772851685284921E-4,2.7718076329901994E-4,2.6759626685934288E-4,null,3.5420013028776207E-4,3.3903801663479429E-4,3.2523697281309062E-4,3.1277240206659443E-4,3.014474733482015E-4,2.9114636619819568E-4,null,0,0,0,0,0,0]
[null,389,2.8699501636017218E-4,2.7395606420773028E-4,2.6252965734067772E-4,2.5911545498065388E-4,2.5307445238820973E-4,2.4605051540091719E-4,null,null,0,0,0,0,0,0,null,2.8699501636017218E-4,2.7395606420773028E-4,2.6252965734067772E-4,2.5911545498065388E-4,2.5307445238820973E-4,2.4605051540091719E-4,null,3.1060570219462697E-4,2.957674378382664E-4,2.8262867693706748E-4,2.7272794847865652E-4,2.637159433984694E-4,2.5504467552358375E-4,null,3.2829741603070188E-4,3.131334195728006E-4,2.9954596450720676E-4,2.8784422670512645E-4,2.7726489160076814E-4,2.6765172905743822E-4,null,3.5444331307963234E-4,3.3924063077244305E-4,3.2540065021057385E-4,3.1289818330244612E-4,3.0153896694139762E-4,2.9120670940711385E-4,null,0,0,0,0,0,0]
[null,390,2.8707042975117622E-4,2.740049308655834E-4,2.6255297963420345E-4,2.5911361025724957E-4,2.5304895544700604E-4,2.4600324043433396E-4,null,null,0,0,0,0,0,0,null,2.8707042975117622E-4,2.740049308655834E-4,2.6255297963420345E-4,2.5911361025724957E-4,2.5304895544700604E-4,2.4600324043433396E-4,null,3.106873197417355E-4,2.9582019507958077E-4,2.8265378476309018E-4,2.72726006843683E-4,2.636893743400763E-4,2.5499567246218814E-4,null,3.2838368241161237E-4,3.1318927445493611E-4,2.9957257521084864E-4,2.8784217745267317E-4,2.7723695750243356E-4,2.6760030373720867E-4,null,3.5453644979154133E-4,3.3930114250406608E-4,3.2542955776164657E-4,3.1289595568309418E-4,3.0150858725969457E-4,2.9115075834587102E-4,null,0,0,0,0,0,0]
[null,391,2.8718492767038762E-4,2.7409070841537893E-4,2.6261126799981944E-4,2.5914584718837681E-4,2.5305633609260767E-4,2.4598754196871576E-4,null,null,0,0,0,0,0,0,null,2.8718492767038762E-4,2.7409070841537893E-4,2.6261126799981944E-4,2.5914584718837681E-4,2.5305633609260767E-4,2.4598754196871576E-4,null,3.1081123724750796E-4,2.9591280192221603E-4,2.8271653563025605E-4,2.727599373249514E-4,2.6369706533337637E-4,2.5497940015297034E-4,null,3.2851465810413387E-4,3.1328731870727898E-4,2.9963908215286376E-4,2.8787798857213097E-4,2.7724504363630986E-4,2.675832270752907E-4,null,3.5467785650424564E-4,3.3940736110588056E-4,3.2550180511176807E-4,3.1293488380178052E-4,3.0151738132100375E-4,2.9113217883382263E-4,null,0,0,0,0,0,0]
[null,392,2.8730998441824275E-4,2.7418645421331078E-4,2.6267899561890033E-4,2.5918728017739487E-4,2.5307258362186109E-4,2.4598035537252711E-4,null,null,0,0,0,0,0,0,null,2.8730998441824275E-4,2.7418645421331078E-4,2.6267899561890033E-4,2.5918728017739487E-4,2.5307258362186109E-4,2.4598035537252711E-4,null,3.1094658224225505E-4,2.9601617064821959E-4,2.8278944841110846E-4,2.7280354697415229E-4,2.6371399605263512E-4,2.5497195085708057E-4,null,3.2865771218116533E-4,3.1339675672684923E-4,2.9971635926961645E-4,2.8792401533917525E-4,2.7726284420604227E-4,2.6757540955500307E-4,null,3.5483230353470244E-4,3.3952592341979817E-4,3.2558575224181569E-4,3.1298491673784567E-4,3.0153674030070391E-4,2.9112367332419372E-4,null,0,0,0,0,0,0]
[null,393,2.8752263710883418E-4,2.7436493027387321E-4,2.6282510104188076E-4,2.5930511624734615E-4,2.5316254245714005E-4,2.4604397022752038E-4,null,null,7.9963017668083586E-2,7.9963017668083586E-2,7.9963017668083586E-2,7.9963017668083586E-2,7.9963017668083586E-2,7.9963017668083586E-2,null,2.8752263710883418E-4,2.7436493027387321E-4,2.6282510104188076E-4,2.5930511624734615E-4,2.5316254245714005E-4,2.4604397022752038E-4,null,3.1117672957764236E-4,2.9620885631590383E-4,2.8294673952560027E-4,2.7292757349976803E-4,2.6380773755395516E-4,2.5503789109713169E-4,null,3.2890096842205259E-4,3.1360075593131074E-4,2.9988306534880658E-4,2.8805491618580993E-4,2.7736140186951548E-4,2.676446092715935E-4,null,3.5509493291811285E-4,3.3974693087052962E-4,3.2576684720883272E-4,3.1312721119194535E-4,3.0164392652199686E-4,2.9119896303680341E-4,null,7.9963017668083586E-2,0,2.8452214704355487E-2,5.1919666355184149E-2,7.9963017668083586E-2,7.9963017668083586E-2]
[null,394,2.8760021221530137E-4,2.7441582026221413E-4,2.628503196961288E-4,2.5930509593411589E-4,2.5313878232591469E-4,2.4599834110118282E-4,null,null,2.3316909269260697E-2,2.3316909269260697E-2,2.3316909269260697E-2,2.3316909269260697E-2,2.3316909269260697E-2,2.3316909269260697E-2,null,2.8760021221530137E-4,2.7441582026221413E-4,2.628503196961288E-4,2.5930509593411589E-4,2.5313878232591469E-4,2.4599834110118282E-4,null,3.1126068668157629E-4,2.9626379797783318E-4,2.8297388889590936E-4,2.7292755211939297E-4,2.6378297833641178E-4,2.5499059403822396E-4,null,3.2898970761803054E-4,3.1365892349229281E-4,2.9991183979732726E-4,2.8805489362040162E-4,2.7733537059632118E-4,2.6759497428286073E-4,null,3.551907393822719E-4,3.3980994809847343E-4,3.2579810526391447E-4,3.1312718666244425E-4,3.0161561625457762E-4,2.9114495986711999E-4,null,2.3316909269260697E-2,0,8.2965566848007839E-3,1.5139575581291712E-2,2.3316909269260697E-2,2.3316909269260697E-2]
[null,395,2.8773645991081876E-4,2.7452212231928705E-4,2.6292803356078214E-4,2.5935624631453629E-4,2.5316438824456844E-4,2.4600012746744487E-4,null,null,0.19813735328274579,0.19813735328274579,0.19813735328274579,0.19813735328274579,0.19813735328274579,0.19813735328274579,null,2.8773645991081876E-4,2.7452212231928705E-4,2.6292803356078214E-4,2.5935624631453629E-4,2.5316438824456844E-4,2.4600012746744487E-4,null,3.1140814328788009E-4,2.9637856341348186E-4,2.8305755245974871E-4,2.7298138965801836E-4,2.6380966095463195E-4,2.5499244570353311E-4,null,3.2914556316892402E-4,3.1378042737918477E-4,3.0000051120603201E-4,2.8811171517008062E-4,2.7736342408885229E-4,2.6759691747740345E-4,null,3.5535900740730976E-4,3.3994158226031653E-4,3.2589443016047947E-4,3.1318895395884095E-4,3.016461257832384E-4,2.9114707407460345E-4,null,0.19813735328274579,0,7.0500672447777635E-2,0.12864978805127625,0.19813735328274579,0.19813735328274579]
[null,396,2.8801982670507661E-4,2.7476737469652325E-4,2.6313739115258296E-4,2.5953572792749045E-4,2.5331380823786489E-4,2.4612084412635259E-4,null,null,0.2533064234251502,0.2533064234251502,0.2533064234251502,0.2533064234251502,0.2533064234251502,0.2533064234251502,null,2.8801982670507661E-4,2.7476737469652325E-4,2.6313739115258296E-4,2.5953572792749045E-4,2.5331380823786489E-4,2.4612084412635259E-4,null,3.1171482227912309E-4,2.9664334188242604E-4,2.8328293826863893E-4,2.7317030024266216E-4,2.639653638875946E-4,2.5511757505370438E-4,null,3.2946971021343926E-4,3.1406075231290881E-4,3.0023938791961223E-4,2.8831109635362459E-4,2.7752712657977288E-4,2.6772823206713331E-4,null,3.5570896980960967E-4,3.402452790278718E-4,3.2615392501979777E-4,3.1340568927720996E-4,3.0182416015215165E-4,2.9128994514704914E-4,null,0.2533064234251502,0,9.0130774893972102E-2,0.1644708438149417,0.2533064234251502,0.2533064234251502]
[null,397,2.8816676068129461E-4,2.7488376108486767E-4,2.632246494384801E-4,2.5959617122013693E-4,2.5334836901713345E-4,2.4613122161583052E-4,null,null,0.22640403197618708,0.22640403197618708,0.22640403197618708,0.22640403197618708,0.22640403197618708,0.22640403197618708,null,2.8816676068129461E-4,2.7488376108486767E-4,2.632246494384801E-4,2.5959617122013693E-4,2.5334836901713345E-4,2.4613122161583052E-4,null,3.1187384431176411E-4,2.967689945266901E-4,2.8337687696548835E-4,2.7323391889174661E-4,2.6400137790806718E-4,2.5512833188318031E-4,null,3.2963778994294561E-4,3.1419378265074569E-4,3.003389494993403E-4,2.8837824114370531E-4,2.7756499089451152E-4,2.6773952061492402E-4,null,3.5589043555767449E-4,3.4038940064791867E-4,3.2626208004980393E-4,3.1347867834867742E-4,3.0186533942401798E-4,2.913022271557165E-4,null,0.22640403197618708,0,8.0558442084525991E-2,0.14700322904851915,0.22640403197618708,0.22640403197618708]
[null,398,2.8838104184452409E-4,2.750637528566862E-4,2.6337216582884371E-4,2.5971535325870998E-4,2.5343959798439415E-4,2.4619602916355445E-4,null,null,0,0,0,0,0,0,null,2.8838104184452409E-4,2.750637528566862E-4,2.6337216582884371E-4,2.5971535325870998E-4,2.5343959798439415E-4,2.4619602916355445E-4,null,3.1210575409199682E-4,2.9696331658098264E-4,2.8353568706967743E-4,2.733593620957344E-4,2.6409644294896479E-4,2.5519550841379565E-4,null,3.2988290901534096E-4,3.1439951432223653E-4,3.0050726549030182E-4,2.8851063718983368E-4,2.7766494009712634E-4,2.6781001773286764E-4,null,3.561550761301446E-4,3.406122850085265E-4,3.2644492388477208E-4,3.1362259814440927E-4,3.0197403901136602E-4,2.9137892844889075E-4,null,0,0,0,0,0,0]
[null,399,2.885164137360194E-4,2.7516921001843534E-4,2.6344905936359441E-4,2.597656805551099E-4,2.5346438721663816E-4,2.4619700937131652E-4,null,null,0,0,0,0,0,0,null,2.885164137360194E-4,2.7516921001843534E-4,2.6344905936359441E-4,2.597656805551099E-4,2.5346438721663816E-4,2.4619700937131652E-4,null,3.1225226284308449E-4,2.9707716985385117E-4,2.8361846749994096E-4,2.7341233331005523E-4,2.6412227454004661E-4,2.5519652445219008E-4,null,3.3003776272236604E-4,3.1452005248872121E-4,3.0059500090375794E-4,2.8856654439812996E-4,2.7769209883925201E-4,2.6781108399481763E-4,null,3.563222625235809E-4,3.4074287293391054E-4,3.26540231997609E-4,3.1368337151516492E-4,3.0200357545572692E-4,2.9138008854837869E-4,null,0,0,0,0,0,0]
[null,400,2.8881486743500271E-4,2.7542869451228262E-4,2.636718815324506E-4,2.5995826537954974E-4,2.5362642742870952E-4,2.4632982753776232E-4,null,null,0,0,0,0,0,0,null,2.8881486743500271E-4,2.7542869451228262E-4,2.636718815324506E-4,2.5995826537954974E-4,2.5362642742870952E-4,2.4632982753776232E-4,null,3.1257526991798417E-4,2.9735731354815456E-4,2.8385834872103426E-4,2.7361503547647571E-4,2.642911283575364E-4,2.5533419766986086E-4,null,3.3037916787784113E-4,3.1481664481683587E-4,3.0084924068055009E-4,2.8878048157864348E-4,2.7786962786840113E-4,2.6795556250501913E-4,null,3.5669085748808629E-4,3.4106419337491984E-4,3.2681641595092535E-4,3.1391592978423209E-4,3.0219664685305633E-4,2.91537282046377E-4,null,0,0,0,0,0,0]
[null,401,2.8893098808834618E-4,2.7551596014545825E-4,2.6373152979740594E-4,2.5999176917571634E-4,2.5363497359600561E-4,2.4631519410322112E-4,null,null,0,0,0,0,0,0,null,2.8893098808834618E-4,2.7551596014545825E-4,2.6373152979740594E-4,2.5999176917571634E-4,2.5363497359600561E-4,2.4631519410322112E-4,null,3.1270094365799713E-4,2.9745152694989231E-4,2.839225636001328E-4,2.7365029937686885E-4,2.6430003388138389E-4,2.5531902932299406E-4,null,3.3051199983751749E-4,3.1491638995738056E-4,3.0091729926577134E-4,2.8881770002360258E-4,2.7787899093182608E-4,2.6793964437515623E-4,null,3.5683426830270611E-4,3.4117225467492746E-4,3.2689034887110283E-4,3.139563877220075E-4,3.022068296369503E-4,2.9151996302425215E-4,null,0,0,0,0,0,0]
[null,402,2.8912386551216532E-4,2.7567571871121453E-4,2.6385985685546974E-4,2.6009222109055425E-4,2.5370810891086552E-4,2.4636259977695209E-4,null,null,0,0,0,0,0,0,null,2.8912386551216532E-4,2.7567571871121453E-4,2.6385985685546974E-4,2.6009222109055425E-4,2.5370810891086552E-4,2.4636259977695209E-4,null,3.1290968884257429E-4,2.9762400490471728E-4,2.8406071525508556E-4,2.7375602847996903E-4,2.6437624445251035E-4,2.5536816786942221E-4,null,3.3073263488774782E-4,3.1509899495335314E-4,3.0106372025595385E-4,2.889292892908261E-4,2.7795911697756271E-4,2.6799121187754717E-4,null,3.5707247492379576E-4,3.4137008419469079E-4,3.2704940788392666E-4,3.1407768971715243E-4,3.0229397058334647E-4,2.9157606878055155E-4,null,0,0,0,0,0,0]
[null,403,2.8920279721164328E-4,2.757278506904298E-4,2.638862081648615E-4,2.6009325307376364E-4,2.536853139986459E-4,2.463178497288974E-4,null,null,0,0,0,0,0,0,null,2.8920279721164328E-4,2.757278506904298E-4,2.638862081648615E-4,2.6009325307376364E-4,2.536853139986459E-4,2.463178497288974E-4,null,3.1299511414456277E-4,2.9768028744026374E-4,2.8408908399553336E-4,2.7375711467787095E-4,2.6435249104032687E-4,2.5532178202273062E-4,null,3.3082292590851244E-4,3.1515858211733134E-4,3.0109378706237767E-4,2.889304356925677E-4,2.7793414318504441E-4,2.6794253314294778E-4,null,3.5716995680144223E-4,3.4143463938372646E-4,3.2708206984409082E-4,3.1407893590168213E-4,3.0226681037725947E-4,2.9152310602118247E-4,null,0,0,0,0,0,0]
[null,404,2.8933563226022968E-4,2.7583089049292622E-4,2.6396078749598415E-4,2.6014129617599939E-4,2.53707872207583E-4,2.4631666075564102E-4,null,null,0,0,0,0,0,0,null,2.8933563226022968E-4,2.7583089049292622E-4,2.6396078749598415E-4,2.6014129617599939E-4,2.53707872207583E-4,2.4631666075564102E-4,null,3.1313887735015956E-4,2.9779153089263215E-4,2.841693730489514E-4,2.7380768169909435E-4,2.643759977961258E-4,2.5532054958760287E-4,null,3.3097487768719592E-4,3.1527635722773499E-4,3.0117888197279551E-4,2.8898380545244019E-4,2.779588576486998E-4,2.6794123978760828E-4,null,3.5733401015439301E-4,3.4156223388576699E-4,3.2717450954437231E-4,3.1413695096454633E-4,3.0229368855067739E-4,2.9152169884270532E-4,null,0,0,0,0,0,0]
[null,405,2.8949657407099314E-4,2.7596047313688683E-4,2.640605102411037E-4,2.6021384566902718E-4,2.5375407000420873E-4,2.4633817488645902E-4,null,null,0,0,0,0,0,0,null,2.8949657407099314E-4,2.7596047313688683E-4,2.640605102411037E-4,2.6021384566902718E-4,2.5375407000420873E-4,2.4633817488645902E-4,null,3.1331305962265568E-4,2.9793143042982024E-4,2.8427673047210568E-4,2.7388404254139956E-4,2.6442413815721367E-4,2.553428501485454E-4,null,3.3115898116493241E-4,3.154244709646512E-4,3.0129266548271487E-4,2.8906439868729754E-4,2.7800947131970751E-4,2.6796464268234808E-4,null,3.5753277579619235E-4,3.4172269646943516E-4,3.2729811404083717E-4,3.1422455903319511E-4,3.0234873336353003E-4,2.915471613345479E-4,null,0,0,0,0,0,0]
[null,406,2.8956839276667056E-4,2.7600587439472759E-4,2.6408047056005217E-4,2.6020863075040411E-4,2.5372523193824655E-4,2.4628760455093794E-4,null,null,0,0,0,0,0,0,null,2.8956839276667056E-4,2.7600587439472759E-4,2.6408047056005217E-4,2.6020863075040411E-4,2.5372523193824655E-4,2.4628760455093794E-4,null,3.1339078674379E-4,2.9798044636872648E-4,2.8429821893399148E-4,2.7387855365978249E-4,2.6439408748359078E-4,2.5529043125889961E-4,null,3.3124113552605205E-4,3.1547636487385051E-4,3.0131544017816017E-4,2.8905860557774146E-4,2.7797787673101027E-4,2.6790963268686333E-4,null,3.5762147300341153E-4,3.4177891698564209E-4,3.2732285448665971E-4,3.1421826169148175E-4,3.0231437272168428E-4,2.9148731012482084E-4,null,0,0,0,0,0,0]
[null,407,2.8975754853912566E-4,2.7616209709006677E-4,2.6420542429160282E-4,2.6030576667194778E-4,2.5379514139903627E-4,2.4633188607774885E-4,null,null,0,0,0,0,0,0,null,2.8975754853912566E-4,2.7616209709006677E-4,2.6420542429160282E-4,2.6030576667194778E-4,2.5379514139903627E-4,2.4633188607774885E-4,null,3.1359550410185678E-4,2.9814910694014429E-4,2.8443273900377803E-4,2.7398079256563303E-4,2.6446693655717631E-4,2.5533633145796556E-4,null,3.3145751332979193E-4,3.1565492834879271E-4,3.0145801220760347E-4,2.8916651119928808E-4,2.7805446857536603E-4,2.6795780176790319E-4,null,3.5785508332712875E-4,3.419723680262719E-4,3.2747773232371893E-4,3.1433555941649273E-4,3.0239767005330753E-4,2.9153971837801685E-4,null,0,0,0,0,0,0]
[null,408,2.89861766637598E-4,2.7623809164440836E-4,2.642543611883736E-4,2.6032878978894268E-4,2.5379353832579381E-4,2.4630746773600273E-4,null,null,0,0,0,0,0,0,null,2.89861766637598E-4,2.7623809164440836E-4,2.642543611883736E-4,2.6032878978894268E-4,2.5379353832579381E-4,2.4630746773600273E-4,null,3.1370829608015638E-4,2.9823115190123062E-4,2.8448542246258348E-4,2.7400502518991267E-4,2.6446526607653919E-4,2.5531102052521942E-4,null,3.3157672979865617E-4,3.1574179057883213E-4,3.0151384913700669E-4,2.8919208694623929E-4,2.7805271227035537E-4,2.6793123969637728E-4,null,3.5798379430118633E-4,3.4206647231494559E-4,3.2753838870132514E-4,3.1436336127602365E-4,3.0239575998674455E-4,2.9151081868261289E-4,null,0,0,0,0,0,0]
[null,409,2.900073942118376E-4,2.7635319367233475E-4,2.643403460473459E-4,2.6038792502292658E-4,2.5382677275555759E-4,2.4631650939157846E-4,null,null,0,0,0,0,0,0,null,2.900073942118376E-4,2.7635319367233475E-4,2.643403460473459E-4,2.6038792502292658E-4,2.5382677275555759E-4,2.4631650939157846E-4,null,3.1386590423492248E-4,2.9835541792902677E-4,2.845779902401601E-4,2.7406726706216396E-4,2.6449989797602862E-4,2.5532039269056015E-4,null,3.317433151175653E-4,3.1587335288503103E-4,3.016119577384302E-4,2.8925777864995648E-4,2.7808912345480684E-4,2.6794107513502467E-4,null,3.5816364662247003E-4,3.4220900350756528E-4,3.2764496534223224E-4,3.144347707845152E-4,3.0243535890920898E-4,2.9152151969969272E-4,null,0,0,0,0,0,0]
[null,410,2.9015910727717853E-4,2.7647403951248299E-4,2.6443176844469327E-4,2.60452355978208E-4,2.5386511168214778E-4,2.4633044957014658E-4,null,null,0,0,0,0,0,0,null,2.9015910727717853E-4,2.7647403951248299E-4,2.6443176844469327E-4,2.60452355978208E-4,2.5386511168214778E-4,2.4633044957014658E-4,null,3.1403009852578494E-4,2.9848588507023582E-4,2.8467641184885161E-4,2.7413508286363263E-4,2.6453984901059257E-4,2.5533484244009172E-4,null,3.3191686171067761E-4,3.1601148040294604E-4,3.0171627056338251E-4,2.8932935322469668E-4,2.7813112705582147E-4,2.6795623914673607E-4,null,3.5835101462000147E-4,3.4235864728039683E-4,3.2775828171129312E-4,3.1451257520902361E-4,3.0248103985490915E-4,2.9153801823668119E-4,null,0,0,0,0,0,0]
[null,411,2.9042062515842405E-4,2.7669859267429037E-4,2.6462144413554929E-4,2.6061256714312458E-4,2.5399585867966185E-4,2.4643315210965669E-4,null,null,0,0,0,0,0,0,null,2.9042062515842405E-4,2.7669859267429037E-4,2.6462144413554929E-4,2.6061256714312458E-4,2.5399585867966185E-4,2.4643315210965669E-4,null,3.1431313112394957E-4,2.9872831632839512E-4,2.8488060892927592E-4,2.7430371063743458E-4,2.6467609376967652E-4,2.5544129918057899E-4,null,3.3221601549302405E-4,3.162681460096592E-4,3.0193269025606247E-4,2.8950732739794073E-4,2.7827437166921793E-4,2.6806795812539243E-4,null,3.5867399327459213E-4,3.4263671214628612E-4,3.2799338121875031E-4,3.1470604025128022E-4,3.0263682529349859E-4,2.916595691650739E-4,null,0,0,0,0,0,0]
[null,412,2.9061765181404839E-4,2.7686222962409448E-4,2.6475340027924378E-4,2.6071650339854727E-4,2.5407230413702334E-4,2.4648368783586496E-4,null,null,0,0,0,0,0,0,null,2.9061765181404839E-4,2.7686222962409448E-4,2.6475340027924378E-4,2.6071650339854727E-4,2.5407230413702334E-4,2.4648368783586496E-4,null,3.1452636689193391E-4,2.9890498144993273E-4,2.8502266750918596E-4,2.744131071291108E-4,2.6475575367100742E-4,2.5549368219579901E-4,null,3.3244139690469796E-4,3.1645518402179009E-4,3.0208325202777238E-4,2.8962278732321228E-4,2.7835812426158229E-4,2.6812293047315114E-4,null,3.5891732426155542E-4,3.4283934428085762E-4,3.2815693841603007E-4,3.1483154980648382E-4,3.027279102845857E-4,2.9171937941384595E-4,null,0,0,0,0,0,0]
[null,413,2.908320814577728E-4,2.770422999338491E-4,2.6490092191646205E-4,2.6083560908430654E-4,2.5416338083173958E-4,2.4654827360373334E-4,null,null,0,0,0,0,0,0,null,2.908320814577728E-4,2.770422999338491E-4,2.6490092191646205E-4,2.6083560908430654E-4,2.5416338083173958E-4,2.4654827360373334E-4,null,3.1475843736794801E-4,2.9909938829506281E-4,2.8518148326192388E-4,2.7453846996913013E-4,2.6485066003647444E-4,2.5556062883959118E-4,null,3.3268668582590622E-4,3.1666100546261157E-4,3.0225157400538762E-4,2.8975509855110152E-4,2.784579066364904E-4,2.6819318634078992E-4,null,3.5918214820974834E-4,3.4306232589523153E-4,3.2833978875437738E-4,3.1497537740139843E-4,3.0283642843874158E-4,2.9179581822522105E-4,null,0,0,0,0,0,0]
[null,414,2.9104227175835419E-4,2.7721836233914933E-4,2.6504464197310221E-4,2.609510036301327E-4,2.5425087198198437E-4,2.4660941042145172E-4,null,null,0,0,0,0,0,0,null,2.9104227175835419E-4,2.7721836233914933E-4,2.6504464197310221E-4,2.609510036301327E-4,2.5425087198198437E-4,2.4660941042145172E-4,null,3.1498591973588104E-4,2.9928946814113556E-4,2.8533620638870882E-4,2.7465992670644109E-4,2.6494183008942958E-4,2.5562400045989496E-4,null,3.3292712530611304E-4,3.168622458446754E-4,3.0241555838498647E-4,2.8988328717578928E-4,2.7855376073815781E-4,2.6825969046879279E-4,null,3.5944173650316239E-4,3.4328034450928227E-4,3.2851792710397466E-4,3.1511472356179904E-4,3.0294067440593569E-4,2.9186817512104948E-4,null,0,0,0,0,0,0]
[null,415,2.9127834958910339E-4,2.7741887187412588E-4,2.652115202665628E-4,2.6108896973397674E-4,2.5436013637019641E-4,2.4669145797429466E-4,null,null,0,0,0,0,0,0,null,2.9127834958910339E-4,2.7741887187412588E-4,2.652115202665628E-4,2.6108896973397674E-4,2.5436013637019641E-4,2.4669145797429466E-4,null,3.1524141936553455E-4,2.9950594150738002E-4,2.8551586072478666E-4,2.7480514078664247E-4,2.6505568892008302E-4,2.5570904718884909E-4,null,3.331971778763633E-4,3.1709142944214648E-4,3.0260596627976042E-4,2.9003654992299004E-4,2.7867346930007521E-4,2.6834894112265779E-4,null,3.5973329629934497E-4,3.4352863607865503E-4,3.2872476965939553E-4,3.1528132629590977E-4,3.0307086325128936E-4,2.9196528037538864E-4,null,0,0,0,0,0,0]
[null,416,2.9149316860909515E-4,2.7759929859692123E-4,2.6535936685926893E-4,2.6120837721912917E-4,2.5445148978775727E-4,2.4675629566519946E-4,null,null,0.271853964889335,0.271853964889335,0.271853964889335,0.271853964889335,0.271853964889335,0.271853964889335,null,2.9149316860909515E-4,2.7759929859692123E-4,2.6535936685926893E-4,2.6120837721912917E-4,2.5445148978775727E-4,2.4675629566519946E-4,null,3.1547391125126664E-4,2.9970073314184543E-4,2.8567502631129401E-4,2.7493082128092657E-4,2.651508836442735E-4,2.5577625496450267E-4,null,3.3344291221026212E-4,3.1729765826520474E-4,3.0277465903112374E-4,2.9016919641151797E-4,2.7877355484872844E-4,2.6841947103010575E-4,null,3.5999860113328968E-4,3.4375205904038544E-4,3.2890802277405439E-4,3.1542551833254343E-4,3.0317971112154229E-4,2.920420173437432E-4,null,0.271853964889335,0,9.6730308620518235E-2,0.17651368802733292,0.271853964889335,0.271853964889335]
[null,417,2.916023436381665E-4,2.7767994027714019E-4,2.6541266776166093E-4,2.6123560887924223E-4,2.5445390307022914E-4,2.4673569293971493E-4,null,null,0.40111172497773173,0.40111172497773173,0.40111172497773173,0.40111172497773173,0.40111172497773173,0.40111172497773173,null,2.916023436381665E-4,2.7767994027714019E-4,2.6541266776166093E-4,2.6123560887924223E-4,2.5445390307022914E-4,2.4673569293971493E-4,null,3.1559206796003778E-4,2.9978779521586932E-4,2.8573240787981924E-4,2.7495948354191313E-4,2.6515339840251059E-4,2.5575489912451374E-4,null,3.3356779897796202E-4,3.1738983218791049E-4,3.0283547528471523E-4,2.901994473131777E-4,2.7877619880783473E-4,2.6839705955459945E-4,null,3.6013343399380547E-4,3.4385191787922206E-4,3.2897408825583981E-4,3.1545840227216915E-4,3.0318258655482537E-4,2.9201763352205767E-4,null,0.40111172497773173,0,0.14272243910144478,0.260440232739097,0.40111172497773173,0.40111172497773173]
[null,418,2.9179389346037615E-4,2.7783838172733603E-4,2.6553967608472615E-4,2.6133469174842737E-4,2.5452563696682376E-4,2.467816750820545E-4,null,null,0.45610039350103171,0.45610039350103171,0.45610039350103171,0.45610039350103171,0.45610039350103171,0.45610039350103171,null,2.9179389346037615E-4,2.7783838172733603E-4,2.6553967608472615E-4,2.6133469174842737E-4,2.5452563696682376E-4,2.467816750820545E-4,null,3.1579937632304441E-4,2.9995885119124012E-4,2.8586913983868258E-4,2.7506377167727062E-4,2.6522814862733803E-4,2.5580256210361286E-4,null,3.3378691536705514E-4,3.1757093171292142E-4,3.029803916001456E-4,2.9030951574526891E-4,2.7885478947898195E-4,2.6844707855123881E-4,null,3.6037000100623957E-4,3.4404811641076531E-4,3.2913151272104577E-4,3.1557805105871781E-4,3.0326805770716688E-4,2.9207205449467943E-4,null,0.45610039350103171,0,0.16228835155394644,0.29614415445571191,0.45610039350103171,0.45610039350103171]
[null,419,2.9186797253897407E-4,2.778858677750794E-4,2.6556155542057947E-4,2.6133128141980571E-4,2.5449847615339636E-4,2.4673265453497873E-4,null,null,0.3456607773054764,0.3456607773054764,0.3456607773054764,0.3456607773054764,0.3456607773054764,0.3456607773054764,null,2.9186797253897407E-4,2.778858677750794E-4,2.6556155542057947E-4,2.6133128141980571E-4,2.5449847615339636E-4,2.4673265453497873E-4,null,3.1587954978569768E-4,3.0001011790334867E-4,2.8589269423557288E-4,2.7506018218883703E-4,2.6519984573279899E-4,2.5575174965356549E-4,null,3.338716554102589E-4,3.1762520854944592E-4,3.0300535589114166E-4,2.9030572730507346E-4,2.7882503246510847E-4,2.6839375440289146E-4,null,3.6046148982155464E-4,3.4410691852867408E-4,3.291586317527962E-4,3.1557393287275212E-4,3.0323569551673281E-4,2.9201403749689334E-4,null,0.3456607773054764,0,0.12299203979010523,0.22443615502691489,0.3456607773054764,0.3456607773054764]
[null,420,2.9220081170310978E-4,2.7817775054504468E-4,2.6581498485982083E-4,2.6155360043997506E-4,2.5468910463742801E-4,2.4689283792841E-4,null,null,0.30205996098814991,0.30205996098814991,0.30205996098814991,0.30205996098814991,0.30205996098814991,0.30205996098814991,null,2.9220081170310978E-4,2.7817775054504468E-4,2.6581498485982083E-4,2.6155360043997506E-4,2.5468910463742801E-4,2.4689283792841E-4,null,3.1623977117074261E-4,3.0032523930528381E-4,2.8616552599041248E-4,2.7529418062124662E-4,2.6539848992635791E-4,2.5591778841001911E-4,null,3.3425239455662251E-4,3.1795883230089646E-4,3.032945185197797E-4,2.9055269538517996E-4,2.7903388241207975E-4,2.6856800058217017E-4,null,3.6087255137082864E-4,3.4446835785392131E-4,3.2947275285113986E-4,3.1584239705035114E-4,3.0346282992560762E-4,2.9220361839993179E-4,null,0.30205996098814991,0,0.10747812068946468,0.19612632003036987,0.30205996098814991,0.30205996098814991]
[null,421,2.9265499548941491E-4,2.7858424041260623E-4,2.6617699501553451E-4,2.6188176817398958E-4,2.5498185620576101E-4,2.4715111636913187E-4,null,null,9.9604243948089449E-2,9.9604243948089449E-2,9.9604243948089449E-2,9.9604243948089449E-2,9.9604243948089449E-2,9.9604243948089449E-2,null,2.9265499548941491E-4,2.7858424041260623E-4,2.6617699501553451E-4,2.6188176817398958E-4,2.5498185620576101E-4,2.4715111636913187E-4,null,3.16731320033367E-4,3.0076409240015352E-4,2.8655525129757793E-4,2.7563958847374754E-4,2.6570355136300538E-4,2.5618550799191603E-4,null,3.3477194143007722E-4,3.1842345265021909E-4,3.0370757159101406E-4,2.909172478879785E-4,2.7935461700655901E-4,2.6884895374792495E-4,null,3.6143347541754803E-4,3.4497171549804933E-4,3.2992145773745753E-4,3.1623868019679368E-4,3.0381164429486759E-4,2.9250929715338159E-4,null,9.9604243948089449E-2,0,3.5440900267664464E-2,6.4672635727819616E-2,9.9604243948089449E-2,9.9604243948089449E-2]
[null,422,2.9279736806810434E-4,2.7869621934993442E-4,2.6625996627137511E-4,2.6193790115299219E-4,2.5501213183967057E-4,2.471572561677937E-4,null,null,0,0,0,0,0,0,null,2.9279736806810434E-4,2.7869621934993442E-4,2.6625996627137511E-4,2.6193790115299219E-4,2.5501213183967057E-4,2.471572561677937E-4,null,3.1688540540856949E-4,3.0088498668837154E-4,2.8664457475344798E-4,2.7569867036913862E-4,2.6573510005266214E-4,2.5619187222551633E-4,null,3.3493480331628752E-4,3.18551445245189E-4,3.0380224167556339E-4,2.9097960446927495E-4,2.7938778657494046E-4,2.6885563257046354E-4,null,3.6160930776865424E-4,3.4511037935804561E-4,3.3002429907307197E-4,3.163064642938657E-4,3.0384771780322229E-4,2.9251656375293256E-4,null,0,0,0,0,0,0]
[null,423,2.9295716143377915E-4,2.7882464882390758E-4,2.6635851970440057E-4,2.6200922030911406E-4,2.5505705533421398E-4,2.4717746242332908E-4,null,null,0,0,0,0,0,0,null,2.9295716143377915E-4,2.7882464882390758E-4,2.6635851970440057E-4,2.6200922030911406E-4,2.5505705533421398E-4,2.4717746242332908E-4,null,3.1705834475497674E-4,3.0102364124442164E-4,2.8675067334309206E-4,2.7577373623943876E-4,2.657819125287239E-4,2.5621281710294593E-4,null,3.3511759307241367E-4,3.1869824090191394E-4,3.0391469100205149E-4,2.9105883095672895E-4,2.7943700413810165E-4,2.6887761276921666E-4,null,3.6180665506289032E-4,3.4526941396779748E-4,3.3014645422884304E-4,3.1639258665344037E-4,3.039012442813325E-4,2.9254047834288699E-4,null,0,0,0,0,0,0]
[null,424,2.9308451287632354E-4,2.789224332670696E-4,2.6642803457021695E-4,2.6205222571508993E-4,2.5507465603830679E-4,2.47171418182634E-4,null,null,0,0,0,0,0,0,null,2.9308451287632354E-4,2.789224332670696E-4,2.6642803457021695E-4,2.6205222571508993E-4,2.5507465603830679E-4,2.47171418182634E-4,null,3.1719617322579368E-4,3.0112921092508601E-4,2.8682551020058143E-4,2.7581900091169141E-4,2.6580025332227506E-4,2.5620655192034979E-4,null,3.3526327208121789E-4,3.1881000910517272E-4,3.0399400736477972E-4,2.9110660447849044E-4,2.7945628722758913E-4,2.6887103789384915E-4,null,3.6196393607701167E-4,3.4539050074232808E-4,3.3023261661813298E-4,3.164445183817236E-4,3.0392221557290109E-4,2.9253332483849056E-4,null,0,0,0,0,0,0]
[null,425,2.9322622305120311E-4,2.7903377619259195E-4,2.6651039161285859E-4,2.621077462167797E-4,2.5510432751601244E-4,2.4717696493909092E-4,null,null,0,0,0,0,0,0,null,2.9322622305120311E-4,2.7903377619259195E-4,2.6651039161285859E-4,2.621077462167797E-4,2.5510432751601244E-4,2.4717696493909092E-4,null,3.1734954170213457E-4,3.012494185645789E-4,2.869141724196771E-4,2.7587743815359766E-4,2.6583117245165106E-4,2.5621230143360916E-4,null,3.3542537623490064E-4,3.1893727473484543E-4,3.0408797663294523E-4,2.9116828067559866E-4,2.7948879489073742E-4,2.6887707160994984E-4,null,3.621389503491006E-4,3.4552837702696336E-4,3.3033469664785794E-4,3.165115628739792E-4,3.0395756922733182E-4,2.9253988955831267E-4,null,0,0,0,0,0,0]
[null,426,2.9332923184918031E-4,2.7910856207196734E-4,2.6655810882007591E-4,2.6212949248744427E-4,2.5510140777746564E-4,2.4715120044019448E-4,null,null,0,0,0,0,0,0,null,2.9332923184918031E-4,2.7910856207196734E-4,2.6655810882007591E-4,2.6212949248744427E-4,2.5510140777746564E-4,2.4715120044019448E-4,null,3.1746102489244813E-4,3.0133015862044625E-4,2.8696554281066293E-4,2.759003268530998E-4,2.6582812994144087E-4,2.5618559513612238E-4,null,3.3554320936884566E-4,3.1902275544217092E-4,3.0414242189830799E-4,2.9119243800910713E-4,2.7948559606531657E-4,2.6884904519973608E-4,null,3.6226616781822051E-4,3.4562098460973596E-4,3.303938412428421E-4,3.1653782286138546E-4,3.0395409035012067E-4,2.9250939665350847E-4,null,0,0,0,0,0,0]
[null,427,2.9348570637118568E-4,2.7923384327572116E-4,2.6665366416770439E-4,2.621978708971396E-4,2.551434765724815E-4,2.4716864782065023E-4,null,null,0,0,0,0,0,0,null,2.9348570637118568E-4,2.7923384327572116E-4,2.6665366416770439E-4,2.621978708971396E-4,2.551434765724815E-4,2.4716864782065023E-4,null,3.1763037235847539E-4,3.0146541425258829E-4,2.8706841378435809E-4,2.7597229748641395E-4,2.6587196768112793E-4,2.5620368029022101E-4,null,3.3572220265556019E-4,3.1916595260720931E-4,3.0425145041363511E-4,2.9126839770230085E-4,2.7953168605891244E-4,2.6886802431684499E-4,null,3.624594162888578E-4,3.4577612070686264E-4,3.3051228032726545E-4,3.1662039408498295E-4,3.040042154452057E-4,2.9253004604837767E-4,null,0,0,0,0,0,0]
[null,428,2.9355944341781211E-4,2.7928097516924789E-4,2.6667517309185933E-4,2.6219405838579266E-4,2.5511588808404206E-4,2.4711917837959811E-4,null,null,0,0,0,0,0,0,null,2.9355944341781211E-4,2.7928097516924789E-4,2.6667517309185933E-4,2.6219405838579266E-4,2.5511588808404206E-4,2.4711917837959811E-4,null,3.1771017565065669E-4,3.0151629861402483E-4,2.8709156941118455E-4,2.7596828468679809E-4,2.6584321912833211E-4,2.5615240253727293E-4,null,3.3580655144384308E-4,3.1921982464334643E-4,3.0427599206541182E-4,2.9126416248838604E-4,2.7950146049017402E-4,2.688142118653184E-4,null,3.6255048268936353E-4,3.4583448427452358E-4,3.3053894024057291E-4,3.1661579023812105E-4,3.0397134367871563E-4,2.9247149777376208E-4,null,0,0,0,0,0,0]
[null,429,2.9371300926262189E-4,2.7940350252896252E-4,2.6676811192542224E-4,2.6225987730896499E-4,2.5515547898310396E-4,2.4713423743666721E-4,null,null,0,0,0,0,0,0,null,2.9371300926262189E-4,2.7940350252896252E-4,2.6676811192542224E-4,2.6225987730896499E-4,2.5515547898310396E-4,2.4713423743666721E-4,null,3.1787637514661026E-4,3.0164858115119982E-4,2.8719162355299863E-4,2.7603756137231737E-4,2.6588447477937703E-4,2.5616801206492467E-4,null,3.3598221745603037E-4,3.1935987414818078E-4,3.0438203514192281E-4,2.9133727891845205E-4,2.7954483573502069E-4,2.6883059298387024E-4,null,3.6274013889838261E-4,3.4598621027816831E-4,3.3065413620425008E-4,3.1669527072101654E-4,3.0401851635336038E-4,2.9248932053039693E-4,null,0,0,0,0,0,0]
[null,430,2.9379192221408012E-4,2.7945551658388945E-4,2.6679423916552429E-4,2.6226055851571192E-4,2.5513221794283038E-4,2.470889169737971E-4,null,null,0,0,0,0,0,0,null,2.9379192221408012E-4,2.7945551658388945E-4,2.6679423916552429E-4,2.6226055851571192E-4,2.5513221794283038E-4,2.470889169737971E-4,null,3.1796178015820525E-4,3.0170473637376006E-4,2.872197510696261E-4,2.7603827836590079E-4,2.658602356389885E-4,2.5612103495240593E-4,null,3.3607248703068594E-4,3.1941932652399224E-4,3.0441184628560673E-4,2.9133803565227679E-4,2.7951935125901324E-4,2.6878129375672126E-4,null,3.6283759762193287E-4,3.4605061944119764E-4,3.3068652043467773E-4,3.1669609332094054E-4,3.0399080075430289E-4,2.9243568267135929E-4,null,0,0,0,0,0,0]
[null,431,2.9411573327999804E-4,2.7973883505566391E-4,2.670395126303718E-4,2.6247487728020644E-4,2.5531508000548611E-4,2.472415943999154E-4,null,null,0,0,0,0,0,0,null,2.9411573327999804E-4,2.7973883505566391E-4,2.670395126303718E-4,2.6247487728020644E-4,2.5531508000548611E-4,2.472415943999154E-4,null,3.1831223071579121E-4,3.0201061161960041E-4,2.8748380243646905E-4,2.7626385625343139E-4,2.660507868420435E-4,2.56279293367515E-4,null,3.3644289881543132E-4,3.197431612313985E-4,3.0469170295909648E-4,2.9157611646856362E-4,2.7971969242147231E-4,2.6894737500642729E-4,null,3.6323750932936046E-4,3.4640145356984599E-4,3.3099053235374716E-4,3.1695489668742818E-4,3.0420868144887973E-4,2.9261638008135337E-4,null,0,0,0,0,0,0]
[null,432,2.9433602742778457E-4,2.7992437806569466E-4,2.6719214500114182E-4,2.6259887770103995E-4,2.5541079481380713E-4,2.4731055432165102E-4,null,null,0,0,0,0,0,0,null,2.9433602742778457E-4,2.7992437806569466E-4,2.6719214500114182E-4,2.6259887770103995E-4,2.5541079481380713E-4,2.4731055432165102E-4,null,3.1855064816056224E-4,3.0221092688126214E-4,2.8764812019563377E-4,2.7639437097084542E-4,2.6615052634848275E-4,2.5635077405852081E-4,null,3.366948962208296E-4,3.1995523800136078E-4,3.0486585627640338E-4,2.9171386512291767E-4,2.7982455624989627E-4,2.6902238904270409E-4,null,3.6350957603136728E-4,3.4663121204568144E-4,3.3117971735171977E-4,3.1710463498231463E-4,3.0432272592926786E-4,2.9269799580915174E-4,null,0,0,0,0,0,0]
[null,433,2.9462097634516508E-4,2.8017098473493454E-4,2.6740262874759216E-4,2.6277927227704318E-4,2.5556091727022646E-4,2.474317743907419E-4,null,null,0,0,0,0,0,0,null,2.9462097634516508E-4,2.8017098473493454E-4,2.6740262874759216E-4,2.6277927227704318E-4,2.5556091727022646E-4,2.474317743907419E-4,null,3.188590394340243E-4,3.0247716746595533E-4,2.8787471837649683E-4,2.7658424248056961E-4,2.6630696128233841E-4,2.5647642522059154E-4,null,3.370208530770259E-4,3.2023711089894337E-4,3.0510601793083214E-4,2.9191426049198329E-4,2.7998902834975914E-4,2.6915425123789504E-4,null,3.6386149238035382E-4,3.4693658583715992E-4,3.3144060805887827E-4,3.1732247276089579E-4,3.0450159728509296E-4,2.928414626796703E-4,null,0,0,0,0,0,0]
[null,434,2.9479167379499135E-4,2.8030967717471579E-4,2.6751086548723444E-4,2.6285998397144084E-4,2.5561485723577247E-4,2.4746059779891911E-4,null,null,0,0,0,0,0,0,null,2.9479167379499135E-4,2.8030967717471579E-4,2.6751086548723444E-4,2.6285998397144084E-4,2.5561485723577247E-4,2.4746059779891911E-4,null,3.1904377992861038E-4,3.026269020873818E-4,2.8799124161745546E-4,2.7666919432118041E-4,2.6636316936168666E-4,2.5650630224309669E-4,null,3.3721611616002896E-4,3.2039563718695669E-4,3.0522951589635609E-4,2.9200392089167535E-4,2.8004812423462202E-4,2.6918560510449187E-4,null,3.6407230638826936E-4,3.4710832910880764E-4,3.3157476549393929E-4,3.1741993720025229E-4,3.0456586691537019E-4,2.9287557587726108E-4,null,0,0,0,0,0,0]
[null,435,2.9494512958786292E-4,2.8043208172153183E-4,2.6760366680875312E-4,2.6292564391697297E-4,2.5565427070247987E-4,2.4747546331829436E-4,null,null,0,0,0,0,0,0,null,2.9494512958786292E-4,2.8043208172153183E-4,2.6760366680875312E-4,2.6292564391697297E-4,2.5565427070247987E-4,2.4747546331829436E-4,null,3.1920986031880392E-4,3.0275905203374726E-4,2.8809114771943459E-4,2.7673830367725305E-4,2.6640424011954966E-4,2.5652171115845451E-4,null,3.3739165628234052E-4,3.2053554631591362E-4,3.0533540207182072E-4,2.9207686071785669E-4,2.8009130508701983E-4,2.6920177569433049E-4,null,3.6426182668143154E-4,3.4725990303286505E-4,3.3168979101398324E-4,3.1749922570766399E-4,3.0461282817883389E-4,2.9289316957737522E-4,null,0,0,0,0,0,0]
[null,436,2.9509547448691763E-4,2.8055154499556233E-4,2.6769367803401766E-4,2.6298857986293373E-4,2.5569105208721383E-4,2.4748779676782041E-4,null,null,0,0,0,0,0,0,null,2.9509547448691763E-4,2.8055154499556233E-4,2.6769367803401766E-4,2.6298857986293373E-4,2.5569105208721383E-4,2.4748779676782041E-4,null,3.1937257388621888E-4,3.0288802653401226E-4,2.8818805011805769E-4,2.7680454592987641E-4,2.664425681194054E-4,2.5653449544637739E-4,null,3.3756363781184249E-4,3.206720935524886E-4,3.0543810475143973E-4,2.9214677452789317E-4,2.8013160226658478E-4,2.6921519191939108E-4,null,3.6444750497230014E-4,3.4740783476985154E-4,3.3180135826137169E-4,3.1757522481453711E-4,3.0465665330875393E-4,2.9290776651185542E-4,null,0,0,0,0,0,0]
[null,437,2.9516667279835221E-4,2.8059625090232532E-4,2.6771285690814424E-4,2.6298245866530423E-4,2.5566120021855172E-4,2.4743611868169091E-4,null,null,0,0,0,0,0,0,null,2.9516667279835221E-4,2.8059625090232532E-4,2.6771285690814424E-4,2.6298245866530423E-4,2.5566120021855172E-4,2.4743611868169091E-4,null,3.1944962958495077E-4,3.0293629176054694E-4,2.8820869730845303E-4,2.767981031583642E-4,2.6641146101383961E-4,2.5648092831327424E-4,null,3.3764508250717608E-4,3.2072319267124796E-4,3.0545998781945807E-4,2.9213997465793445E-4,2.8009889696958389E-4,2.6915897692189595E-4,null,3.6453543599532137E-4,3.4746319423069577E-4,3.3182513012080394E-4,3.1756783308401279E-4,3.0462108471795892E-4,2.9284660425261076E-4,null,0,0,0,0,0,0]
[null,438,2.9536476138059968E-4,2.8076080242486192E-4,2.6784558044040408E-4,2.6308702626199378E-4,2.5573814215533946E-4,2.4748702309784721E-4,null,null,0,0,0,0,0,0,null,2.9536476138059968E-4,2.8076080242486192E-4,2.6784558044040408E-4,2.6308702626199378E-4,2.5573814215533946E-4,2.4748702309784721E-4,null,3.1966401464280308E-4,3.0311394426973221E-4,2.8835158202746339E-4,2.7690816415848718E-4,2.6649163827098825E-4,2.5653369349557897E-4,null,3.3787167867083704E-4,3.2091127604548102E-4,3.0561142518042631E-4,2.9225613592284147E-4,2.8018319349798373E-4,2.6921435032755086E-4,null,3.647800784781961E-4,3.4766695888347431E-4,3.3198963848200428E-4,3.1769410502344191E-4,3.0471276126576734E-4,2.9290685085481364E-4,null,0,0,0,0,0,0]
[null,439,2.954666650711212E-4,2.8083450388148503E-4,2.6789222464561639E-4,2.6310767280437656E-4,2.5573410955863932E-4,2.4746013983766474E-4,null,null,0,0,0,0,0,0,null,2.954666650711212E-4,2.8083450388148503E-4,2.6789222464561639E-4,2.6310767280437656E-4,2.5573410955863932E-4,2.4746013983766474E-4,null,3.197743018099884E-4,3.0319351356509865E-4,2.8840179726843647E-4,2.7692989535606336E-4,2.6648743610821327E-4,2.5650582754147163E-4,null,3.3798824765766651E-4,3.2099551725111604E-4,3.0566464615203209E-4,2.9227907159847205E-4,2.8017877544046592E-4,2.6918510693800209E-4,null,3.6490593112240428E-4,3.4775822362224175E-4,3.3204745311086716E-4,3.1771903701988932E-4,3.0470795641473802E-4,2.9287503386908972E-4,null,0,0,0,0,0,0]
[null,440,2.9568878210400884E-4,2.8102174463156187E-4,2.68046438654017E-4,2.6323318345732358E-4,2.5583125094239722E-4,2.4753044076687475E-4,null,null,0.13401585279227882,0.13401585279227882,0.13401585279227882,0.13401585279227882,0.13401585279227882,0.13401585279227882,null,2.9568878210400884E-4,2.8102174463156187E-4,2.68046438654017E-4,2.6323318345732358E-4,2.5583125094239722E-4,2.4753044076687475E-4,null,3.200146921061142E-4,3.0339566173462107E-4,2.8856781775389676E-4,2.770619996448369E-4,2.665886621759534E-4,2.5657869825930024E-4,null,3.3824233028557498E-4,3.2120953454810308E-4,3.0584060411561917E-4,2.9241849792811141E-4,2.8028520220533062E-4,2.6926157971119156E-4,null,3.6518024911588932E-4,3.4799008441476002E-4,3.3223859851940288E-4,3.1787059901488939E-4,3.048237006640259E-4,2.929582367115229E-4,null,0.13401585279227882,0,4.7685141564575477E-2,8.701595520272401E-2,0.13401585279227882,0.13401585279227882]
[null,441,2.9575628083833375E-4,2.8106294471481728E-4,2.6806228297726603E-4,2.6322379620630562E-4,2.5579823311545235E-4,2.474757073197763E-4,null,null,0.22824187347081445,0.22824187347081445,0.22824187347081445,0.22824187347081445,0.22824187347081445,0.22824187347081445,null,2.9575628083833375E-4,2.8106294471481728E-4,2.6806228297726603E-4,2.6322379620630562E-4,2.5579823311545235E-4,2.474757073197763E-4,null,3.2008774386860868E-4,3.0344014201688239E-4,2.8858487510338709E-4,2.7705211923954745E-4,2.6655425598718345E-4,2.5652196407919593E-4,null,3.3831954298545121E-4,3.212566264896294E-4,3.0585868246584317E-4,2.924080698893426E-4,2.8024902832795044E-4,2.6920204111713776E-4,null,3.6526361110358587E-4,3.4804110260365045E-4,3.3225823726475303E-4,3.178592633198035E-4,3.0478435982446802E-4,2.928934583590042E-4,null,0.22824187347081445,0,8.121237764527188E-2,0.14819653215284725,0.22824187347081445,0.22824187347081445]
[null,442,2.9599668168192399E-4,2.812674489951029E-4,2.6823284703891359E-4,2.6336523880165895E-4,2.5591073918366754E-4,2.4756076066973539E-4,null,null,0.32224239212546935,0.32224239212546935,0.32224239212546935,0.32224239212546935,0.32224239212546935,0.32224239212546935,null,2.9599668168192399E-4,2.812674489951029E-4,2.6823284703891359E-4,2.6336523880165895E-4,2.5591073918366754E-4,2.4756076066973539E-4,null,3.2034792215943243E-4,3.0366092817535621E-4,2.8876849738654082E-4,2.7720099244690234E-4,2.6667149280677326E-4,2.5661012647953545E-4,null,3.385945407075832E-4,3.2149037610487626E-4,3.0605329581686041E-4,2.9256519457526947E-4,2.8037228842992337E-4,2.6929456145240952E-4,null,3.6556050988792693E-4,3.4829434087833654E-4,3.3246964826160911E-4,3.1803006413572138E-4,3.0491841114124106E-4,2.9299412104660431E-4,null,0.32224239212546935,0,0.11465937623385219,0.20923069154415719,0.32224239212546935,0.32224239212546935]
[null,443,2.9626289450620602E-4,2.8149633007339104E-4,2.6842650385036269E-4,2.6352919046566557E-4,2.5604495950250097E-4,2.4766666934537623E-4,null,null,0.3844020250081745,0.3844020250081745,0.3844020250081745,0.3844020250081745,0.3844020250081745,0.3844020250081745,null,2.9626289450620602E-4,2.8149633007339104E-4,2.6842650385036269E-4,2.6352919046566557E-4,2.5604495950250097E-4,2.4766666934537623E-4,null,3.2063603594714913E-4,3.0390803192277912E-4,2.88976980378345E-4,2.7737355722493745E-4,2.6681135693636191E-4,2.5671990655363905E-4,null,3.3889906509770835E-4,3.2175198854600677E-4,3.062742579624577E-4,2.9274732396599427E-4,2.8051933836641747E-4,2.6940976803960676E-4,null,3.6588928687025747E-4,3.4857776501641836E-4,3.3270968229434119E-4,3.1822804606551755E-4,3.0507833505257089E-4,2.9311946651430543E-4,null,0.3844020250081745,0,0.1367768409356446,0.24959069163103395,0.3844020250081745,0.3844020250081745]
[null,444,2.964297688052332E-4,2.8163138264493913E-4,2.6853125961085378E-4,2.6360647046863903E-4,2.5609555161160781E-4,2.476922414482488E-4,null,null,0.35100517527144809,0.35100517527144809,0.35100517527144809,0.35100517527144809,0.35100517527144809,0.35100517527144809,null,2.964297688052332E-4,2.8163138264493913E-4,2.6853125961085378E-4,2.6360647046863903E-4,2.5609555161160781E-4,2.476922414482488E-4,null,3.2081663876557057E-4,3.0405383688305898E-4,2.8908975613971629E-4,2.7745489709202854E-4,2.6686407638574025E-4,2.5674641342223457E-4,null,3.3908995482766723E-4,3.2190635444286417E-4,3.0639378413573602E-4,2.9283317219414159E-4,2.8057476638578091E-4,2.6943758516300646E-4,null,3.6609537922741812E-4,3.4874500102811934E-4,3.3283952512018565E-4,3.1832136652198284E-4,3.0513861570188769E-4,2.9314973171378286E-4,null,0.35100517527144809,0,0.12489366835325587,0.22790625117078925,0.35100517527144809,0.35100517527144809]
[null,445,2.9652985257984669E-4,2.8170334851230908E-4,2.6857624074109961E-4,2.6362547369208227E-4,2.5608991222391E-4,2.4766379429941716E-4,null,null,0.25857189568276379,0.25857189568276379,0.25857189568276379,0.25857189568276379,0.25857189568276379,0.25857189568276379,null,2.9652985257984669E-4,2.8170334851230908E-4,2.6857624074109961E-4,2.6362547369208227E-4,2.5608991222391E-4,2.4766379429941716E-4,null,3.2092495629486561E-4,3.0413153240794316E-4,2.8913818098229326E-4,2.7747489863977316E-4,2.6685819986824551E-4,2.5671692641290433E-4,null,3.3920444198848603E-4,3.2198861185960448E-4,3.0644510754117743E-4,2.9285428235199508E-4,2.8056858795013094E-4,2.6940664058823434E-4,null,3.6621898424714784E-4,3.4883411658141538E-4,3.328952783984151E-4,3.1834431410761695E-4,3.0513189635457888E-4,2.9311606382818721E-4,null,0.25857189568276379,0,9.2004320334882164E-2,0.16788969381323152,0.25857189568276379,0.25857189568276379]
[null,446,2.9673274447316721E-4,2.8187241456373671E-4,2.687132166556207E-4,2.6373415750581683E-4,2.5617079734978121E-4,2.4771845933472251E-4,null,null,9.6334464601819825E-2,9.6334464601819825E-2,9.6334464601819825E-2,9.6334464601819825E-2,9.6334464601819825E-2,9.6334464601819825E-2,null,2.9673274447316721E-4,2.8187241456373671E-4,2.687132166556207E-4,2.6373415750581683E-4,2.5617079734978121E-4,2.4771845933472251E-4,null,3.211445398255961E-4,3.0431405887619561E-4,2.8928564364188569E-4,2.775892921002283E-4,2.6694248612106457E-4,2.5677358968048263E-4,null,3.3943653272356386E-4,3.2218185536735566E-4,3.0660139686423948E-4,2.9297501620911728E-4,2.8065720458229259E-4,2.6946610476450171E-4,null,3.6646955889397474E-4,3.4904347158910381E-4,3.330650575087063E-4,3.1847555663760984E-4,3.0522827122397394E-4,2.9318076121370154E-4,null,9.6334464601819825E-2,0,3.4277456631981576E-2,6.2549581125027259E-2,9.6334464601819825E-2,9.6334464601819825E-2]
[null,447,2.9687516215278262E-4,2.8198435977459872E-4,2.6879607039104365E-4,2.6379007511169217E-4,2.5620076792116675E-4,2.4772421266170276E-4,null,null,0,0,0,0,0,0,null,2.9687516215278262E-4,2.8198435977459872E-4,2.6879607039104365E-4,2.6379007511169217E-4,2.5620076792116675E-4,2.4772421266170276E-4,null,3.2129867401211573E-4,3.0443491675277034E-4,2.8937484058008721E-4,2.7764814730797872E-4,2.6697371692066736E-4,2.5677955331526899E-4,null,3.3959944620132318E-4,3.2230980941277309E-4,3.0669593285815992E-4,2.930371335383348E-4,2.8069003992836568E-4,2.6947236318632041E-4,null,3.6664544694542666E-4,3.4918209368551412E-4,3.3316775317993865E-4,3.1854308065810613E-4,3.052639812494188E-4,2.9318757041471187E-4,null,0,0,0,0,0,0]
[null,448,2.9698265281870241E-4,2.8206331365256685E-4,2.6884766353666627E-4,2.6381551391774672E-4,2.5620132788432257E-4,2.4770171101112798E-4,null,null,0,0,0,0,0,0,null,2.9698265281870241E-4,2.8206331365256685E-4,2.6884766353666627E-4,2.6381551391774672E-4,2.5620132788432257E-4,2.4770171101112798E-4,null,3.2141500778749214E-4,3.0452015664793954E-4,2.8943038364761734E-4,2.7767492252826623E-4,2.6697430042963284E-4,2.5675622913665374E-4,null,3.3972240620361326E-4,3.2240005416741353E-4,3.067548005637138E-4,2.9306539280776983E-4,2.8069065341630267E-4,2.694478860757028E-4,null,3.6677819959122848E-4,3.4927986251367016E-4,3.3323170192882314E-4,3.1857379961387213E-4,3.052646484471938E-4,2.9316093916945953E-4,null,0,0,0,0,0,0]
[null,449,2.9705587786669666E-4,2.8210990092629359E-4,2.6886858803399044E-4,2.6381105104575733E-4,2.5617303411920573E-4,2.4765148936667445E-4,null,null,0,0,0,0,0,0,null,2.9705587786669666E-4,2.8210990092629359E-4,2.6886858803399044E-4,2.6381105104575733E-4,2.5617303411920573E-4,2.4765148936667445E-4,null,3.2149425695961691E-4,3.0457045302895186E-4,2.8945291010445354E-4,2.7767022520165522E-4,2.6694481694408277E-4,2.5670417168417069E-4,null,3.3980616930985152E-4,3.2245330369986251E-4,3.067786753853103E-4,2.9306043512611872E-4,2.806596551561303E-4,2.693932553834964E-4,null,3.6686863366545264E-4,3.4933755167696991E-4,3.3325763745589308E-4,3.1856841041569446E-4,3.0523093634143318E-4,2.931015006440067E-4,null,0,0,0,0,0,0]
[null,450,2.9714957452948667E-4,2.8217582124995543E-4,2.6890782686031923E-4,2.6382443918353645E-4,2.5616196062599816E-4,2.4761780644731116E-4,null,null,0,0,0,0,0,0,null,2.9714957452948667E-4,2.8217582124995543E-4,2.6890782686031923E-4,2.6382443918353645E-4,2.5616196062599816E-4,2.4761780644731116E-4,null,3.2159566191817087E-4,3.0464162168618644E-4,2.8949515301781507E-4,2.7768431667817765E-4,2.6693327782316244E-4,2.5666925751532336E-4,null,3.3991335016851166E-4,3.2252865102399376E-4,3.0682344683017427E-4,2.9307530763986493E-4,2.8064752318917408E-4,2.6935661538055804E-4,null,3.6698435050264725E-4,3.4941918101503343E-4,3.3330627325472143E-4,3.1858457743278422E-4,3.052177422411566E-4,2.9306163609791946E-4,null,0,0,0,0,0,0]
[null,451,2.9724663960861301E-4,2.8224492059522474E-4,2.6895007489179779E-4,2.6384075768466181E-4,2.5615371133682957E-4,2.4758683343846066E-4,null,null,0,0,0,0,0,0,null,2.9724663960861301E-4,2.8224492059522474E-4,2.6895007489179779E-4,2.6384075768466181E-4,2.5615371133682957E-4,2.4758683343846066E-4,null,3.217007124080469E-4,3.0471622246702951E-4,2.8954063551819587E-4,2.7770149246313612E-4,2.6692468166082786E-4,2.5663715231538339E-4,null,3.4002438420341628E-4,3.2260763198883202E-4,3.0687165177382128E-4,2.9309343541359333E-4,2.8063848538134508E-4,2.6932292319601026E-4,null,3.671042273864559E-4,3.4950474694525987E-4,3.3335863890762512E-4,3.1860428304762966E-4,3.0520791318843941E-4,2.9302497879617347E-4,null,0,0,0,0,0,0]
[null,452,2.974615408494876E-4,2.8242531441415231E-4,2.6909776636125076E-4,2.6395986792180991E-4,2.5624463706832082E-4,2.4765112495748592E-4,null,null,0,0,0,0,0,0,null,2.974615408494876E-4,2.8242531441415231E-4,2.6909776636125076E-4,2.6395986792180991E-4,2.5624463706832082E-4,2.4765112495748592E-4,null,3.2193329327886094E-4,3.0491097857794235E-4,2.8969963410536206E-4,2.7782686009364909E-4,2.670194307152391E-4,2.5670379395432486E-4,null,3.4027021259087637E-4,3.2281382320257265E-4,3.0704016752977398E-4,2.9322575169749509E-4,2.8073810236301883E-4,2.6939285898217513E-4,null,3.6736963376447085E-4,3.4972812916203041E-4,3.3354169974988333E-4,3.1874811613863207E-4,3.0531625146946122E-4,2.9310106935695782E-4,null,0,0,0,0,0,0]
[null,453,2.9764079449944969E-4,2.825720364946255E-4,2.6921355279513435E-4,2.6404787134271879E-4,2.5630554648678971E-4,2.4768657988371434E-4,null,null,0,0,0,0,0,0,null,2.9764079449944969E-4,2.825720364946255E-4,2.6921355279513435E-4,2.6404787134271879E-4,2.5630554648678971E-4,2.4768657988371434E-4,null,3.2212729388041687E-4,3.0506938213050231E-4,2.898242850379358E-4,2.7791948672777002E-4,2.6708290130502711E-4,2.5674054490418946E-4,null,3.4047526322500578E-4,3.2298152741791193E-4,3.0717227968565705E-4,2.9332351227546143E-4,2.8080483388471085E-4,2.6943142655962236E-4,null,3.6759101481275515E-4,3.4990981556226364E-4,3.3368521489119323E-4,3.1885438579564205E-4,3.0538882522374098E-4,2.9314303111583663E-4,null,0,0,0,0,0,0]
[null,454,2.978691283618501E-4,2.8276511274980047E-4,2.6937325493897558E-4,2.641786843014084E-4,2.5640775748117983E-4,2.4776170620991437E-4,null,null,0,0,0,0,0,0,null,2.978691283618501E-4,2.8276511274980047E-4,2.6937325493897558E-4,2.641786843014084E-4,2.5640775748117983E-4,2.4776170620991437E-4,null,3.2237441245608123E-4,3.0527783040656313E-4,2.8999621382523957E-4,2.7805717187611638E-4,2.6718941015472304E-4,2.5681841740714983E-4,null,3.4073645736687301E-4,3.2320221473212084E-4,3.0735449960395264E-4,2.9346882879060262E-4,2.8091681484530389E-4,2.6951314836001121E-4,null,3.6787301068747066E-4,3.5014890247856225E-4,3.3388316274200893E-4,3.1901235065778989E-4,3.0551060992925987E-4,2.9323194493179392E-4,null,0,0,0,0,0,0]
[null,455,2.9802582945674585E-4,2.8289052914270507E-4,2.694688500167294E-4,2.642469973501147E-4,2.5644966277914169E-4,2.4777890005843754E-4,null,null,0,0,0,0,0,0,null,2.9802582945674585E-4,2.8289052914270507E-4,2.694688500167294E-4,2.642469973501147E-4,2.5644966277914169E-4,2.4777890005843754E-4,null,3.2254400513483935E-4,3.0541323199111863E-4,2.9009912757076053E-4,2.7812907371473647E-4,2.6723307752249219E-4,2.5683623976167913E-4,null,3.4091570983333009E-4,3.23345566419167E-4,3.0746357345129611E-4,2.9354471587607274E-4,2.8096272571377455E-4,2.6953185168716691E-4,null,3.6806653897915477E-4,3.5030420598082713E-4,3.3400165107118709E-4,3.1909484295388878E-4,3.0556054021711607E-4,2.9325229426551634E-4,null,0,0,0,0,0,0]
[null,456,2.9814153863742804E-4,2.8297722616459157E-4,2.6952775779332037E-4,2.6427954158182986E-4,2.5645705379524482E-4,2.4776293670118299E-4,null,null,0,0,0,0,0,0,null,2.9814153863742804E-4,2.8297722616459157E-4,2.6952775779332037E-4,2.6427954158182986E-4,2.5645705379524482E-4,2.4776293670118299E-4,null,3.2266923355090028E-4,3.0550683151082898E-4,2.9016254527041341E-4,2.7816332764046684E-4,2.6724077932236144E-4,2.5681969287794424E-4,null,3.4104807110395692E-4,3.2344466163360813E-4,3.0753078714034995E-4,2.9358086836729511E-4,2.8097082320942978E-4,2.6951448687830329E-4,null,3.6820944161863222E-4,3.5041156316773935E-4,3.3407466616974519E-4,3.1913414215733229E-4,3.0556934663490877E-4,2.9323340124783824E-4,null,0,0,0,0,0,0]
[null,457,2.9833266805886171E-4,2.8313515577305104E-4,2.6965415250228015E-4,2.6437787466521476E-4,2.5652791800924142E-4,2.4780794293377203E-4,null,null,0,0,0,0,0,0,null,2.9833266805886171E-4,2.8313515577305104E-4,2.6965415250228015E-4,2.6437787466521476E-4,2.5652791800924142E-4,2.4780794293377203E-4,null,3.2287608692733641E-4,3.0567733489350802E-4,2.9029861663746199E-4,2.782668266004233E-4,2.6731462329543317E-4,2.5686634427377042E-4,null,3.412667065910114E-4,3.2362517612045369E-4,3.0767500332296141E-4,2.9369010388297892E-4,2.8104846106827617E-4,2.6956344428833421E-4,null,3.6844548942956324E-4,3.5060712788409764E-4,3.3423133007162703E-4,3.1925288553044358E-4,3.0565378155783356E-4,2.9328666720777213E-4,null,0,0,0,0,0,0]
[null,458,2.9846071600165603E-4,2.8323350236884198E-4,2.6972409269529615E-4,2.644211683201151E-4,2.5654567487727462E-4,2.478019315573842E-4,null,null,0,0,0,0,0,0,null,2.9846071600165603E-4,2.8323350236884198E-4,2.6972409269529615E-4,2.644211683201151E-4,2.5654567487727462E-4,2.478019315573842E-4,null,3.2301466919852227E-4,3.0578351148332478E-4,2.9037391138479486E-4,2.7831239466460532E-4,2.6733312681943963E-4,2.5686011315680736E-4,null,3.414131823357145E-4,3.2373758686752885E-4,3.0775480498341774E-4,2.9373819761253645E-4,2.8106791524883031E-4,2.6955690516249016E-4,null,3.6860363063233629E-4,3.5072891077394505E-4,3.3431801964610718E-4,3.1930516533740396E-4,3.0567493891920424E-4,2.9327955259907459E-4,null,0,0,0,0,0,0]
[null,459,2.9861024079958816E-4,2.8335213180019463E-4,2.6981324746409787E-4,2.6448319105597181E-4,2.5658149964117856E-4,2.4781327353803423E-4,null,null,0,0,0,0,0,0,null,2.9861024079958816E-4,2.8335213180019463E-4,2.6981324746409787E-4,2.6448319105597181E-4,2.5658149964117856E-4,2.4781327353803423E-4,null,3.2317649519622159E-4,3.0591158575342668E-4,2.9046989175746704E-4,2.7837767573211437E-4,2.6737045797365451E-4,2.5687186973358175E-4,null,3.4158422574063558E-4,3.2387318101693698E-4,3.0785653044743442E-4,2.9380709696260471E-4,2.8110716436776235E-4,2.6956924287585348E-4,null,3.6878829608555136E-4,3.5087580996099769E-4,3.3442852533156504E-4,3.1938006168573044E-4,3.0571762423254407E-4,2.9329297610626733E-4,null,0,0,0,0,0,0]
[null,460,2.9898875644677293E-4,2.8368704221301929E-4,2.7010731566779513E-4,2.6474497745889765E-4,2.5681006270602115E-4,2.4800975727189438E-4,null,null,0,0,0,0,0,0,null,2.9898875644677293E-4,2.8368704221301929E-4,2.7010731566779513E-4,2.6474497745889765E-4,2.5681006270602115E-4,2.4800975727189438E-4,null,3.2358615080584351E-4,3.0627316050079709E-4,2.9078647354171991E-4,2.78653214945377E-4,2.6760863185372095E-4,2.5707553575747273E-4,null,3.420172148234216E-4,3.242559856214695E-4,3.081920618483423E-4,2.9409790827186348E-4,2.8135757492007008E-4,2.6978297626720053E-4,null,3.6925576880247229E-4,3.5129053054777307E-4,3.3479301742612928E-4,3.1969618520640149E-4,3.0598995780791371E-4,2.935255193362468E-4,null,0,0,0,0,0,0]
[null,461,2.99404754885932E-4,2.8405735323031576E-4,2.7043492188872243E-4,2.6503945670990092E-4,2.5707016663459179E-4,2.482365365825999E-4,null,null,0,0,0,0,0,0,null,2.99404754885932E-4,2.8405735323031576E-4,2.7043492188872243E-4,2.6503945670990092E-4,2.5707016663459179E-4,2.482365365825999E-4,null,3.2403637286525623E-4,3.0667295431848754E-4,2.9113916098174079E-4,2.7896316450821436E-4,2.6787967285472821E-4,2.5731060478636743E-4,null,3.4249308097043975E-4,3.2467925332859934E-4,3.0856586007906522E-4,2.9442503716617076E-4,2.8164254120915819E-4,2.7002966493812602E-4,null,3.6976953335100522E-4,3.5174908781115374E-4,3.351990792721798E-4,3.200517873941061E-4,3.0629987241675099E-4,2.9379391811088277E-4,null,0,0,0,0,0,0]
[null,462,2.995790593783981E-4,2.8419938092317241E-4,2.705462383257151E-4,2.6512307614709582E-4,2.5712682084780926E-4,2.4826787961857257E-4,null,null,0,0,0,0,0,0,null,2.995790593783981E-4,2.8419938092317241E-4,2.705462383257151E-4,2.6512307614709582E-4,2.5712682084780926E-4,2.4826787961857257E-4,null,3.2422501714892625E-4,3.0682628973356505E-4,2.9125899969873484E-4,2.7905117684835366E-4,2.679387093127553E-4,2.5734309353944544E-4,null,3.4269247019748947E-4,3.2484159183082179E-4,3.0869287197487252E-4,2.9451792769729973E-4,2.8170461078646337E-4,2.7006375963513704E-4,null,3.6998480211273459E-4,3.5192496113686816E-4,3.3533705393509397E-4,3.201527631154849E-4,3.0636737608124675E-4,2.9383101334863734E-4,null,0,0,0,0,0,0]
[null,463,2.9971671200866275E-4,2.8430678870527038E-4,2.7062475179138323E-4,2.651747138715519E-4,2.5715261507643322E-4,2.4826957608073484E-4,null,null,0,0,0,0,0,0,null,2.9971671200866275E-4,2.8430678870527038E-4,2.7062475179138323E-4,2.651747138715519E-4,2.5715261507643322E-4,2.4826957608073484E-4,null,3.2437399427202943E-4,3.0694224892799599E-4,2.9134352408027826E-4,2.7910552733337616E-4,2.6796558815916438E-4,2.5734485201428953E-4,null,3.4284993287192489E-4,3.2496435956802934E-4,3.0878245572719444E-4,2.9457529062405373E-4,2.8173287058880952E-4,2.7006560503273864E-4,null,3.701548052540571E-4,3.520579645213859E-4,3.3543436992231415E-4,3.2021511891040799E-4,3.0639810998180024E-4,2.9383302115245394E-4,null,0,0,0,0,0,0]
[null,464,2.9983752770982241E-4,2.8439829192670313E-4,2.7068819422115331E-4,2.6521165648245266E-4,2.5716422826020365E-4,2.4825764779978782E-4,null,null,0.13027251919585983,0.13027251919585983,0.13027251919585983,0.13027251919585983,0.13027251919585983,0.13027251919585983,null,2.9983752770982241E-4,2.8439829192670313E-4,2.7068819422115331E-4,2.6521165648245266E-4,2.5716422826020365E-4,2.4825764779978782E-4,null,3.2450474931499415E-4,3.070410372991729E-4,2.9141182360182269E-4,2.7914441070481829E-4,2.6797768966401792E-4,2.5733248770552666E-4,null,3.4298813555923871E-4,3.2506894829729152E-4,3.0885484344905665E-4,2.946163291536466E-4,2.8174559383332851E-4,2.7005262954672948E-4,null,3.7030401452582137E-4,3.5217127323987081E-4,3.3551300563954033E-4,3.2025972943291873E-4,3.0641194712499657E-4,2.9381890374474278E-4,null,0.13027251919585983,0,4.635319919544887E-2,8.4585423726423817E-2,0.13027251919585983,0.13027251919585983]
[null,465,3.0021745660542364E-4,2.8473452703417371E-4,2.709835061557713E-4,2.6547464199959869E-4,2.5739393537787365E-4,2.4845521811224703E-4,null,null,0.24624821007768555,0.24624821007768555,0.24624821007768555,0.24624821007768555,0.24624821007768555,0.24624821007768555,null,3.0021745660542364E-4,2.8473452703417371E-4,2.709835061557713E-4,2.6547464199959869E-4,2.5739393537787365E-4,2.4845521811224703E-4,null,3.2491593443903874E-4,3.0740404220850183E-4,2.9172974433584661E-4,2.7942121202713301E-4,2.6821705570302353E-4,2.5753728002694142E-4,null,3.4342274127568343E-4,3.2545326703572563E-4,3.0919179394517084E-4,2.9490847252588656E-4,2.8199725779418929E-4,2.7026754490934901E-4,null,3.7077323262653768E-4,3.5258763420007084E-4,3.3587903931555637E-4,3.2057730095931027E-4,3.0668564384273185E-4,2.9405273296665693E-4,null,0.24624821007768555,0,8.761934139073943E-2,0.15988797422408657,0.24624821007768555,0.24624821007768555]
[null,466,3.0042737054261317E-4,2.8491018016306939E-4,2.7112667224084129E-4,2.6558930068575266E-4,2.574805276182376E-4,2.4851530996161745E-4,null,null,0.36664374062757221,0.36664374062757221,0.36664374062757221,0.36664374062757221,0.36664374062757221,0.36664374062757221,null,3.0042737054261317E-4,2.8491018016306939E-4,2.7112667224084129E-4,2.6558930068575266E-4,2.574805276182376E-4,2.4851530996161745E-4,null,3.2514311770754316E-4,3.0759368019308886E-4,2.9188387107952757E-4,2.7954189424677278E-4,2.6830728904796635E-4,2.5759956848099856E-4,null,3.4366286462013087E-4,3.2565403961241175E-4,3.0935514624399839E-4,2.9503584370431927E-4,2.8209212706254653E-4,2.7033291232936865E-4,null,3.7103247960686039E-4,3.5280514600590022E-4,3.3605649102764774E-4,3.2071575852294764E-4,3.0678881875611434E-4,2.9412385311728469E-4,null,0.36664374062757221,0,0.13045813843150478,0.23806030887448928,0.36664374062757221,0.36664374062757221]
[null,467,3.0061505727924949E-4,2.850648377005725E-4,2.7124994390688656E-4,2.6568456217302409E-4,2.5754840216967513E-4,2.4855741930364275E-4,null,null,0.39382800960638625,0.39382800960638625,0.39382800960638625,0.39382800960638625,0.39382800960638625,0.39382800960638625,null,3.0061505727924949E-4,2.850648377005725E-4,2.7124994390688656E-4,2.6568456217302409E-4,2.5754840216967513E-4,2.4855741930364275E-4,null,3.2534624517423195E-4,3.0776065099456378E-4,2.9201658030648166E-4,2.796421602459371E-4,2.6837801764659095E-4,2.5764321709297505E-4,null,3.4387756197426056E-4,3.2583081410258817E-4,3.0949579903909961E-4,2.9514166706842726E-4,2.8216648948818532E-4,2.7037871852564577E-4,null,3.7126427564847182E-4,3.5299665890680277E-4,3.3620928397565215E-4,3.2083079275086796E-4,3.0686969148715836E-4,2.9417369053748478E-4,null,0.39382800960638625,0,0.14013076810609598,0.25571094558942847,0.39382800960638625,0.39382800960638625]
[null,468,3.0069283569720613E-4,2.8511568438497817E-4,2.7127485771716688E-4,2.6568393389147469E-4,2.5752375558723629E-4,2.4851065061098589E-4,null,null,0.37461523717175371,0.37461523717175371,0.37461523717175371,0.37461523717175371,0.37461523717175371,0.37461523717175371,null,3.0069283569720613E-4,2.8511568438497817E-4,2.7127485771716688E-4,2.6568393389147469E-4,2.5752375558723629E-4,2.4851065061098589E-4,null,3.2543042231581235E-4,3.0781554590485796E-4,2.9204340149426022E-4,2.796414989579486E-4,2.6835233470357532E-4,2.5759473881190384E-4,null,3.4396653374095521E-4,3.2588893216691325E-4,3.09524225661088E-4,2.9514096912774772E-4,2.8213948703122551E-4,2.7032784392603371E-4,null,3.7136033320548544E-4,3.5305962251135135E-4,3.3624016418227934E-4,3.2083003406144358E-4,3.0684032501046695E-4,2.941183386636239E-4,null,0.37461523717175371,0,0.13329453377780753,0.24323616957853827,0.37461523717175371,0.37461523717175371]
[null,469,3.0080563798926278E-4,2.8519960950654672E-4,2.7133110973257988E-4,2.6571385428851335E-4,2.5752858145161567E-4,2.484921909344062E-4,null,null,0.27673608370635133,0.27673608370635133,0.27673608370635133,0.27673608370635133,0.27673608370635133,0.27673608370635133,null,3.0080563798926278E-4,2.8519960950654672E-4,2.7133110973257988E-4,2.6571385428851335E-4,2.5752858145161567E-4,2.484921909344062E-4,null,3.2555250469751284E-4,3.0790615283574812E-4,2.921039601101982E-4,2.7967299120723425E-4,2.683573634900273E-4,2.5757560435808703E-4,null,3.4409556978302387E-4,3.2598485908271575E-4,3.095884091304265E-4,2.951742068732498E-4,2.821447741819094E-4,2.7030776364151836E-4,null,3.7149964579225649E-4,3.5316354724563648E-4,3.3630988751402199E-4,3.2086616481974894E-4,3.0684607504230863E-4,2.940964911919178E-4,null,0.27673608370635133,0,9.8467450324830952E-2,0.17968362817564013,0.27673608370635133,0.27673608370635133]
[null,470,3.0105427968260654E-4,2.8541183392216457E-4,2.7150891717719449E-4,2.6586227459087847E-4,2.5764773913194186E-4,2.485835562095227E-4,null,null,0.13235841291675599,0.13235841291675599,0.13235841291675599,0.13235841291675599,0.13235841291675599,0.13235841291675599,null,3.0105427968260654E-4,2.8541183392216457E-4,2.7150891717719449E-4,2.6586227459087847E-4,2.5764773913194186E-4,2.485835562095227E-4,null,3.2582160180148122E-4,3.0813527377831796E-4,2.922953803227945E-4,2.7982920869175148E-4,2.6848153161440272E-4,2.5767030941045504E-4,null,3.4437999432278591E-4,3.2622743285881168E-4,3.0979128717107594E-4,2.9533908290183257E-4,2.8227532169868664E-4,2.7040715003711643E-4,null,3.7180672215433478E-4,3.5342634538747611E-4,3.36530276549973E-4,3.2104539165505566E-4,3.0698805177480619E-4,2.9420462419492091E-4,null,0.13235841291675599,0,4.7095395997522445E-2,8.5939786145446534E-2,0.13235841291675599,0.13235841291675599]
[null,471,3.0116721511684889E-4,2.8549588129836759E-4,2.7156528109996154E-4,2.6589229946208213E-4,2.5765266133788125E-4,2.4856518479450182E-4,null,null,0,0,0,0,0,0,null,3.0116721511684889E-4,2.8549588129836759E-4,2.7156528109996154E-4,2.6589229946208213E-4,2.5765266133788125E-4,2.4856518479450182E-4,null,3.2594382827879216E-4,3.0822601269730668E-4,2.9235605941360654E-4,2.7986081090369721E-4,2.6848666079346711E-4,2.5765126644452071E-4,null,3.4450918266797147E-4,3.2632349951239244E-4,3.0985559832654569E-4,2.9537243670480889E-4,2.8228071439985957E-4,2.7038716576279962E-4,null,3.719461991737779E-4,3.5353042151004839E-4,3.3660013858880932E-4,3.2108164857247575E-4,3.0699391659790487E-4,2.9418288118289486E-4,null,0,0,0,0,0,0]
[null,472,3.0131922186223565E-4,2.8561683004864731E-4,2.7165660540046631E-4,2.6595640434971915E-4,2.5769046332577166E-4,2.4857839561599765E-4,null,null,0,0,0,0,0,0,null,3.0131922186223565E-4,2.8561683004864731E-4,2.7165660540046631E-4,2.6595640434971915E-4,2.5769046332577166E-4,2.4857839561599765E-4,null,3.261083404103545E-4,3.0835659094197306E-4,2.9245437541525502E-4,2.7992828350773008E-4,2.6852605231167365E-4,2.5766496017597378E-4,null,3.4468306520559394E-4,3.2646174465720298E-4,3.0995979922314064E-4,2.9544364905997802E-4,2.823221297382148E-4,2.7040153638588024E-4,null,3.7213392987073789E-4,3.5368019271680989E-4,3.3671333336864989E-4,3.2115905924982781E-4,3.0703895777953833E-4,2.9419851650822672E-4,null,0,0,0,0,0,0]
[null,473,3.0168643778778336E-4,2.8594104339617132E-4,2.7194051127368059E-4,2.6620825142115883E-4,2.5790940535287774E-4,2.487656074882971E-4,null,null,0,0,0,0,0,0,null,3.0168643778778336E-4,2.8594104339617132E-4,2.7194051127368059E-4,2.6620825142115883E-4,2.5790940535287774E-4,2.487656074882971E-4,null,3.2650576668575941E-4,3.0870661696307048E-4,2.9276001685071801E-4,2.8019336123197942E-4,2.6875420060038072E-4,2.578590154135618E-4,null,3.4510312838652155E-4,3.2683232245213128E-4,3.1028373541946476E-4,2.9572341903947197E-4,2.8256199961381682E-4,2.7060518392240084E-4,null,3.7258744725552544E-4,3.5408166709496229E-4,3.3706522944270989E-4,3.2146318040357914E-4,3.072998278596693E-4,2.9442008626680017E-4,null,0,0,0,0,0,0]
[null,474,3.0184493651841697E-4,2.8606812058408113E-4,2.7203763829856796E-4,2.6627800895150875E-4,2.5795265708762811E-4,2.4878404932147556E-4,null,null,0,0,0,0,0,0,null,3.0184493651841697E-4,2.8606812058408113E-4,2.7203763829856796E-4,2.6627800895150875E-4,2.5795265708762811E-4,2.4878404932147556E-4,null,3.2667730488927869E-4,3.088438115690175E-4,2.9286457982778056E-4,2.8026678343732287E-4,2.6879927102106395E-4,2.5787813137172753E-4,null,3.4528443719240642E-4,3.2697757243779952E-4,3.103945572163022E-4,2.9580091075984008E-4,2.8260938561992669E-4,2.7062524479701093E-4,null,3.7278319565533114E-4,3.5423902716475304E-4,3.3718561659200011E-4,3.2154741700197027E-4,3.0735136243098608E-4,2.9444191262041126E-4,null,0,0,0,0,0,0]
[null,475,3.0195068902616972E-4,2.8614537709039284E-4,2.7208756084756084E-4,2.6630174557962997E-4,2.5795150375510271E-4,2.487598337177901E-4,null,null,0,0,0,0,0,0,null,3.0195068902616972E-4,2.8614537709039284E-4,2.7208756084756084E-4,2.6630174557962997E-4,2.5795150375510271E-4,2.487598337177901E-4,null,3.2679175751060285E-4,3.0892721895404561E-4,2.9291832439940006E-4,2.8029176705665886E-4,2.6879806919222611E-4,2.578530305879535E-4,null,3.4540540889245306E-4,3.2706587708648691E-4,3.1045151877348478E-4,2.9582727912666202E-4,2.8260812204466404E-4,2.7059890326228174E-4,null,3.7291380164873735E-4,3.5433469413240437E-4,3.3724749466728889E-4,3.2157608047099192E-4,3.0734998823183252E-4,2.9441325287038369E-4,null,0,0,0,0,0,0]
[null,476,3.0220073996247267E-4,2.8635892270929901E-4,2.7226660904209585E-4,2.6645136247484269E-4,2.5807180342674811E-4,2.4885228394782118E-4,null,null,0,0,0,0,0,0,null,3.0220073996247267E-4,2.8635892270929901E-4,2.7226660904209585E-4,2.6645136247484269E-4,2.5807180342674811E-4,2.4885228394782118E-4,null,3.2706237979401328E-4,3.091577662892474E-4,2.9311108035254453E-4,2.804492439963966E-4,2.6892342732734849E-4,2.579488602548085E-4,null,3.4569144548397796E-4,3.2730996100584182E-4,3.1065581250802339E-4,2.9599348441730253E-4,2.8273992071143429E-4,2.7069946986292169E-4,null,3.7322261844780906E-4,3.5459912832431004E-4,3.3746942158979694E-4,3.2175675226730333E-4,3.0749332565040258E-4,2.9452266994365185E-4,null,0,0,0,0,0,0]
[null,477,3.0238571609257192E-4,2.8651100330542883E-4,2.7238742038994992E-4,2.6654420330163791E-4,2.5813732105404004E-4,2.4889210870928183E-4,null,null,0,0,0,0,0,0,null,3.0238571609257192E-4,2.8651100330542883E-4,2.7238742038994992E-4,2.6654420330163791E-4,2.5813732105404004E-4,2.4889210870928183E-4,null,3.2726257365628793E-4,3.0932195498276045E-4,2.9324114090169869E-4,2.8054696216696585E-4,2.6899169989586528E-4,2.579901407753877E-4,null,3.4590304213924093E-4,3.2748379003661918E-4,3.1079365808357832E-4,2.9609661873631693E-4,2.8281170092337435E-4,2.7074279091123112E-4,null,3.7345106684814905E-4,3.5478745019084192E-4,3.3761916501894983E-4,3.2186886339569083E-4,3.0757139009927767E-4,2.9456980350774532E-4,null,0,0,0,0,0,0]
[null,478,3.0255783395632398E-4,2.8665093772477012E-4,2.724967221672694E-4,2.6662582170475956E-4,2.5819200890106806E-4,2.4892152858206975E-4,null,null,0,0,0,0,0,0,null,3.0255783395632398E-4,2.8665093772477012E-4,2.724967221672694E-4,2.6662582170475956E-4,2.5819200890106806E-4,2.4892152858206975E-4,null,3.2744885142030268E-4,3.0947303046558887E-4,2.9335881071860089E-4,2.8063286834976428E-4,2.6904868730425564E-4,2.5802063606574264E-4,null,3.460999300526241E-4,3.2764373591469634E-4,3.1091837125557254E-4,2.9618728637377306E-4,2.8287161617690943E-4,2.707747936071308E-4,null,3.7366363508937561E-4,3.5496073140957096E-4,3.3775464254849532E-4,3.2196742274276922E-4,3.0763655083257754E-4,2.9460462263556459E-4,null,0,0,0,0,0,0]
[null,479,3.0276882196126324E-4,2.8682758376964929E-4,2.726408048335055E-4,2.6674134548407524E-4,2.5827940835752459E-4,2.4898236946023424E-4,null,null,0,0,0,0,0,0,null,3.0276882196126324E-4,2.8682758376964929E-4,2.726408048335055E-4,2.6674134548407524E-4,2.5827940835752459E-4,2.4898236946023424E-4,null,3.276771971186355E-4,3.0966374041847589E-4,2.9351392421602583E-4,2.8075446110977783E-4,2.6913976180780374E-4,2.5808370092868243E-4,null,3.4634128203745476E-4,3.2784564340028889E-4,3.1108276937220306E-4,2.9631561856038717E-4,2.8296736982012278E-4,2.7084097581451838E-4,null,3.7392420856009013E-4,3.5517947274629427E-4,3.3793323034597402E-4,3.221069249607238E-4,3.0774068754634872E-4,2.9467662927980525E-4,null,0,0,0,0,0,0]
[null,480,3.0286000997155479E-4,2.8689107666059405E-4,2.7267767875821096E-4,2.6675235150557165E-4,2.5826596256870132E-4,2.4894633670472584E-4,null,null,0,0,0,0,0,0,null,3.0286000997155479E-4,2.8689107666059405E-4,2.7267767875821096E-4,2.6675235150557165E-4,2.5826596256870132E-4,2.4894633670472584E-4,null,3.2777588704129533E-4,3.0973228837973373E-4,2.9355362117315648E-4,2.8076604532679744E-4,2.6912575063895279E-4,2.58046351027497E-4,null,3.4644559321515871E-4,3.2791821615430915E-4,3.1112484246768852E-4,2.9632784484672338E-4,2.829526387986965E-4,2.7080177967912799E-4,null,3.7403682717239493E-4,3.5525809618701257E-4,3.3797893489302027E-4,3.221202154228148E-4,3.0772466684875075E-4,2.9463398364606064E-4,null,0,0,0,0,0,0]
[null,481,3.0301190270741712E-4,2.870119041357778E-4,2.727688729160063E-4,2.6681631156200267E-4,2.5830360749080227E-4,2.4895938000542203E-4,null,null,0,0,0,0,0,0,null,3.0301190270741712E-4,2.870119041357778E-4,2.727688729160063E-4,2.6681631156200267E-4,2.5830360749080227E-4,2.4895938000542203E-4,null,3.2794027578392622E-4,3.0986273569382741E-4,2.9365179706849402E-4,2.808333654909934E-4,2.691649784869332E-4,2.5805987111457505E-4,null,3.4661934533576996E-4,3.2805632268095988E-4,3.112288948716376E-4,2.9639889631289231E-4,2.8299388205793162E-4,2.7081596807445923E-4,null,3.7422441706581736E-4,3.5540771721845251E-4,3.3809196836338167E-4,3.2219745120739076E-4,3.0776952088602626E-4,2.9464942070649256E-4,null,0,0,0,0,0,0]
[null,482,3.0344937169736946E-4,2.8740245862791741E-4,2.731156189644436E-4,2.6712940289041196E-4,2.5858162384362582E-4,2.4920332242357821E-4,null,null,0,0,0,0,0,0,null,3.0344937169736946E-4,2.8740245862791741E-4,2.731156189644436E-4,2.6712940289041196E-4,2.5858162384362582E-4,2.4920332242357821E-4,null,3.2841373474685814E-4,3.1028438469732881E-4,2.9402508966292206E-4,2.8116290490688776E-4,2.6945468510912755E-4,2.5831273063321378E-4,null,3.4711977193138265E-4,3.2850272880088595E-4,3.1162453161824501E-4,2.9674670085168671E-4,2.8329847295283014E-4,2.7108132663265436E-4,null,3.7476469807882882E-4,3.5589134203854045E-4,3.3852175367130608E-4,3.2257552864732705E-4,3.0810077820193519E-4,2.9493813243205156E-4,null,0,0,0,0,0,0]
[null,483,3.0357970525014344E-4,2.87502920720394E-4,2.7318751496865966E-4,2.6717454606209117E-4,2.5860111004986523E-4,2.491989192631135E-4,null,null,0,0,0,0,0,0,null,3.0357970525014344E-4,2.87502920720394E-4,2.7318751496865966E-4,2.6717454606209117E-4,2.5860111004986523E-4,2.491989192631135E-4,null,3.2855479066201757E-4,3.10392845211892E-4,2.9410248995649066E-4,2.8121041965123526E-4,2.6947499068803201E-4,2.5830816651909198E-4,null,3.4726886221573828E-4,3.2861755757332292E-4,3.1170656485649038E-4,2.9679684915852539E-4,2.8331982177255368E-4,2.7107653691087799E-4,null,3.7492566204550855E-4,3.5601574455439286E-4,3.3861086743756171E-4,3.2263004186194015E-4,3.0812399607495076E-4,2.9493292118562179E-4,null,0,0,0,0,0,0]
[null,484,3.0390199126400754E-4,2.8778468171586336E-4,2.73431181560505E-4,2.6738714369061226E-4,2.5878216229457192E-4,2.4934971486846683E-4,null,null,0,0,0,0,0,0,null,3.0390199126400754E-4,2.8778468171586336E-4,2.73431181560505E-4,2.6738714369061226E-4,2.5878216229457192E-4,2.4934971486846683E-4,null,3.289035907036118E-4,3.1069703898089558E-4,2.943648114296705E-4,2.8143418598382361E-4,2.6966365597236503E-4,2.5846447432513361E-4,null,3.4763752947315725E-4,3.2893961207599914E-4,3.1198458809017699E-4,2.9703301801223416E-4,2.8351818012334318E-4,2.7124057113141729E-4,null,3.7532369028990791E-4,3.5636465005537717E-4,3.3891288766729213E-4,3.2288676684865937E-4,3.0833972036602825E-4,2.9511139141542988E-4,null,0,0,0,0,0,0]
[null,485,3.0420272770705585E-4,2.8804608780734638E-4,2.7365556149646064E-4,2.6758093749271991E-4,2.5894507020711986E-4,2.4948307954376111E-4,null,null,0,0,0,0,0,0,null,3.0420272770705585E-4,2.8804608780734638E-4,2.7365556149646064E-4,2.6758093749271991E-4,2.5894507020711986E-4,2.4948307954376111E-4,null,3.2922906832079564E-4,3.1097925726336666E-4,2.9460636967902317E-4,2.8163816064091476E-4,2.6983341397614311E-4,2.5860271402880302E-4,null,3.4798154588992709E-4,3.2923840080170214E-4,3.1224060527700737E-4,2.972482982127613E-4,2.8369665979320814E-4,2.71385644129454E-4,null,3.7569510447887092E-4,3.5668835001660611E-4,3.3919100244409015E-4,3.2312078503417941E-4,3.0853382563107067E-4,2.9526923171980927E-4,null,0,0,0,0,0,0]
[null,486,3.0431943347551904E-4,2.8813367473520194E-4,2.7371525481172983E-4,2.6761417965970362E-4,2.5895306913627182E-4,2.4946763724135318E-4,null,null,0,0,0,0,0,0,null,3.0431943347551904E-4,2.8813367473520194E-4,2.7371525481172983E-4,2.6761417965970362E-4,2.5895306913627182E-4,2.4946763724135318E-4,null,3.2935537531254551E-4,3.1107381754008433E-4,2.9467063305744454E-4,2.8167314916757421E-4,2.6984174925110896E-4,2.5858670724661625E-4,null,3.4811504717057042E-4,3.2933851318398726E-4,3.1230871526457247E-4,2.9728522602106259E-4,2.8370542331004406E-4,2.7136884611977144E-4,null,3.7583923791977247E-4,3.567968091767969E-4,3.3926499120329775E-4,3.2316092703828724E-4,3.0854335637907929E-4,2.9525095538308812E-4,null,0,0,0,0,0,0]
[null,487,3.0463830594706914E-4,2.8841220808427799E-4,2.7395585939806231E-4,2.6782378752027408E-4,2.5913123220902041E-4,2.4961565317783367E-4,null,null,0,0,0,0,0,0,null,3.0463830594706914E-4,2.8841220808427799E-4,2.7395585939806231E-4,2.6782378752027408E-4,2.5913123220902041E-4,2.4961565317783367E-4,null,3.2970048098438778E-4,3.1137452668936704E-4,2.9492965810089668E-4,2.8189376866633254E-4,2.7002740387711041E-4,2.5874013377543488E-4,null,3.484798096315389E-4,3.2965687846753548E-4,3.1258324475433709E-4,2.9751807362384929E-4,2.8390061632374705E-4,2.7152985663934915E-4,null,3.7623305038627281E-4,3.571417178733975E-4,3.3956321613388008E-4,3.2341404169246063E-4,3.0875563821312744E-4,2.9542613580785606E-4,null,0,0,0,0,0,0]
[null,488,3.0485231620914268E-4,2.8859169739424591E-4,2.7410262328091085E-4,2.6794191027627992E-4,2.5922112490533018E-4,2.4967887525740082E-4,null,null,0.29546402678964045,0.29546402678964045,0.29546402678964045,0.29546402678964045,0.29546402678964045,0.29546402678964045,null,3.0485231620914268E-4,2.8859169739424591E-4,2.7410262328091085E-4,2.6794191027627992E-4,2.5922112490533018E-4,2.4967887525740082E-4,null,3.2993209757679854E-4,3.1156830627764547E-4,2.9508765808631469E-4,2.8201809693890328E-4,2.7012107645839334E-4,2.5880566688249972E-4,null,3.4872461881649915E-4,3.2986203582212645E-4,3.1275070213529743E-4,2.9764929294213082E-4,2.8399910152627475E-4,2.7159862909805822E-4,null,3.7649735639159798E-4,3.5736398003396151E-4,3.3974512724971399E-4,3.235566823379739E-4,3.0886274562964079E-4,2.9550096066129165E-4,null,0.29546402678964045,0,0.10513117404506986,0.19184360643508183,0.29546402678964045,0.29546402678964045]
[null,498,3.0617878940361013E-4,2.8961806033457344E-4,2.7484205766195629E-4,2.6841315456974145E-4,2.5943496072845394E-4,2.4965293314048757E-4,null,null,0,0,0,0,0,0,null,3.0617878940361013E-4,2.8961806033457344E-4,2.7484205766195629E-4,2.6841315456974145E-4,2.5943496072845394E-4,2.4965293314048757E-4,null,3.3136769789918479E-4,3.1267638445810377E-4,2.9588370285669834E-4,2.8251409780229305E-4,2.703439038330861E-4,2.5877877647432579E-4,null,3.5024198914473909E-4,3.3103517480029433E-4,3.1359439570921094E-4,2.9817278525659264E-4,2.842333771149771E-4,2.715704094764251E-4,null,3.7813557143700604E-4,3.5863492839674038E-4,3.4066164247628899E-4,3.241257394145839E-4,3.0911753165245473E-4,2.9547025754128776E-4,null,0,0,0,0,0,0]
[null,515,3.0918547558383936E-4,2.9207270393308586E-4,2.7677146463658277E-4,2.6986956384460897E-4,2.6043055922215689E-4,2.502158325362701E-4,null,null,0.59947458028435829,0.59947458028435829,0.59947458028435829,0.59947458028435829,0.59947458028435829,0.59947458028435829,null,3.0918547558383936E-4,2.9207270393308586E-4,2.7677146463658277E-4,2.6986956384460897E-4,2.6043055922215689E-4,2.502158325362701E-4,null,3.3462174002205205E-4,3.1532645774645272E-4,2.9796082338485341E-4,2.8404701876877717E-4,2.7138136610371555E-4,2.5936225216229925E-4,null,3.5368137745295171E-4,3.3384084711150059E-4,3.1579584631481408E-4,2.9979067023192815E-4,2.8532414114046238E-4,2.721827268142738E-4,null,3.8184887567701333E-4,3.6167452105948747E-4,3.4305310670331747E-4,3.2588444507065874E-4,3.1030379023543921E-4,2.961364625297471E-4,null,0.59947458028435829,0,0.21330334904133855,0.38923643834918659,0.59947458028435829,0.59947458028435829]
[null,532,3.1209893003605665E-4,2.9477915655127141E-4,2.7928907522341864E-4,2.7227398610574747E-4,2.6270225880539754E-4,2.5235172977723766E-4,null,null,0,0,0,0,0,0,null,3.1209893003605665E-4,2.9477915655127141E-4,2.7928907522341864E-4,2.7227398610574747E-4,2.6270225880539754E-4,2.5235172977723766E-4,null,3.3777488037068916E-4,3.1824838816192419E-4,3.0067117983146555E-4,2.8657775608278903E-4,2.7374858805385229E-4,2.615762252478125E-4,null,3.5701411674758025E-4,3.3693433863794331E-4,3.1866843640283101E-4,3.0246167673936189E-4,2.8781298398000162E-4,2.74506138284079E-4,null,3.8544703728151503E-4,3.6502592960013878E-4,3.4617363841859839E-4,3.2878793593907628E-4,3.1301052708330085E-4,2.9866434834279013E-4,null,0,0,0,0,0,0]
[null,542,3.1322673541997524E-4,2.9584437494143724E-4,2.802983184229074E-4,2.7325787947377522E-4,2.6365156363580518E-4,2.5326363178039752E-4,null,null,0.23097044795977045,0.23097044795977045,0.23097044795977045,0.23097044795977045,0.23097044795977045,0.23097044795977045,null,3.1322673541997524E-4,2.9584437494143724E-4,2.802983184229074E-4,2.7325787947377522E-4,2.6365156363580518E-4,2.5326363178039752E-4,null,3.3899546875460477E-4,3.1939841532014268E-4,3.0175768972550424E-4,2.8761333776896827E-4,2.7473781006564059E-4,2.6252146102643398E-4,null,3.5830422832520189E-4,3.3815188962762148E-4,3.1981998145368557E-4,3.0355465679993528E-4,2.8885302930427368E-4,2.7549809779076398E-4,null,3.8683989448807881E-4,3.6634499278508895E-4,3.4742457668081566E-4,3.299760489655347E-4,3.1414162662800912E-4,2.9974360632040192E-4,null,0.23097044795977045,0,8.2183251299876206E-2,0.14996818461448774,0.23097044795977045,0.23097044795977045]
[null,567,3.1747635457934914E-4,2.9985816361837895E-4,2.8410119017557937E-4,2.7696523197197315E-4,2.6722858503764479E-4,2.5669971772160404E-4,null,null,1.3191868397018866E-3,1.3191868397018866E-3,1.3191868397018866E-3,1.3191868397018866E-3,1.3191868397018866E-3,1.3191868397018866E-3,null,3.1747635457934914E-4,2.9985816361837895E-4,2.8410119017557937E-4,2.7696523197197315E-4,2.6722858503764479E-4,2.5669971772160404E-4,null,3.4359469824575577E-4,3.237317670801648E-4,3.0585170570414198E-4,2.9151545407151081E-4,2.7846524112255192E-4,2.6608315006625664E-4,null,3.6316542419832516E-4,3.4273967408673944E-4,3.2415905269839873E-4,3.0767305264416144E-4,2.9277196478699605E-4,2.7923584384610288E-4,null,3.9208824030703498E-4,3.7131527955895839E-4,3.5213816581783672E-4,3.3445290991400466E-4,3.1840365832682093E-4,3.0381029676625768E-4,null,1.3191868397018866E-3,0,4.6938932887896108E-4,8.5654271905760649E-4,1.3191868397018866E-3,1.3191868397018866E-3]
[null,584,3.2032627648244849E-4,3.0254993053579701E-4,2.866515098856906E-4,2.7945149360881144E-4,2.6962744273727445E-4,2.5900405987969497E-4,null,null,0.32056240204755848,0.32056240204755848,0.32056240204755848,0.32056240204755848,0.32056240204755848,0.32056240204755848,null,3.2032627648244849E-4,3.0254993053579701E-4,2.866515098856906E-4,2.7945149360881144E-4,2.6962744273727445E-4,2.5900405987969497E-4,null,3.4667907930971517E-4,3.266378425734193E-4,3.0859727545323859E-4,2.9413233014957701E-4,2.8096496804230477E-4,2.6847172542464597E-4,null,3.664254877650828E-4,3.4581637976938834E-4,3.2706896384941073E-4,3.1043497226140615E-4,2.9540012031109932E-4,2.8174248831278092E-4,null,3.9560793822431532E-4,3.7464850275150969E-4,3.5529923988589191E-4,3.3745522696776496E-4,3.2126190445067759E-4,3.0653754119455061E-4,null,0.32056240204755848,0,0.11406160691758757,0.2081398807309984,0.32056240204755848,0.32056240204755848]
[null,592,3.221030248442231E-4,3.0422807913895714E-4,2.882414749868443E-4,2.8100152250096867E-4,2.7112298073195154E-4,2.6044067333562989E-4,null,null,0,0,0,0,0,0,null,3.221030248442231E-4,3.0422807913895714E-4,2.882414749868443E-4,2.8100152250096867E-4,2.7112298073195154E-4,2.6044067333562989E-4,null,3.4860199831901099E-4,3.2844959919251052E-4,3.1030896676258294E-4,2.9576378899047185E-4,2.8252339169760731E-4,2.6996085302157349E-4,null,3.6845793384552401E-4,3.4773451365767633E-4,3.2888311176162115E-4,3.1215685669267986E-4,2.9703861118232676E-4,2.833052246266701E-4,null,3.9780225011113173E-4,3.76726559290657E-4,3.5726997219464652E-4,3.393269841906543E-4,3.2304384244434266E-4,3.0823780781057917E-4,null,0,0,0,0,0,0]
[null,603,3.2356093008347348E-4,3.0560507865865508E-4,2.8954611581334948E-4,2.8227339379770553E-4,2.7235013969539634E-4,2.6161948195549162E-4,null,null,0,0,0,0,0,0,null,3.2356093008347348E-4,3.0560507865865508E-4,2.8954611581334948E-4,2.8227339379770553E-4,2.7235013969539634E-4,2.6161948195549162E-4,null,3.5017984341999454E-4,3.2993623034639064E-4,3.1171348964357208E-4,2.9710247737366316E-4,2.8380215129064721E-4,2.7118275195345401E-4,null,3.7012565103773773E-4,3.4930843234277676E-4,3.3037170508349423E-4,3.1356974350757482E-4,2.9838306967572899E-4,2.8458752295805017E-4,null,3.9960278577795164E-4,3.7843170200026129E-4,3.5888705034702127E-4,3.4086284864989004E-4,3.2450600601959917E-4,3.0963295619566313E-4,null,0,0,0,0,0,0]
[null,620,3.2639720951803565E-4,3.0828396018948051E-4,2.9208422723930844E-4,2.8474775379396953E-4,2.7473751415379874E-4,2.6391279331468374E-4,null,null,0,0,0,0,0,0,null,3.2639720951803565E-4,3.0828396018948051E-4,2.9208422723930844E-4,2.8474775379396953E-4,2.7473751415379874E-4,2.6391279331468374E-4,null,3.5324945966826692E-4,3.3282839456599231E-4,3.144459164539525E-4,2.9970682656475686E-4,2.8628991211202486E-4,2.7355989329179529E-4,null,3.7337010880330126E-4,3.523704099514992E-4,3.332676865997046E-4,3.1631844191990183E-4,3.0099864431857752E-4,2.870821682123171E-4,null,4.0310563503420573E-4,3.8174896917925232E-4,3.620329924728748E-4,3.438507937252815E-4,3.2735056982718833E-4,3.1234714540785853E-4,null,0,0,0,0,0,0]
[null,637,3.2923090474085473E-4,3.1096040091809651E-4,2.9462002612254949E-4,2.8721985933318633E-4,2.7712271341005584E-4,2.6620401517519213E-4,null,null,0,0,0,0,0,0,null,3.2923090474085473E-4,3.1096040091809651E-4,2.9462002612254949E-4,2.8721985933318633E-4,2.7712271341005584E-4,2.6620401517519213E-4,null,3.5631627910524523E-4,3.3571792365569514E-4,3.171758536755551E-4,3.0230880286209369E-4,2.8877540626649713E-4,2.7593486875166672E-4,null,3.7661161045468377E-4,3.5542959770870088E-4,3.361610295079728E-4,3.1906463591794968E-4,3.0361183583985319E-4,2.8957454052708356E-4,null,4.0660529274872661E-4,3.8506321390541497E-4,3.6517606824484027E-4,3.4683601640221753E-4,3.3019254187491548E-4,3.1505886164805055E-4,null,0,3.0748679158974102E-2,2.1457981384611066E-2,1.2466548177051111E-2,0,0]
[null,658,3.3241208844868455E-4,3.1396504643264655E-4,2.9746678325745198E-4,2.8999511257921763E-4,2.7980040328750997E-4,2.6877620345958406E-4,null,null,0,0,0,0,0,0,null,3.3241208844868455E-4,3.1396504643264655E-4,2.9746678325745198E-4,2.8999511257921763E-4,2.7980040328750997E-4,2.6877620345958406E-4,null,3.597591744276523E-4,3.3896178798854256E-4,3.2024055581530075E-4,3.0522985257082439E-4,2.9156568993795256E-4,2.7860108111586106E-4,null,3.8025060880540366E-4,3.5886392549880125E-4,3.3940917533778118E-4,3.221475883592636E-4,3.0654547606551267E-4,2.923725458092795E-4,null,4.1053410415185944E-4,3.8878387562010021E-4,3.6870457101314576E-4,3.5018730897159458E-4,3.3338301737260962E-4,3.1810310841604787E-4,null,0,0,0,0,0,0]
[null,672,3.3589289963091991E-4,3.172526917452884E-4,3.005816690918941E-4,2.9303175975823616E-4,2.8273029785633364E-4,2.7159065951287323E-4,null,null,0,0,0,0,0,0,null,3.3589289963091991E-4,3.172526917452884E-4,3.005816690918941E-4,2.9303175975823616E-4,2.8273029785633364E-4,2.7159065951287323E-4,null,3.6352634716527323E-4,3.4251118352192177E-4,3.2359391433150054E-4,3.0842602840467823E-4,2.9461878321933261E-4,2.8151841713410473E-4,null,3.8423235500891444E-4,3.6262172375038301E-4,3.4296325563125824E-4,3.2552091612578432E-4,3.0975542828455544E-4,2.9543408797996583E-4,null,4.148329601504173E-4,3.9285497684883955E-4,3.7256541434081545E-4,3.5385425112954627E-4,3.3687399551439006E-4,3.2143408492188376E-4,null,0,0,0,0,0,0]
[null,689,3.4016446272337481E-4,3.2128720658775815E-4,3.0440417788970506E-4,2.9675825606487367E-4,2.8632579007057492E-4,2.7504448851225192E-4,null,null,0,0,0,0,0,0,null,3.4016446272337481E-4,3.2128720658775815E-4,3.0440417788970506E-4,2.9675825606487367E-4,2.8632579007057492E-4,2.7504448851225192E-4,null,3.6814932588674187E-4,3.4686691158849564E-4,3.2770907074868082E-4,3.1234829422552025E-4,2.9836546176516227E-4,2.8509849781398129E-4,null,3.8911865283892678E-4,3.6723319834063641E-4,3.4732473271646133E-4,3.2966057829986683E-4,3.1369460013546909E-4,2.9919113478820428E-4,null,4.2010840706834679E-4,3.9785092889676506E-4,3.7730334323175682E-4,3.5835422942886156E-4,3.4115803524142289E-4,3.2552177470430554E-4,null,0,0,0,0,0,0]
[null,708,3.4539576653449893E-4,3.2622820181939336E-4,3.0908553326459471E-4,3.0132202672893973E-4,2.907291224611115E-4,2.7927432860037693E-4,null,null,0.43436199839893574,0.43436199839893574,0.43436199839893574,0.43436199839893574,0.43436199839893574,0.43436199839893574,null,3.4539576653449893E-4,3.2622820181939336E-4,3.0908553326459471E-4,3.0132202672893973E-4,2.907291224611115E-4,2.7927432860037693E-4,null,3.7381100187768821E-4,3.5220129067682908E-4,3.3274882621585209E-4,3.1715182016970114E-4,3.0295394924190726E-4,2.8948295598524206E-4,null,3.9510281084084931E-4,3.7288078543621414E-4,3.526661525209012E-4,3.3473034551138148E-4,3.1851883058000034E-4,3.0379232008293297E-4,null,4.2656914871486363E-4,4.0396937837833074E-4,3.8310579655564578E-4,3.6386526909224973E-4,3.4640461895468218E-4,3.3052789229513492E-4,null,0.43436199839893574,0,0.15455345731395809,0.28202950178611313,0.43436199839893574,0.43436199839893574]
[null,724,3.5209176225775655E-4,3.3255260662060424E-4,3.1507760267999622E-4,3.0716358935880118E-4,2.9636532634443735E-4,2.8468846476274642E-4,null,null,0,0,0,0,0,0,null,3.5209176225775655E-4,3.3255260662060424E-4,3.1507760267999622E-4,3.0716358935880118E-4,2.9636532634443735E-4,2.8468846476274642E-4,null,3.8105786797275836E-4,3.5902922131350151E-4,3.3919964273747781E-4,3.2330026620535214E-4,3.0882714904635595E-4,2.9509500113183344E-4,null,4.027624494003542E-4,3.8010961794223281E-4,3.5950309517573194E-4,3.4121957664608009E-4,3.2469377808656645E-4,3.0968177291683336E-4,null,4.3483880767486443E-4,4.1180090815383586E-4,3.9053285566824082E-4,3.7091932279455627E-4,3.5312017273899748E-4,3.3693565280543787E-4,null,0,0,0,0,0,0]
[null,741,3.5987524527999836E-4,3.3990414915893502E-4,3.2204283570738261E-4,3.1395387200413861E-4,3.029168982164722E-4,2.9098190320589511E-4,null,null,0,0,0,0,0,0,null,3.5987524527999836E-4,3.3990414915893502E-4,3.2204283570738261E-4,3.1395387200413861E-4,3.029168982164722E-4,2.9098190320589511E-4,null,3.8948168745333553E-4,3.6696606661389391E-4,3.4669812734691008E-4,3.3044727276114157E-4,3.1565420701555076E-4,3.0161849068049436E-4,null,4.1166607914392431E-4,3.8851247502378624E-4,3.6745041612354563E-4,3.4876271473215954E-4,3.3187159018009178E-4,3.1652772354725839E-4,null,4.4445153037887206E-4,4.2090434572535367E-4,3.991661330622632E-4,3.7911901549136907E-4,3.6092639021963538E-4,3.4438408873697555E-4,null,0,0,0,0,0,0]
[null,759,4.1310010915470075E-4,3.9052366243663055E-4,3.692350096054128E-4,3.5363008299808758E-4,3.394936517913093E-4,3.2564552282688644E-4,null,null,0,0,0,0,0,0,null,4.1310010915470075E-4,3.9052366243663055E-4,3.692350096054128E-4,3.5363008299808758E-4,3.394936517913093E-4,3.2564552282688644E-4,null,4.4708528777951041E-4,4.2161571925093769E-4,3.9750328896442629E-4,3.7220785253278785E-4,3.5376897120614948E-4,3.375492084207251E-4,null,4.7255070878056475E-4,4.4637088139122712E-4,4.2129661921797576E-4,3.9283792542538264E-4,3.7194457865969739E-4,3.5423452416838435E-4,null,5.1018506585701626E-4,4.8358664357256789E-4,4.5765995896682356E-4,4.270305317737849E-4,4.0450770150153342E-4,3.8540931719268935E-4,null,0,7.6479563892284969E-2,5.3371302546661226E-2,3.1007386134983484E-2,0,0]
[null,776,4.0713684702645446E-4,3.8484952816600398E-4,3.6395112593036981E-4,3.4923859082625547E-4,3.3546109944118679E-4,3.2182849414141699E-4,null,null,0.35973210359562985,0.35973210359562985,0.35973210359562985,0.35973210359562985,0.35973210359562985,0.35973210359562985,null,4.0713684702645446E-4,3.8484952816600398E-4,3.6395112593036981E-4,3.4923859082625547E-4,3.3546109944118679E-4,3.2182849414141699E-4,null,4.4063143626597027E-4,4.1548983129139613E-4,3.9181487620643888E-4,3.6758565564038993E-4,3.4956685464605921E-4,3.3359265160976497E-4,null,4.6572925392519501E-4,4.398853119901086E-4,4.1526771548261324E-4,3.8795953764887193E-4,3.6752656973117849E-4,3.5008239172573099E-4,null,5.0282034429388861E-4,4.7656034578054195E-4,4.511106829691604E-4,4.2172752920816882E-4,3.9970290331539421E-4,3.8089177183661904E-4,null,0.35973210359562985,0,0.12799885929814747,0.23357261069686269,0.35973210359562985,0.35973210359562985]
[null,793,3.5933793204087454E-4,3.3939665384834721E-4,3.2156200830549806E-4,3.1348512186332028E-4,3.0246462687549841E-4,2.905474514591062E-4,null,null,0,0,0,0,0,0,null,3.5933793204087454E-4,3.3939665384834721E-4,3.2156200830549806E-4,3.1348512186332028E-4,3.0246462687549841E-4,2.905474514591062E-4,null,3.8890017019197978E-4,3.6641816639434023E-4,3.461804882587922E-4,3.2995389707938611E-4,3.1518291818243688E-4,3.0116815793231912E-4,null,4.1105143938383157E-4,3.8793240484909935E-4,3.6690179274393217E-4,3.482419931032168E-4,3.3137608791526077E-4,3.1605513050663581E-4,null,4.4378794016378066E-4,4.2027591273272855E-4,3.9857015639891324E-4,3.785529702606986E-4,3.6038750756416598E-4,3.4386990463387617E-4,null,0,0,0,0,0,0]
[null,810,3.5119250735850786E-4,3.317032554206674E-4,3.1427288326243117E-4,3.0637908261308674E-4,2.9560839874700166E-4,2.8396136028561851E-4,null,null,0,0,0,0,0,0,null,3.5119250735850786E-4,3.317032554206674E-4,3.1427288326243117E-4,3.0637908261308674E-4,2.9560839874700166E-4,2.8396136028561851E-4,null,3.8008463260799316E-4,3.5811224789677256E-4,3.38333314770589E-4,3.2247454581232367E-4,3.0803839350995797E-4,2.9434131799022871E-4,null,4.017337797616947E-4,3.7913880444181394E-4,3.5858491146828361E-4,3.4034808969605622E-4,3.2386449861456862E-4,3.0889083464063599E-4,null,4.3372821387489135E-4,4.1074915396964885E-4,3.8953542084748483E-4,3.6997198163522289E-4,3.522182912427567E-4,3.3607510714945909E-4,null,0,0,0,0,0,0]
[null,825,3.455048041504331E-4,3.2633118844755554E-4,3.0918310814226347E-4,3.0141715075362774E-4,2.9082090242330921E-4,2.7936249241109103E-4,null,null,0.38175237622757668,0.38175237622757668,0.38175237622757668,0.38175237622757668,0.38175237622757668,0.38175237622757668,null,3.455048041504331E-4,3.2633118844755554E-4,3.0918310814226347E-4,3.0141715075362774E-4,2.9082090242330921E-4,2.7936249241109103E-4,null,3.7392900986853199E-4,3.5231247672131842E-4,3.3285387133287687E-4,3.1725194148475794E-4,3.0304958844644826E-4,2.8957434254649298E-4,null,3.9522754041983405E-4,3.7299849976803575E-4,3.5277748531712327E-4,3.3483601617208931E-4,3.1861938344509492E-4,3.0388822395185791E-4,null,4.2670381186801575E-4,4.0409690703443075E-4,3.8322673881016763E-4,3.6398013732546851E-4,3.4651397505414561E-4,3.3063223628793255E-4,null,0.38175237622757668,0,0.13583405040328089,0.24787028531497809,0.38175237622757668,0.38175237622757668]
[null,845,3.3997932306113651E-4,3.2111234115815709E-4,3.0423850130424629E-4,2.9659674088820175E-4,2.8616995292156947E-4,2.7489479138252833E-4,null,null,0,0,0,0,0,0,null,3.3997932306113651E-4,3.2111234115815709E-4,3.0423850130424629E-4,2.9659674088820175E-4,2.8616995292156947E-4,2.7489479138252833E-4,null,3.6794895503876367E-4,3.4667812401692222E-4,3.2753071012222061E-4,3.1217829393439443E-4,2.9820307184243926E-4,2.8494332863737964E-4,null,3.8890686911707514E-4,3.6703332610895425E-4,3.4713569596880309E-4,3.2948115553585705E-4,3.1352386709695561E-4,2.9902829548042969E-4,null,4.1987975670326928E-4,3.9763439250137727E-4,3.7709799017115764E-4,3.581591897105237E-4,3.4097235481228924E-4,3.2534460454685445E-4,null,0,0,0,0,0,0]
[null,862,3.3579877649896419E-4,3.1716379192930162E-4,3.0049744079134206E-4,2.9294964707582682E-4,2.826510718257678E-4,2.7151455500601596E-4,null,null,0,0,0,0,0,0,null,3.3579877649896419E-4,3.1716379192930162E-4,3.0049744079134206E-4,2.9294964707582682E-4,2.826510718257678E-4,2.7151455500601596E-4,null,3.6342448065252109E-4,3.4241520582975151E-4,3.2350323759277775E-4,3.0833960197589093E-4,2.9453622582487727E-4,2.8143953069395376E-4,null,3.8412468630650399E-4,3.6252011072911318E-4,3.4286715126048646E-4,3.2542969940707269E-4,3.0966862933440661E-4,2.9535130212269493E-4,null,4.1471671661716392E-4,3.9274489193526728E-4,3.7246101492155215E-4,3.5375509490918921E-4,3.3677959746201361E-4,3.2134401340556587E-4,null,0,0,0,0,0,0]
[null,875,3.3247564910030366E-4,3.1402507981780417E-4,2.9752366200294867E-4,2.9005056266350284E-4,2.7985390403725477E-4,2.6882759626756323E-4,null,null,0,0,0,0,0,0,null,3.3247564910030366E-4,3.1402507981780417E-4,2.9752366200294867E-4,2.9005056266350284E-4,2.7985390403725477E-4,2.6882759626756323E-4,null,3.5982796412678536E-4,3.3902660101089402E-4,3.2030178914317842E-4,3.0528821569598491E-4,2.9162144033297797E-4,2.7865435254272204E-4,null,3.8032331668009926E-4,3.5893254401701981E-4,3.3947407390525099E-4,3.2220918633161534E-4,3.066040907515806E-4,2.9242845048354658E-4,null,4.1061260254610723E-4,3.8885821514423946E-4,3.6877507116522476E-4,3.5025426843041221E-4,3.3344676367594609E-4,3.1816393304173263E-4,null,0,0,0,0,0,0]
[null,881,3.3181983945125343E-4,3.1340566399608744E-4,2.9693679529890494E-4,2.8947843668007542E-4,2.7930189100686099E-4,2.6829733267670983E-4,null,null,0,0,0,0,0,0,null,3.3181983945125343E-4,3.1340566399608744E-4,2.9693679529890494E-4,2.8947843668007542E-4,2.7930189100686099E-4,2.6829733267670983E-4,null,3.5911820191860251E-4,3.3835786958100048E-4,3.1966999248529817E-4,3.0468603337635781E-4,2.9104621578658542E-4,2.7810470563281492E-4,null,3.795731273007792E-4,3.5822454802885806E-4,3.3880445983314715E-4,3.2157362732457013E-4,3.0599931286274195E-4,2.9185163410615813E-4,null,4.0980266742003088E-4,3.8809119064095899E-4,3.6804766074989429E-4,3.495633903782022E-4,3.327890384992151E-4,3.1753635331421522E-4,null,0,0,0,0,0,0]
[null,898,3.2906694131752326E-4,3.108055365626521E-4,2.9447329959302428E-4,2.8707681823131244E-4,2.769847008841376E-4,2.6607144037433291E-4,null,null,0,0,0,0,0,0,null,3.2906694131752326E-4,3.108055365626521E-4,2.9447329959302428E-4,2.8707681823131244E-4,2.769847008841376E-4,2.6607144037433291E-4,null,3.5613882663626507E-4,3.355507295701956E-4,3.1701789390319512E-4,3.0215824717152285E-4,2.8863159047185698E-4,2.7579744779559741E-4,null,3.7642405051414553E-4,3.5525258682438083E-4,3.3599361474710108E-4,3.1890573549512842E-4,3.0346063121339977E-4,2.8943032674796758E-4,null,4.0640279536836599E-4,3.8487144490122427E-4,3.6499420342775912E-4,3.4666328528929619E-4,3.30028099537502E-4,3.1490195617908375E-4,null,0,0,0,0,0,0]
[null,915,3.2587142904969295E-4,3.0778735764434747E-4,2.9161372020887098E-4,2.8428906480097721E-4,2.7429495026338926E-4,2.6348766654268852E-4,null,null,0,0,0,0,0,0,null,3.2587142904969295E-4,3.0778735764434747E-4,2.9161372020887098E-4,2.8428906480097721E-4,2.7429495026338926E-4,2.6348766654268852E-4,null,3.5268042396290517E-4,3.3229225435379175E-4,3.1393938785505374E-4,2.9922404058791157E-4,2.8582873891665862E-4,2.7311922638466351E-4,null,3.727686615330821E-4,3.5180279027286285E-4,3.3273083874918945E-4,3.1580889694314269E-4,3.0051377740315864E-4,2.8661971880265943E-4,null,4.0245628797056865E-4,3.8113402473134847E-4,3.6144980771887834E-4,3.4329689796241063E-4,3.2682325362810025E-4,3.1184399763695521E-4,null,0,0,0,0,0,0]
[null,942,3.2203121697204262E-4,3.0416025620860407E-4,2.8817721602186574E-4,2.8093887757107386E-4,2.710625380696853E-4,2.6038261212806902E-4,null,null,0,0,0,0,0,0,null,3.2203121697204262E-4,3.0416025620860407E-4,2.8817721602186574E-4,2.8093887757107386E-4,2.710625380696853E-4,2.6038261212806902E-4,null,3.4852428291180787E-4,3.2837637645004189E-4,3.10239788192675E-4,2.9569785304228968E-4,2.8246040749058587E-4,2.6990066943765066E-4,null,3.6837579186554649E-4,3.4765699164271993E-4,3.2880979237425085E-4,3.120872661643808E-4,2.9697239103231493E-4,2.8324206612212677E-4,null,3.9771356627109984E-4,3.7664257394891856E-4,3.5719032439714544E-4,3.392513365039555E-4,3.2297182483147436E-4,3.0816909097342694E-4,null,0,0,0,0,0,0]
[null,950,3.2024409011424389E-4,3.0247230505884789E-4,2.8657796347920602E-4,2.7937979451624485E-4,2.6955826420927418E-4,2.5893760700150618E-4,null,null,0,0,0,0,0,0,null,3.2024409011424389E-4,3.0247230505884789E-4,2.8657796347920602E-4,2.7937979451624485E-4,2.6955826420927418E-4,2.5893760700150618E-4,null,3.465901315818739E-4,3.2655403684166958E-4,3.0851809840418148E-4,2.9405686438307169E-4,2.8089288063639576E-4,2.6840284341995822E-4,null,3.6633147368547719E-4,3.4572765338505612E-4,3.2698504750453141E-4,3.1035532371301354E-4,2.9532432926666127E-4,2.8167020141787606E-4,null,3.9550643678012352E-4,3.745523788863915E-4,3.5520808047657737E-4,3.3736864581107476E-4,3.2117947802765906E-4,3.0645889261315479E-4,null,0,0,0,0,0,0]
[null,967,3.1746103372749335E-4,2.9984369298950762E-4,2.8408747995060056E-4,2.7695186611581714E-4,2.6721568905498674E-4,2.5668732984360964E-4,null,null,9.020080955226577E-5,9.020080955226577E-5,9.020080955226577E-5,9.020080955226577E-5,9.020080955226577E-5,9.020080955226577E-5,null,3.1746103372749335E-4,2.9984369298950762E-4,2.8408747995060056E-4,2.7695186611581714E-4,2.6721568905498674E-4,2.5668732984360964E-4,null,3.4357811696845964E-4,3.2371614435307695E-4,3.0583694583744529E-4,2.9150138604716483E-4,2.7845180287858608E-4,2.6607030936028064E-4,null,3.6314789847213157E-4,3.4272313407140905E-4,3.2414340935125655E-4,3.0765820488245707E-4,2.9275783612564749E-4,2.7922236841420163E-4,null,3.920693188164814E-4,3.7129736053504413E-4,3.521211722477851E-4,3.3443676980337401E-4,3.1838829272491323E-4,3.037956354143747E-4,null,9.020080955226577E-5,0,3.2094996846424696E-5,5.8567023525306435E-5,9.020080955226577E-5,9.020080955226577E-5]
[null,992,3.1317641908239322E-4,2.9579685088375633E-4,2.8025329166363498E-4,2.732139836815079E-4,2.6360921098968725E-4,2.5322294783821481E-4,null,null,0.15993731043736123,0.15993731043736123,0.15993731043736123,0.15993731043736123,0.15993731043736123,0.15993731043736123,null,3.1317641908239322E-4,2.9579685088375633E-4,2.8025329166363498E-4,2.732139836815079E-4,2.6360921098968725E-4,2.5322294783821481E-4,null,3.389410129610348E-4,3.1934710757188531E-4,3.0170921576058599E-4,2.8756713593445094E-4,2.7469367653923751E-4,2.6247928991853729E-4,null,3.5824667079747263E-4,3.3809756934551121E-4,3.1976860598558984E-4,3.0350589417255076E-4,2.888066283273118E-4,2.7545384213272428E-4,null,3.8677775302785138E-4,3.6628614359935854E-4,3.4736876684625243E-4,3.2992304203989189E-4,3.1409116332348696E-4,2.9969545589523643E-4,null,0.15993731043736123,0,5.6908441283316784E-2,0.10384665358830895,0.15993731043736123,0.15993731043736123]
[null,1002,3.1198844263935428E-4,2.9467480059719708E-4,2.7919020297529756E-4,2.7217759729752201E-4,2.6260925852282719E-4,2.5226239372705249E-4,null,null,0,0,0,0,0,0,null,3.1198844263935428E-4,2.9467480059719708E-4,2.7919020297529756E-4,2.7217759729752201E-4,2.6260925852282719E-4,2.5226239372705249E-4,null,3.3765530332760443E-4,3.1813572377083291E-4,3.0056473801854685E-4,2.8647630353946009E-4,2.7365167721586403E-4,2.6148362359690796E-4,null,3.5688772874509369E-4,3.3681505915841592E-4,3.1855562330877362E-4,3.0235460106543599E-4,2.877110941486798E-4,2.7440895926268878E-4,null,3.8531058362654426E-4,3.6489670530358081E-4,3.4605108809741836E-4,3.2867154040031277E-4,3.128997169684636E-4,2.9855861697635318E-4,null,0,0,0,0,0,0]
[null,1019,3.0904577152999666E-4,2.9195208293640216E-4,2.7666883778365087E-4,2.69782002650123E-4,2.6035812512274336E-4,2.5015782652951148E-4,null,null,0.60791963107868907,0.60791963107868907,0.60791963107868907,0.60791963107868907,0.60791963107868907,0.60791963107868907,null,3.0904577152999666E-4,2.9195208293640216E-4,2.7666883778365087E-4,2.69782002650123E-4,2.6035812512274336E-4,2.5015782652951148E-4,null,3.3447054270757047E-4,3.1519623334991747E-4,2.978503395181689E-4,2.8395485759321053E-4,2.713058862333422E-4,2.5930212579699553E-4,null,3.5352156812780297E-4,3.3370297659101017E-4,3.1567874922202384E-4,2.9969340091112257E-4,2.8524478333673075E-4,2.7211962835670963E-4,null,3.8167633899563583E-4,3.6152515571100471E-4,3.4292590261898135E-4,3.2577870942982444E-4,3.1021748478934463E-4,2.9606781102407359E-4,null,0.60791963107868907,0,0.21630824312108501,0.39471977592674334,0.60791963107868907,0.60791963107868907]
[null,1042,3.0533255798750132E-4,2.8896602426339602E-4,2.7437574320058835E-4,2.6812081760056679E-4,2.593094611791013E-4,2.496827701703048E-4,null,null,0.49528137015029716,0.49528137015029716,0.49528137015029716,0.49528137015029716,0.49528137015029716,0.49528137015029716,null,3.0533255798750132E-4,2.8896602426339602E-4,2.7437574320058835E-4,2.6812081760056679E-4,2.593094611791013E-4,2.496827701703048E-4,null,3.3045184818669443E-4,3.1197243567453517E-4,2.9538168780594918E-4,2.8220640306492807E-4,2.7021312717135162E-4,2.5880970417051826E-4,null,3.492739737736155E-4,3.3028989367193875E-4,3.1306233157402314E-4,2.9784803616420181E-4,2.8409588153366166E-4,2.7160286595231384E-4,null,3.7709046246416853E-4,3.5782751013895404E-4,3.4008365433403951E-4,3.2377272416671406E-4,3.0896799856404422E-4,2.955055703844956E-4,null,0.49528137015029716,0,0.17622961580911217,0.32158420529951692,0.49528137015029716,0.49528137015029716]
[null,1054,3.0281441359360711E-4,2.8685932814667952E-4,2.7265924002972816E-4,2.6674684700119335E-4,2.5827268424210995E-4,2.4896435212103086E-4,null,null,0,0,0,0,0,0,null,3.0281441359360711E-4,2.8685932814667952E-4,2.7265924002972816E-4,2.6674684700119335E-4,2.5827268424210995E-4,2.4896435212103086E-4,null,3.2772653951195635E-4,3.0969801216598091E-4,2.9353377079324787E-4,2.8076025164619055E-4,2.6913275495103343E-4,2.5806502498149558E-4,null,3.4639343491202709E-4,3.2788192741305724E-4,3.1110380390479394E-4,2.9632173004432273E-4,2.829600029716955E-4,2.7082137670096667E-4,null,3.7398051493579522E-4,3.552187819052952E-4,3.3795608043041161E-4,3.2211356838811718E-4,3.0773267574272096E-4,2.9465530532503468E-4,null,0,0,0,0,0,0]
[null,1071,2.9968343631096969E-4,2.842866628188473E-4,2.7061730888446609E-4,2.65179910077648E-4,2.5716964302282972E-4,2.4829747416327746E-4,null,null,6.3862173163004146E-2,6.3862173163004146E-2,6.3862173163004146E-2,6.3862173163004146E-2,6.3862173163004146E-2,6.3862173163004146E-2,null,2.9968343631096969E-4,2.842866628188473E-4,2.7061730888446609E-4,2.65179910077648E-4,2.5716964302282972E-4,2.4829747416327746E-4,null,3.2433798102838825E-4,3.0692052069256233E-4,2.9133551135152269E-4,2.7911099651941354E-4,2.6798333211121371E-4,2.573737698866956E-4,null,3.428118683587922E-4,3.2494135555950039E-4,3.0877396338101979E-4,2.9458106294637866E-4,2.817515261728373E-4,2.7009595233771285E-4,null,3.7011370924937742E-4,3.5203304257477825E-4,3.3542514457697667E-4,3.2022139365556998E-4,3.0641839883086057E-4,2.938660392048761E-4,null,6.3862173163004146E-2,0.26946765275547946,0.21077139624785615,0.15071669749362024,6.3862173163004146E-2,6.3862173163004146E-2]
[null,1088,2.9662362946644477E-4,2.8178063839751858E-4,2.6863786653981089E-4,2.6367312623625346E-4,2.5612390100629391E-4,2.4768492771961843E-4,null,null,4.4773426841505919E-2,4.4773426841505919E-2,4.4773426841505919E-2,4.4773426841505919E-2,4.4773426841505919E-2,4.4773426841505919E-2,null,2.9662362946644477E-4,2.8178063839751858E-4,2.6863786653981089E-4,2.6367312623625346E-4,2.5612390100629391E-4,2.4768492771961843E-4,null,3.2102644807713011E-4,3.0421497582937404E-4,2.8920452479324162E-4,2.7752505458517041E-4,2.668936178400192E-4,2.5673883234668854E-4,null,3.3931171461622711E-4,3.2207695466057165E-4,3.0651542248959316E-4,2.9290721825166383E-4,2.8060582559294466E-4,2.694296293490933E-4,null,3.6633480016199423E-4,3.4892982488225782E-4,3.3297166243507413E-4,3.1840185754709264E-4,3.051723940904464E-4,2.9314107573984811E-4,null,4.4773426841505919E-2,0,1.593115405964406E-2,2.9071206302373979E-2,4.4773426841505919E-2,4.4773426841505919E-2]
[null,1092,2.9580530440152851E-4,2.8109797026766987E-4,2.6808387143881213E-4,2.6323242422704831E-4,2.557945761895801E-4,2.4746068492600704E-4,null,null,0.47458028435805238,0.47458028435805238,0.47458028435805238,0.47458028435805238,0.47458028435805238,0.47458028435805238,null,2.9580530440152851E-4,2.8109797026766987E-4,2.6808387143881213E-4,2.6323242422704831E-4,2.557945761895801E-4,2.4746068492600704E-4,null,3.2014080053301808E-4,3.0347795617535354E-4,2.8860811635691129E-4,2.7706120052880037E-4,2.6655044529176456E-4,2.565063925550387E-4,null,3.38375621691366E-4,3.2129666090598326E-4,3.0588331486966968E-4,2.9241765452009671E-4,2.8024502185022815E-4,2.6918569988062228E-4,null,3.653241559673194E-4,3.4808447485269056E-4,3.3228499576318444E-4,3.1786968219665542E-4,3.047800025863537E-4,2.928756789942675E-4,null,0.47458028435805238,7.2994204442263926E-5,0.16891475307554019,0.30817266770470947,0.47458028435805238,0.47458028435805238]
[null,1123,2.903034876604023E-4,2.7659918210997189E-4,2.6453879677039037E-4,2.6054434649037391E-4,2.5394195292185269E-4,2.4639281734780528E-4,null,null,0,0,0,0,0,0,null,2.903034876604023E-4,2.7659918210997189E-4,2.6453879677039037E-4,2.6054434649037391E-4,2.5394195292185269E-4,2.4639281734780528E-4,null,3.1418635688484323E-4,2.9862099106079223E-4,2.8479163416084851E-4,2.7423190604874281E-4,2.6461992133646134E-4,2.5539949001699341E-4,null,3.32082020351197E-4,3.1615451914019483E-4,3.0183838973031884E-4,2.8943154295259455E-4,2.7821531326188145E-4,2.6802408230284819E-4,null,3.5852932664096461E-4,3.4251361174096248E-4,3.2789094133963971E-4,3.1462365952909983E-4,3.0257259642184217E-4,2.9161183200323811E-4,null,0,0,0,0,0,0]
[null,1124,2.9010591512200484E-4,2.7643502371532035E-4,2.6440634001891332E-4,2.6043991446943215E-4,2.5386502166746744E-4,2.4634180779898988E-4,null,null,0,0,0,0,0,0,null,2.9010591512200484E-4,2.7643502371532035E-4,2.6440634001891332E-4,2.6043991446943215E-4,2.5386502166746744E-4,2.4634180779898988E-4,null,3.1397253032505967E-4,2.9844376297888739E-4,2.8464903664710266E-4,2.741219877467679E-4,2.6453975521089799E-4,2.5534661585899774E-4,null,3.3185601449695903E-4,3.1596688511348521E-4,3.0168725676584321E-4,2.8931553229505396E-4,2.7813102843697493E-4,2.6796859453475053E-4,null,3.5828532148027823E-4,3.4231033389964428E-4,3.2772676364828098E-4,3.1449755130589981E-4,3.0248093260214833E-4,2.9155146097400184E-4,null,0,0,0,0,0,0]
[null,1142,2.8725432844293103E-4,2.7414507290832624E-4,2.626512829277223E-4,2.5917256105947563E-4,2.5307024713070993E-4,2.45989508628545E-4,null,null,0.37361175316548478,0.37361175316548478,0.37361175316548478,0.37361175316548478,0.37361175316548478,0.37361175316548478,null,2.8725432844293103E-4,2.7414507290832624E-4,2.626512829277223E-4,2.5917256105947563E-4,2.5307024713070993E-4,2.45989508628545E-4,null,3.1088634752629286E-4,2.9597149471602185E-4,2.8275961406278618E-4,2.7278805459515147E-4,2.6371156131470584E-4,2.5498143870231942E-4,null,3.2859404657082394E-4,3.1334945764780278E-4,2.9968473912851652E-4,2.8790766427622708E-4,2.7726028437845149E-4,2.6758536639169447E-4,null,3.5476356753875256E-4,3.3947468082348714E-4,3.2555140287412982E-4,3.1296714247865652E-4,3.0153395636450911E-4,2.9113450642308394E-4,null,0.37361175316548478,5.240589768928431E-2,0.16950895928503767,0.26383172403899241,0.37361175316548478,0.37361175316548478]
[null,1159,2.8383564380734491E-4,2.7129571804111247E-4,2.603416546559599E-4,2.5733811656571896E-4,2.5170279785037401E-4,2.4506258409672042E-4,null,null,0,0,0,0,0,0,null,2.8383564380734491E-4,2.7129571804111247E-4,2.603416546559599E-4,2.5733811656571896E-4,2.5170279785037401E-4,2.4506258409672042E-4,null,3.0718641240098883E-4,2.9289528470035752E-4,2.8027316285846542E-4,2.7085723852932639E-4,2.6228661235755011E-4,2.5402063125971419E-4,null,3.2468336775026121E-4,3.1009262799620401E-4,2.970494565652959E-4,2.8586983038176374E-4,2.7576212574211353E-4,2.6657706550175581E-4,null,3.5054143879247881E-4,3.3594631599154396E-4,3.2268866138812348E-4,3.1075193555667467E-4,2.9990463645708233E-4,2.9003746892108337E-4,null,0,0,0,0,0,0]
[null,1176,2.8058738010440103E-4,2.6860581734330029E-4,2.5818141002782957E-4,2.5564731159154642E-4,2.5047201654727295E-4,2.4426509658788387E-4,null,null,0,0,0,0,0,0,null,2.8058738010440103E-4,2.6860581734330029E-4,2.5818141002782957E-4,2.5564731159154642E-4,2.5047201654727295E-4,2.4426509658788387E-4,null,3.0367091850439789E-4,2.8999122400824595E-4,2.7794753196672741E-4,2.6907760800934052E-4,2.6100407810961818E-4,2.5319399229659757E-4,null,3.2096763570101724E-4,3.0701805541372411E-4,2.9458462052635233E-4,2.8399156167588428E-4,2.7441369866317201E-4,2.6570956514194554E-4,null,3.4652978255109363E-4,3.3261540374442865E-4,3.2001107816294398E-4,3.0871018237457732E-4,2.9843815685329136E-4,2.8909362325238745E-4,null,0,0,0,0,0,0]
[null,1192,2.7770300597886125E-4,2.6623583309951811E-4,2.5629970592069151E-4,2.5420159939319964E-4,2.4945219027842685E-4,2.4364573642891019E-4,null,null,0,0,0,0,0,0,null,2.7770300597886125E-4,2.6623583309951811E-4,2.5629970592069151E-4,2.5420159939319964E-4,2.4945219027842685E-4,2.4364573642891019E-4,null,3.005492508809749E-4,2.8743255034089098E-4,2.7592176639199331E-4,2.6755594608463939E-4,2.5994136931363612E-4,2.5255199197190696E-4,null,3.1766816177882152E-4,3.0430914925121458E-4,2.924375988245017E-4,2.823855597884154E-4,2.7329639102024371E-4,2.6503583024978944E-4,null,3.4296753560275476E-4,3.2968064501913251E-4,3.1767874075707119E-4,3.0696439411013495E-4,2.9722303080376091E-4,2.8836059559122319E-4,null,0,2.1561778187283994E-2,1.5046897870630013E-2,8.7418696967415995E-3,0,0]
[null,1211,2.7398421433030135E-4,2.6314202792603703E-4,2.5379801519338828E-4,2.5222153110433522E-4,2.4798438812526655E-4,2.4266098252240492E-4,null,null,0.12935923599914312,0.12935923599914312,0.12935923599914312,0.12935923599914312,0.12935923599914312,0.12935923599914312,null,2.7398421433030135E-4,2.6314202792603703E-4,2.5379801519338828E-4,2.5222153110433522E-4,2.4798438812526655E-4,2.4266098252240492E-4,null,2.9652451935090933E-4,2.8409242778519014E-4,2.732285486141408E-4,2.6547185595458535E-4,2.584118477602349E-4,2.5153124125270617E-4,null,3.134141865549221E-4,3.0077291143780531E-4,2.8958317327350063E-4,2.8018595642830674E-4,2.7168828715576083E-4,2.6396462304120977E-4,null,3.3837477002345891E-4,3.2584957662656379E-4,3.1457794141296562E-4,3.0457333731096896E-4,2.9547414014821828E-4,2.871951156318663E-4,null,0.12935923599914312,0.70368673438843687,0.53709638272011029,0.36929068983105012,0.12935923599914312,0.12935923599914312]
[null,1228,2.7011141058927625E-4,2.5985652916774639E-4,2.5106706542233031E-4,2.4996681619609385E-4,2.462022464886002E-4,2.4132687050159403E-4,null,null,0,0,0,0,0,0,null,2.7011141058927625E-4,2.5985652916774639E-4,2.5106706542233031E-4,2.4996681619609385E-4,2.462022464886002E-4,2.4132687050159403E-4,null,2.9233310536505309E-4,2.8054534970691988E-4,2.7028851993930774E-4,2.6309869079014229E-4,2.565547691078934E-4,2.5014836194068598E-4,null,3.0898403485020762E-4,2.9701756671068278E-4,2.8646716348063088E-4,2.7768125569846522E-4,2.6973579727365476E-4,2.625133869462781E-4,null,3.3359179711234244E-4,3.2178113348263151E-4,3.1119297972826917E-4,3.0185062747219719E-4,2.9335071305791957E-4,2.856161619323474E-4,null,0,0,0,0,0,0]
[null,1245,2.6619302216167323E-4,2.5652575000166886E-4,2.4829072218628823E-4,2.4766491498938415E-4,2.4437174747461325E-4,2.3994358799199819E-4,null,null,0,0,0,0,0,0,null,2.6619302216167323E-4,2.5652575000166886E-4,2.4829072218628823E-4,2.4766491498938415E-4,2.4437174747461325E-4,2.3994358799199819E-4,null,2.8809235650306052E-4,2.7694938616143391E-4,2.6729962251920592E-4,2.606758604199764E-4,2.5464729970587317E-4,2.4871451475592206E-4,null,3.0450173821627488E-4,2.9321046620669523E-4,2.8329935980897145E-4,2.7512413700847273E-4,2.6773032771361459E-4,2.6100866359763986E-4,null,3.2875252640364997E-4,3.1765661947148315E-4,3.0775175368406843E-4,2.990709372149142E-4,2.9116966800791128E-4,2.8397901377541929E-4,null,0,0,0,0,0,0]
[null,1258,2.6226082233981869E-4,2.5309321954356673E-4,2.453268989173708E-4,2.4508289682103885E-4,2.4217705513014697E-4,2.3812023825801957E-4,null,null,0.26912539040037886,0.26912539040037886,0.26912539040037886,0.26912539040037886,0.26912539040037886,0.26912539040037886,null,2.6226082233981869E-4,2.5309321954356673E-4,2.453268989173708E-4,2.4508289682103885E-4,2.4217705513014697E-4,2.3812023825801957E-4,null,2.8383666000238004E-4,2.7324357026051307E-4,2.6410889177413656E-4,2.5795819729162301E-4,2.5236032306074545E-4,2.4682451407654591E-4,null,3.0000364254477668E-4,2.8928706336747825E-4,2.7991764168725576E-4,2.7225584409610503E-4,2.6532585294643403E-4,2.5902523873799017E-4,null,3.2389619840804407E-4,3.1340610652474569E-4,3.0407814960983065E-4,2.9595298813623239E-4,2.8855468551537033E-4,2.8182103546244935E-4,null,0.26912539040037886,0,9.5759434965913853E-2,0.17474203556569237,0.26912539040037886,0.26912539040037886]
[null,1280,2.5781465136797565E-4,2.4936667994778503E-4,2.4228031082081832E-4,2.4262848617135594E-4,2.4030645527145487E-4,2.3680126436842987E-4,null,null,0,0,0,0,0,0,null,2.5781465136797565E-4,2.4936667994778503E-4,2.4228031082081832E-4,2.4262848617135594E-4,2.4030645527145487E-4,2.3680126436842987E-4,null,2.7902470865109408E-4,2.6922033729637087E-4,2.6082905980534884E-4,2.5537484547549083E-4,2.5041106661940652E-4,2.4545732625681565E-4,null,2.9491760843937983E-4,2.850276063257982E-4,2.7644148901527884E-4,2.6952930686378299E-4,2.6327644945210943E-4,2.5759046977782328E-4,null,3.184051080408135E-4,3.0879152116512803E-4,3.0030196006391779E-4,2.9298913314957666E-4,2.8632586018895813E-4,2.8025999810572821E-4,null,0,0,0,0,0,0]
[null,1297,2.545827648010176E-4,2.4667642310700547E-4,2.4010200712594527E-4,2.4089922392268217E-4,2.3901844988127822E-4,2.3592948132979453E-4,null,null,0,0,0,0,0,0,null,2.545827648010176E-4,2.4667642310700547E-4,2.4010200712594527E-4,2.4089922392268217E-4,2.3901844988127822E-4,2.3592948132979453E-4,null,2.7552693921497397E-4,2.663158921064995E-4,2.5848398726198207E-4,2.5355473734841059E-4,2.4906890207704611E-4,2.4455367595617135E-4,null,2.9122061041379348E-4,2.8195262666977697E-4,2.7395604760694443E-4,2.6760831703020853E-4,2.6186532844989658E-4,2.5664215135112338E-4,null,3.144136778173264E-4,3.0546016790508883E-4,2.9760199295982801E-4,2.9090094039355634E-4,2.8479119791426495E-4,2.7922822188861985E-4,null,0,0,0,0,0,0]
[null,1309,2.5221209961330554E-4,2.4469129160744295E-4,2.3848082101897102E-4,2.3959480400285099E-4,2.3802622798946971E-4,2.3523220074866404E-4,null,null,0.35102772547383615,0.35102772547383615,0.35102772547383615,0.35102772547383615,0.35102772547383615,0.35102772547383615,null,2.5221209961330554E-4,2.4469129160744295E-4,2.3848082101897102E-4,2.3959480400285099E-4,2.3802622798946971E-4,2.3523220074866404E-4,null,2.7296124265816147E-4,2.6417271174253998E-4,2.5673868469645785E-4,2.5218179041741097E-4,2.4803495839055534E-4,2.4383090689684408E-4,null,2.8850877497751861E-4,2.7968360949522612E-4,2.7210627657163201E-4,2.6615927284582902E-4,2.6077826378303646E-4,2.5588365526395338E-4,null,3.1148586940451167E-4,3.030019735080223E-4,2.955925627923357E-4,2.8932577142801093E-4,2.8360896256253686E-4,2.784029735316569E-4,null,0.35102772547383615,0.8101277354864066,0.69024974420411156,0.5563739101047771,0.35102772547383615,0.35102772547383615]
[null,1332,2.4838871698303771E-4,2.4156258095888006E-4,2.3600934414771881E-4,2.3770885249398003E-4,2.3671162261757196E-4,2.3445453816230689E-4,null,null,0.33966242347025077,0.33966242347025077,0.33966242347025077,0.33966242347025077,0.33966242347025077,0.33966242347025077,null,2.4838871698303771E-4,2.4156258095888006E-4,2.3600934414771881E-4,2.3770885249398003E-4,2.3671162261757196E-4,2.3445453816230689E-4,null,2.6882331558996905E-4,2.6079490466628894E-4,2.5407799391859219E-4,2.5019676144265139E-4,2.4666507536769334E-4,2.4302481753880669E-4,null,2.8413515673866271E-4,2.76107474515073E-4,2.6928632498728284E-4,2.6406422122602166E-4,2.59338000206459E-4,2.5503772029193103E-4,null,3.0676393233455737E-4,2.9912768155908364E-4,2.9252921296347333E-4,2.8704836655084413E-4,2.8204260633006508E-4,2.7748259113606188E-4,null,0.33966242347025077,0.57004653812848249,0.51866498896098545,0.45165747717461391,0.33966242347025077,0.33966242347025077]
[null,1349,2.4587408769944876E-4,2.3954030204161795E-4,2.3445331718461953E-4,2.3657377979331142E-4,2.359848990615099E-4,2.341103767599085E-4,null,null,0,0,0,0,0,0,null,2.4587408769944876E-4,2.3954030204161795E-4,2.3445331718461953E-4,2.3657377979331142E-4,2.359848990615099E-4,2.341103767599085E-4,null,2.6610181120883332E-4,2.58611619343941E-4,2.5240283901870801E-4,2.4900205829748165E-4,2.4590779391803197E-4,2.4266807561912644E-4,null,2.8125863885850082E-4,2.7379599761996002E-4,2.6751090044217725E-4,2.6280330020607537E-4,2.5854181186704423E-4,2.5466334434609458E-4,null,3.036583260221335E-4,2.9662348740125833E-4,2.9060054634855967E-4,2.8567769498676499E-4,2.8117671303945827E-4,2.7707526782956901E-4,null,0,0,0,0,0,0]
[null,1366,2.4300344016808104E-4,2.3717832540188846E-4,2.3257160066324426E-4,2.3511668565791988E-4,2.34943120854123E-4,2.3345939166865979E-4,null,null,0,0,0,0,0,0,null,2.4300344016808104E-4,2.3717832540188846E-4,2.3257160066324426E-4,2.3511668565791988E-4,2.34943120854123E-4,2.3345939166865979E-4,null,2.6299499944763274E-4,2.5606159081660416E-4,2.503770600793146E-4,2.4746841649168785E-4,2.4482221012962345E-4,2.4199329434058416E-4,null,2.7797486696993183E-4,2.7109624419676602E-4,2.6536386457569968E-4,2.6118465443803477E-4,2.5740045398197378E-4,2.5395520811244583E-4,null,3.0011303163128967E-4,2.936986445165101E-4,2.8826819355546966E-4,2.8391816231860092E-4,2.7993543118950043E-4,2.7630481129958882E-4,null,0,0,0,0,0,0]
[null,1375,2.4183549286245322E-4,2.362587036807352E-4,2.3188723157793373E-4,2.3464738461412418E-4,2.3468123990165617E-4,2.3339122844272638E-4,null,null,0,0,0,0,0,0,null,2.4183549286245322E-4,2.362587036807352E-4,2.3188723157793373E-4,2.3464738461412418E-4,2.3468123990165617E-4,2.3339122844272638E-4,null,2.6173096672124006E-4,2.5506875219836621E-4,2.4964029635106676E-4,2.4697446096555822E-4,2.4454931738289947E-4,2.419226394678947E-4,null,2.7663883651420979E-4,2.7004511107039806E-4,2.6458300042566486E-4,2.6066332082613823E-4,2.5711354080992972E-4,2.5388106071531691E-4,null,2.9867059852649449E-4,2.9255987413134534E-4,2.8741993074356541E-4,2.8335145183799073E-4,2.7962339925137599E-4,2.7622413848045534E-4,null,0,0,0,0,0,0]
[null,1385,2.4066532983640476E-4,2.3535616619790026E-4,2.3123846309519035E-4,2.342331851814453E-4,2.344922016999252E-4,2.3341194084366279E-4,null,null,0,0,0,0,0,0,null,2.4066532983640476E-4,2.3535616619790026E-4,2.3123846309519035E-4,2.342331851814453E-4,2.344922016999252E-4,2.3341194084366279E-4,null,2.6046453599015088E-4,2.5409435800262875E-4,2.4894185877348562E-4,2.46538501784567E-4,2.4435233034119145E-4,2.4194410899242518E-4,null,2.7530027146643117E-4,2.6901350533058702E-4,2.638427565123722E-4,2.6020319807734248E-4,2.5690643315438909E-4,2.5390359149487867E-4,null,2.9722542897248598E-4,2.9144225921065304E-4,2.8661579421948932E-4,2.8285128001296467E-4,2.793981596686188E-4,2.7624865210567891E-4,null,0,0,0,0,0,0]
[null,1402,2.3825085851911273E-4,2.3341723291547408E-4,2.2974882341365244E-4,2.3314806555532649E-4,2.3379942753666495E-4,2.3308670498538387E-4,null,null,0.32065260285711072,0.32065260285711072,0.32065260285711072,0.32065260285711072,0.32065260285711072,0.32065260285711072,null,2.3825085851911273E-4,2.3341723291547408E-4,2.2974882341365244E-4,2.3314806555532649E-4,2.3379942753666495E-4,2.3308670498538387E-4,null,2.578514294336415E-4,2.5200105398783722E-4,2.4733817370197511E-4,2.4539637597232081E-4,2.4363042581743491E-4,2.4160698442347959E-4,null,2.7253832561594139E-4,2.6679729299447589E-4,2.6214307976082165E-4,2.5899776855293978E-4,2.5614743930310336E-4,2.5354980260043972E-4,null,2.9424351930767582E-4,2.8904127220692245E-4,2.8476941341108074E-4,2.8154092992325758E-4,2.7857271718107472E-4,2.7586372763634272E-4,null,0.32065260285711072,0,0.11409370191443398,0.20819844775452367,0.32065260285711072,0.32065260285711072]
[null,1425,2.3501942206280665E-4,2.3082091204118836E-4,2.2775191145470755E-4,2.3168971970543683E-4,2.32863587954985E-4,2.3264040926011836E-4,null,null,0.22633638136902287,0.22633638136902287,0.22633638136902287,0.22633638136902287,0.22633638136902287,0.22633638136902287,null,2.3501942206280665E-4,2.3082091204118836E-4,2.2775191145470755E-4,2.3168971970543683E-4,2.32863587954985E-4,2.3264040926011836E-4,null,2.5435414713815857E-4,2.4919802360041265E-4,2.451883800724347E-4,2.4386141669386922E-4,2.426552352526687E-4,2.4114437475061449E-4,null,2.6884184247791601E-4,2.6382968270986882E-4,2.598646060644122E-4,2.5737773228971702E-4,2.551221463202614E-4,2.5306432577734255E-4,null,2.9025264497785114E-4,2.8582624014100516E-4,2.8229427800567121E-4,2.7977988573123436E-4,2.7745766152049875E-4,2.7533552589953565E-4,null,0.22633638136902287,0,8.0534370836891175E-2,0.14695930378087518,0.22633638136902287,0.22633638136902287]
[null,1437,2.3328639170595492E-4,2.2941886180911217E-4,2.2666174423795817E-4,2.3087783429174679E-4,2.323223232224526E-4,2.3235301155445924E-4,null,null,0,0,0,0,0,0,null,2.3328639170595492E-4,2.2941886180911217E-4,2.2666174423795817E-4,2.3087783429174679E-4,2.323223232224526E-4,2.3235301155445924E-4,null,2.5247854275400791E-4,2.476843472886254E-4,2.4401475069573458E-4,2.430068793090113E-4,2.4209121095775826E-4,2.4084647147466884E-4,null,2.6685940600472245E-4,2.6222713091072358E-4,2.586207268253075E-4,2.5647583113104538E-4,2.5452914411882736E-4,2.5275169691443827E-4,null,2.8811232550770665E-4,2.8409007705777615E-4,2.8094303592216002E-4,2.7879948311104968E-4,2.7681274297281671E-4,2.7499538379489598E-4,null,0,0,0,0,0,0]
[null,1454,2.3068882198887266E-4,2.2729443212866909E-4,2.2498233317170272E-4,2.2959126831776448E-4,2.3141932093256437E-4,2.3181059205708271E-4,null,null,1.1421677509555648E-2,1.1421677509555648E-2,1.1421677509555648E-2,1.1421677509555648E-2,1.1421677509555648E-2,1.1421677509555648E-2,null,2.3068882198887266E-4,2.2729443212866909E-4,2.2498233317170272E-4,2.2959126831776448E-4,2.3141932093256437E-4,2.3181059205708271E-4,null,2.4966727454382655E-4,2.4539077833526289E-4,2.422067655237077E-4,2.4165272427147086E-4,2.4115023845531239E-4,2.4028422430977001E-4,null,2.6388801145964269E-4,2.5979889508246067E-4,2.5670452119451757E-4,2.55046620403674E-4,2.5353982722153324E-4,2.521616574418091E-4,null,2.8490428646872032E-4,2.8145938929800916E-4,2.788614369955245E-4,2.7724587390627316E-4,2.7573681304362364E-4,2.7435341725931729E-4,null,1.1421677509555648E-2,0,4.0640289756785257E-3,7.4160493538919237E-3,1.1421677509555648E-2,1.1421677509555648E-2]
[null,1475,2.2815165247537023E-4,2.252983374434797E-4,2.2349612597156435E-4,2.2856756047079401E-4,2.308418238662695E-4,2.3164990821849572E-4,null,null,0.50140375009865723,0.50140375009865723,0.50140375009865723,0.50140375009865723,0.50140375009865723,0.50140375009865723,null,2.2815165247537023E-4,2.252983374434797E-4,2.2349612597156435E-4,2.2856756047079401E-4,2.308418238662695E-4,2.3164990821849572E-4,null,2.4692137557901932E-4,2.4323576193718317E-4,2.4060677572109135E-4,2.405752364737376E-4,2.4054845829848257E-4,2.4011766681482824E-4,null,2.6098570951071476E-4,2.5751734692118142E-4,2.550087608993472E-4,2.53909411534349E-4,2.5290712937323215E-4,2.5198686688240174E-4,null,2.8177084262145203E-4,2.7898761915470723E-4,2.7701931068426703E-4,2.7600968239630154E-4,2.7504872356189628E-4,2.7416324406738724E-4,null,0.50140375009865723,8.490618377142628E-3,0.18433324607142906,0.32900182413157747,0.50140375009865723,0.50140375009865723]
[null,1489,2.2644305336873781E-4,2.2394751546572143E-4,2.2248194524415195E-4,2.278572187517073E-4,2.3042503333827615E-4,2.3150753654359064E-4,null,null,0,0,0,0,0,0,null,2.2644305336873781E-4,2.2394751546572143E-4,2.2248194524415195E-4,2.278572187517073E-4,2.3042503333827615E-4,2.3150753654359064E-4,null,2.450722123704894E-4,2.4177739248479451E-4,2.3951495028671124E-4,2.398275773278183E-4,2.4011414220591741E-4,2.3997009086860129E-4,null,2.5903122026956421E-4,2.5597334932305269E-4,2.5385158213617556E-4,2.5312031247099067E-4,2.5245049939942886E-4,2.5183199614419149E-4,null,2.7966069612566871E-4,2.7731489217521421E-4,2.7576225244759406E-4,2.7515190016388794E-4,2.7455211640121263E-4,2.7399474376209695E-4,null,0,0,0,0,0,0]
[null,1506,2.2427246380711549E-4,2.22212364461266E-4,2.2115573696885571E-4,2.2689669462819562E-4,2.2981896461995782E-4,2.3123340028253248E-4,null,null,0,0,0,0,0,0,null,2.2427246380711549E-4,2.22212364461266E-4,2.2115573696885571E-4,2.2689669462819562E-4,2.2981896461995782E-4,2.3123340028253248E-4,null,2.4272305138673935E-4,2.399040951429947E-4,2.380872087736693E-4,2.3881659257706634E-4,2.3948258899180458E-4,2.3968593379769697E-4,null,2.5654825400282761E-4,2.5399006134922518E-4,2.523383803859994E-4,2.5205329266090454E-4,2.5178649884188001E-4,2.5153379297176569E-4,null,2.7697998422580785E-4,2.7516624938849876E-4,2.7411844184170879E-4,2.7399200696767771E-4,2.7382998371064431E-4,2.7367029689645295E-4,null,0,0,0,0,0,0]
[null,1523,2.2224155467193545E-4,2.2060425953641531E-4,2.1994445805231919E-4,2.2604184908012507E-4,2.2930871907138431E-4,2.3104541336519465E-4,null,null,0.45278551374998605,0.45278551374998605,0.45278551374998605,0.45278551374998605,0.45278551374998605,0.45278551374998605,null,2.2224155467193545E-4,2.2060425953641531E-4,2.1994445805231919E-4,2.2604184908012507E-4,2.2930871907138431E-4,2.3104541336519465E-4,null,2.4052506214627663E-4,2.3816795882210809E-4,2.3678319550122506E-4,2.3791683816987052E-4,2.3895088820202862E-4,2.3949107518398107E-4,null,2.5422507003354224E-4,2.5215198780408722E-4,2.5095631287021269E-4,2.5110366827144054E-4,2.5122748083204158E-4,2.513293023476202E-4,null,2.7447177982711709E-4,2.7317492815006483E-4,2.7261708404838388E-4,2.7295972728750412E-4,2.7322202461342463E-4,2.7344780985341492E-4,null,0.45278551374998605,0,0.16110886041984035,0.29399181634115695,0.45278551374998605,0.45278551374998605]
[null,1542,2.1967415461802666E-4,2.185199606397267E-4,2.1831211698621265E-4,2.2480711458740442E-4,2.2846146095709566E-4,2.3056205057477971E-4,null,null,0,0,0,0,0,0,null,2.1967415461802666E-4,2.185199606397267E-4,2.1831211698621265E-4,2.2480711458740442E-4,2.2846146095709566E-4,2.3056205057477971E-4,null,2.3774644561602273E-4,2.3591771571781502E-4,2.350258839635611E-4,2.3661723755306947E-4,2.3806800385395188E-4,2.3899004349201049E-4,null,2.5128818696740023E-4,2.4976962170162692E-4,2.4909381404244368E-4,2.4973203570992521E-4,2.5029923648734668E-4,2.5080350427560323E-4,null,2.7130100079182461E-4,2.7059393446235148E-4,2.7059382751555257E-4,2.7146870785116058E-4,2.7221251403618382E-4,2.7287573835249888E-4,null,0,0,0,0,0,0]
[null,1558,2.1768409321553265E-4,2.1692215908388179E-4,2.1708105313913875E-4,2.2390074366738879E-4,2.2787039730402464E-4,2.3026655121840831E-4,null,null,0,0,0,0,0,0,null,2.1768409321553265E-4,2.1692215908388179E-4,2.1708105313913875E-4,2.2390074366738879E-4,2.2787039730402464E-4,2.3026655121840831E-4,null,2.3559266459511347E-4,2.3419270308225641E-4,2.337005710452113E-4,2.3566325091574201E-4,2.374520866509026E-4,2.3868374241663837E-4,null,2.4901172926277819E-4,2.4794332496887389E-4,2.4768917194913851E-4,2.4872517320301919E-4,2.4965167527304244E-4,2.5048206250361877E-4,null,2.6884324397890956E-4,2.6861537191721647E-4,2.6906794666709384E-4,2.7037420804877622E-4,2.7150825992573632E-4,2.7252600774916881E-4,null,0,0,0,0,0,0]
[null,1575,2.156081096736379E-4,2.1525564962546177E-4,2.1579681554174753E-4,2.2295418122530861E-4,2.2725179224572837E-4,2.2995539003991115E-4,null,null,0,0,0,0,0,0,null,2.156081096736379E-4,2.1525564962546177E-4,2.1579681554174753E-4,2.2295418122530861E-4,2.2725179224572837E-4,2.2995539003991115E-4,null,2.3334589273840123E-4,2.3239351227377557E-4,2.3231801344505219E-4,2.346669613159775E-4,2.3680746995806702E-4,2.3836120701501145E-4,null,2.466369840801964E-4,2.4603849469262277E-4,2.4622385868257763E-4,2.4767366304053574E-4,2.4897394007372209E-4,2.5014358393020625E-4,null,2.6627937198621778E-4,2.6655172816653837E-4,2.6747615793949237E-4,2.6923117445963222E-4,2.7077119014858931E-4,2.7215774100224592E-4,null,0,0.28663595966798888,0.20002905018834777,0.11621185358894889,0,0]
[null,1592,2.1353146141239412E-4,2.1358305210094958E-4,2.1450073772185223E-4,2.219889897723037E-4,2.2660837600103697E-4,2.2961382754978359E-4,null,null,0.23181608054932298,0.23181608054932298,0.23181608054932298,0.23181608054932298,0.23181608054932298,0.23181608054932298,null,2.1353146141239412E-4,2.1358305210094958E-4,2.1450073772185223E-4,2.219889897723037E-4,2.2660837600103697E-4,2.2961382754978359E-4,null,2.31098401476792E-4,2.3058774868978541E-4,2.3092270914627295E-4,2.3365106404004381E-4,2.3613699879685156E-4,2.3800715900855365E-4,null,2.4426147851631095E-4,2.4412670572042334E-4,2.4474503573903059E-4,2.4660145842258526E-4,2.4826902207960991E-4,2.4977203505978488E-4,null,2.6371467905478171E-4,2.6448054554502977E-4,2.6586969347528838E-4,2.6806564516996932E-4,2.7000455776864471E-4,2.7175349357100249E-4,null,0.23181608054932298,0,8.2484141895311461E-2,0.1505172504600375,0.23181608054932298,0.23181608054932298]
[null,1610,2.1108649407466454E-4,2.1157346137395456E-4,2.128955704994174E-4,2.2073211103287437E-4,2.2569282633996135E-4,2.2901978702561003E-4,null,null,0,0,0,0,0,0,null,2.1108649407466454E-4,2.1157346137395456E-4,2.128955704994174E-4,2.2073211103287437E-4,2.2569282633996135E-4,2.2901978702561003E-4,null,2.2845229003412722E-4,2.2841816174471903E-4,2.2919465185577495E-4,2.3232815584023537E-4,2.3518295132062374E-4,2.3739140385563783E-4,null,2.4146464786246874E-4,2.4182973150265757E-4,2.429135422281255E-4,2.452052264269285E-4,2.4726595845490294E-4,2.4912584265833362E-4,null,2.6069510632997599E-4,2.6199206321195277E-4,2.6388011841863419E-4,2.6654788516515499E-4,2.6891367760915392E-4,2.7105043230727299E-4,null,0,0,0,0,0,0]
[null,1627,2.0891490650699066E-4,2.0979952628434975E-4,2.1149051672718838E-4,2.196455669402238E-4,2.2491774099605696E-4,2.2853773520317512E-4,null,null,0,0,0,0,0,0,null,2.0891490650699066E-4,2.0979952628434975E-4,2.1149051672718838E-4,2.196455669402238E-4,2.2491774099605696E-4,2.2853773520317512E-4,null,2.2610204893973841E-4,2.2650299247164182E-4,2.276820285099287E-4,2.3118453072786099E-4,2.3437527452530453E-4,2.3689173105292846E-4,null,2.3898053996333703E-4,2.3980211308758593E-4,2.4131037787842815E-4,2.4399821450186453E-4,2.4641678560544702E-4,2.4860147064651415E-4,null,2.5801316187710468E-4,2.5979539397417821E-4,2.6213858027892282E-4,2.6523581494265996E-4,2.6799016110368764E-4,2.7047991236852693E-4,null,0,0,0,0,0,0]
[null,1642,2.0686666478009024E-4,2.0810461842447883E-4,2.1012250102397763E-4,2.1855551503426317E-4,2.2410104825866845E-4,2.2797899842240694E-4,null,null,0.10605360183107648,0.10605360183107648,0.10605360183107648,0.10605360183107648,0.10605360183107648,0.10605360183107648,null,2.0686666478009024E-4,2.0810461842447883E-4,2.1012250102397763E-4,2.1855551503426317E-4,2.2410104825866845E-4,2.2797899842240694E-4,null,2.238853011790392E-4,2.2467314228549721E-4,2.2620927883225761E-4,2.3003721352105798E-4,2.3352424079323622E-4,2.3631257014069905E-4,null,2.3663752901187233E-4,2.3786482326866167E-4,2.3974947391264305E-4,2.4278730584354806E-4,2.4552202826757158E-4,2.479936813670773E-4,null,2.554835514578093E-4,2.5769658439627526E-4,2.604429501400948E-4,2.6391950881531637E-4,2.6701706926444144E-4,2.6981863393516495E-4,null,0.10605360183107648,0,3.7735692542183841E-2,6.8860177909879056E-2,0.10605360183107648,0.10605360183107648]
[null,1646,2.0638642873532486E-4,2.0771416142447948E-4,2.0981511386710124E-4,2.1831979802541671E-4,2.23935319003537E-4,2.2787906907554168E-4,null,null,6.83271132358413E-3,6.83271132358413E-3,6.83271132358413E-3,6.83271132358413E-3,6.83271132358413E-3,6.83271132358413E-3,null,2.0638642873532486E-4,2.0771416142447948E-4,2.0981511386710124E-4,2.1831979802541671E-4,2.23935319003537E-4,2.2787906907554168E-4,null,2.2336555677443141E-4,2.2425159853610148E-4,2.2587835840850263E-4,2.2978911324371626E-4,2.3335154281264875E-4,2.3620898796447392E-4,null,2.3608818061348963E-4,2.374185285828349E-4,2.393987456051582E-4,2.4252545430660392E-4,2.4534045757355064E-4,2.4788497904459493E-4,null,2.5489045246631574E-4,2.5721308030100234E-4,2.6006194944963124E-4,2.636348657250497E-4,2.6681960236127236E-4,2.6970036514704058E-4,null,6.83271132358413E-3,0,2.4311960111166701E-3,4.4364520320419615E-3,6.83271132358413E-3,6.83271132358413E-3]
[null,1663,2.046514165166616E-4,2.0633999714496929E-4,2.0877486554402919E-4,2.1757264545265275E-4,2.2347201437807301E-4,2.2768145194557087E-4,null,null,0,0,0,0,0,0,null,2.046514165166616E-4,2.0633999714496929E-4,2.0877486554402919E-4,2.1757264545265275E-4,2.2347201437807301E-4,2.2768145194557087E-4,null,2.2148780748341989E-4,2.2276802835379875E-4,2.2475846966825896E-4,2.2900270940537449E-4,2.3286875675806236E-4,2.360041471141746E-4,null,2.3410347706221264E-4,2.3584785059422301E-4,2.3821182375252629E-4,2.4169546307912563E-4,2.4483286739388144E-4,2.4767001275427086E-4,null,2.5274768536598087E-4,2.5551144847797935E-4,2.5877258091071281E-4,2.6273263207524659E-4,2.662675735143334E-4,2.6946648051547414E-4,null,0,0,0,0,0,0]
[null,1680,2.0249124258319234E-4,2.0455813024835236E-4,2.0734153619569496E-4,2.1643437411372906E-4,2.2262370776574835E-4,2.271066698253085E-4,null,null,0,0,0,0,0,0,null,2.0249124258319234E-4,2.0455813024835236E-4,2.0734153619569496E-4,2.1643437411372906E-4,2.2262370776574835E-4,2.271066698253085E-4,null,2.1914991900724609E-4,2.2084429577242545E-4,2.2321540599523138E-4,2.2780463958317924E-4,2.3198477982380752E-4,2.3540835433918204E-4,null,2.3163242537104027E-4,2.3381116607630649E-4,2.3657639701083017E-4,2.404309887799853E-4,2.4390347432914962E-4,2.4704476948636365E-4,null,2.500798369290372E-4,2.5330495725936372E-4,2.5699599571786877E-4,2.6135809795461279E-4,2.6525681364854671E-4,2.6878621203647944E-4,null,0,0,0,0,0,0]
[null,1709,1.9897244400465829E-4,2.0166095050253314E-4,2.0501536337108064E-4,2.1458987646166854E-4,2.21252420983029E-4,2.2618169025552274E-4,null,null,0,0,0,0,0,0,null,1.9897244400465829E-4,2.0166095050253314E-4,2.0501536337108064E-4,2.1458987646166854E-4,2.21252420983029E-4,2.2618169025552274E-4,null,2.1534163370240519E-4,2.177164532373242E-4,2.2071114360290838E-4,2.2586324222169138E-4,2.3055583200168615E-4,2.3444956295499183E-4,null,2.276072248796998E-4,2.3049967230248176E-4,2.3392223713640756E-4,2.3838198710867848E-4,2.4240111137794576E-4,2.4603858431015068E-4,null,2.4573406590467115E-4,2.4971737073422077E-4,2.5411274756488242E-4,2.5913075121268087E-4,2.6362292134555245E-4,2.676914764438828E-4,null,0,0,0,0,0,0]
[null,1715,1.9808551351668187E-4,2.0090912184819227E-4,2.0438710641463006E-4,2.1406197677756956E-4,2.2082468313048799E-4,2.2584919381348262E-4,null,null,0.65722564860019617,0.65722564860019617,0.65722564860019617,0.65722564860019617,0.65722564860019617,0.65722564860019617,null,1.9808551351668187E-4,2.0090912184819227E-4,2.0438710641463006E-4,2.1406197677756956E-4,2.2082468313048799E-4,2.2584919381348262E-4,null,2.1438173666130111E-4,2.1690476675237315E-4,2.2003478789446468E-4,2.2530760960665655E-4,2.3011010826210832E-4,2.3410491239803327E-4,null,2.2659265329899998E-4,2.2964032765483756E-4,2.3320539684535373E-4,2.3779555788021469E-4,2.4193248766583592E-4,2.4567689741235055E-4,null,2.4463869294448292E-4,2.4878637901600855E-4,2.5333403469792793E-4,2.5849327919414441E-4,2.631132704149279E-4,2.6729795889884412E-4,null,0.65722564860019617,0.22039912796402705,0.38765781427927204,0.51609119056352915,0.65722564860019617,0.65722564860019617]
[null,1732,1.9636129324701531E-4,1.9951950633291792E-4,2.033038133115265E-4,2.1323986460573539E-4,2.2025721805615578E-4,2.2552093849055593E-4,null,null,0,0,0,0,0,0,null,1.9636129324701531E-4,1.9951950633291792E-4,2.033038133115265E-4,2.1323986460573539E-4,2.2025721805615578E-4,2.2552093849055593E-4,null,2.1251566715810847E-4,2.1540451516377773E-4,2.1886855890697966E-4,2.2444230820631975E-4,2.2951878193101883E-4,2.3376465799056613E-4,null,2.2462029480170502E-4,2.2805198881135309E-4,2.319693609601125E-4,2.3688229609741541E-4,2.4131078073004223E-4,2.4531982396907621E-4,null,2.4250925406916563E-4,2.4706561388056192E-4,2.5199131295102411E-4,2.5750052712130128E-4,2.6243713408162874E-4,2.6690946082039428E-4,null,0,0,0,0,0,0]
[null,1759,1.9347536059417201E-4,1.9715955639932394E-4,2.0142333856836068E-4,2.1176075383478004E-4,2.1917178652710638E-4,2.2480649233854542E-4,null,null,0,0,0,0,0,0,null,1.9347536059417201E-4,1.9715955639932394E-4,2.0142333856836068E-4,2.1176075383478004E-4,2.1917178652710638E-4,2.2480649233854542E-4,null,2.0939231278948122E-4,2.1285667470146032E-4,2.1684411681514835E-4,2.2288549313264746E-4,2.2838770924874503E-4,2.3302409588801701E-4,null,2.2131903805939956E-4,2.2535455192539114E-4,2.2982374196080043E-4,2.3523919265494166E-4,2.4012159686576071E-4,2.4454265531493837E-4,null,2.3894508231534411E-4,2.4414328067220943E-4,2.4966049931903639E-4,2.5571440798313733E-4,2.6114383916834725E-4,2.6606389659698039E-4,null,0,0,0,0,0,0]
[null,1767,1.9240344481563545E-4,1.9625225317820567E-4,2.0066542588425694E-4,2.1112262584019532E-4,2.1865329770281473E-4,2.2440180808870662E-4,null,null,0,0,0,0,0,0,null,1.9240344481563545E-4,1.9625225317820567E-4,2.0066542588425694E-4,2.1112262584019532E-4,2.1865329770281473E-4,2.2440180808870662E-4,null,2.0823221197202306E-4,2.1187713533689611E-4,2.160281790604889E-4,2.2221384142108558E-4,2.2784741856294365E-4,2.3260461876145434E-4,null,2.2009285934466378E-4,2.2431749891822444E-4,2.2895896466945808E-4,2.3453031383042751E-4,2.3955354763634696E-4,2.4410244311292296E-4,null,2.3762124964150414E-4,2.4301976432324974E-4,2.4872108057789904E-4,2.5494382835779267E-4,2.6052605818345455E-4,2.6558494304326639E-4,null,0,0.44538055075941013,0.31080904379185387,0.18057224716734768,0,0]
[null,1784,1.9069008690877266E-4,1.9485233456285615E-4,1.9954964962385307E-4,2.1024252856916955E-4,2.1800449333627574E-4,2.2397102609090228E-4,null,null,0.43716949859625004,0.43716949859625004,0.43716949859625004,0.43716949859625004,0.43716949859625004,0.43716949859625004,null,1.9069008690877266E-4,1.9485233456285615E-4,1.9954964962385307E-4,2.1024252856916955E-4,2.1800449333627574E-4,2.2397102609090228E-4,null,2.0637789846330361E-4,2.1036576035331458E-4,2.1482698003623347E-4,2.2128750870501336E-4,2.2717133271552508E-4,2.3215808990670927E-4,null,2.1813292644864125E-4,2.2271738356974423E-4,2.2768586554807691E-4,2.3355263799699404E-4,2.3884272648999676E-4,2.4363384199509443E-4,null,2.3550522595335239E-4,2.4128624082752178E-4,2.4733809655886387E-4,2.538810556364436E-4,2.5975300584021318E-4,2.6507510217645082E-4,null,0.43716949859625004,0.11331417490083136,0.23462876865756382,0.32979377606155874,0.43716949859625004,0.43716949859625004]
[null,1801,1.8899711265793546E-4,1.9346473254630518E-4,1.9843789015826008E-4,2.0935749904251171E-4,2.1734239300332908E-4,2.235192712515656E-4,null,null,0,0,0,0,0,0,null,1.8899711265793546E-4,1.9346473254630518E-4,1.9843789015826008E-4,2.0935749904251171E-4,2.1734239300332908E-4,2.235192712515656E-4,null,2.0454564554599588E-4,2.0886768257080088E-4,2.1363010532875971E-4,2.2035598461986585E-4,2.2648139182153223E-4,2.3168982156666088E-4,null,2.1619631068783358E-4,2.2113134616734073E-4,2.2641734958384467E-4,2.3256948305654075E-4,2.3811733846559955E-4,2.4314242679256373E-4,null,2.3341437639772046E-4,2.3956796901369206E-4,2.4596009128263611E-4,2.5281232690669284E-4,2.589641113132301E-4,2.6454043944669541E-4,null,0,0,0,0,0,0]
[null,1808,1.8819513639598166E-4,1.9279227807089165E-4,1.9788208121493102E-4,2.0889491353312501E-4,2.1697254592403759E-4,2.2323745939259348E-4,null,null,0.26030826126664491,0.26030826126664491,0.26030826126664491,0.26030826126664491,0.26030826126664491,0.26030826126664491,null,1.8819513639598166E-4,1.9279227807089165E-4,1.9788208121493102E-4,2.0889491353312501E-4,2.1697254592403759E-4,2.2323745939259348E-4,null,2.0367769179841243E-4,2.0814168974479387E-4,2.1303174418406423E-4,2.1986909742519658E-4,2.2609599309594727E-4,2.3139770832311362E-4,null,2.1527891937610789E-4,2.203627266808467E-4,2.257831723724099E-4,2.3205560954697203E-4,2.3771213908896981E-4,2.4283587416779122E-4,null,2.3242392322921876E-4,2.3873526658359709E-4,2.4527117638675663E-4,2.5225372585559018E-4,2.58523437412078E-4,2.642069083261064E-4,null,0.26030826126664491,6.0415740669745942E-2,0.13478330436767424,0.19351168121601195,0.26030826126664491,0.26030826126664491]
[null,1836,1.8455321256075988E-4,1.8968046309784633E-4,1.9524573206241509E-4,2.0662649275107872E-4,2.1507497385063877E-4,2.2169428548607823E-4,null,null,0.32629015345412732,0.32629015345412732,0.32629015345412732,0.32629015345412732,0.32629015345412732,0.32629015345412732,null,1.8455321256075988E-4,1.8968046309784633E-4,1.9524573206241509E-4,2.0662649275107872E-4,2.1507497385063877E-4,2.2169428548607823E-4,null,1.9973615189111739E-4,2.0478212351556635E-4,2.101935586606937E-4,2.1748150635611107E-4,2.2411863028915031E-4,2.2979812505208349E-4,null,2.1111287426616967E-4,2.1680590355884177E-4,2.2277510175034164E-4,2.2953568333917903E-4,2.3563318520693791E-4,2.4115722227128074E-4,null,2.279260905960566E-4,2.3488189660123902E-4,2.4200347041745523E-4,2.495144653135249E-4,2.5626247461117148E-4,2.6238052485104234E-4,null,0.32629015345412732,0,0.11609963921733552,0.21185888672485534,0.32629015345412732,0.32629015345412732]
[null,1853,1.8281533639419534E-4,1.8822863018486284E-4,1.9404908021311578E-4,2.0563096447143365E-4,2.1427949580074651E-4,2.2108869900981033E-4,null,null,0,0,0,0,0,0,null,1.8281533639419534E-4,1.8822863018486284E-4,1.9404908021311578E-4,2.0563096447143365E-4,2.1427949580074651E-4,2.2108869900981033E-4,null,1.9785530303914411E-4,2.0321470100902609E-4,2.0890529228977136E-4,2.1643367852438116E-4,2.2328970329790144E-4,2.2917040189495233E-4,null,2.0912489460680003E-4,2.1514644985773246E-4,2.2140972369740592E-4,2.2842977837554451E-4,2.3476167038909355E-4,2.4049847027800492E-4,null,2.2577978647547834E-4,2.3308408747224214E-4,2.4052024260318822E-4,2.4831230240066271E-4,2.5531466013552808E-4,2.6166379867500458E-4,null,0,0,0,0,0,0]
[null,1859,1.8186487239584153E-4,1.8739608639226234E-4,1.9332150529902914E-4,2.0497983221225372E-4,2.1370737674350273E-4,2.20593033124981E-4,null,null,0.34564950220428231,0.34564950220428231,0.34564950220428231,0.34564950220428231,0.34564950220428231,0.34564950220428231,null,1.8186487239584153E-4,1.8739608639226234E-4,1.9332150529902914E-4,2.0497983221225372E-4,2.1370737674350273E-4,2.20593033124981E-4,null,1.9682664567302139E-4,2.0231587314355166E-4,2.0812201493579965E-4,2.1574833937605567E-4,2.2269352728924671E-4,2.2865661737977492E-4,null,2.0803764619863196E-4,2.1419484732440277E-4,2.2057956175837397E-4,2.2770645347143794E-4,2.3413486461358959E-4,2.399592890009684E-4,null,2.2460594864089846E-4,2.3205314595187732E-4,2.3961842696636107E-4,2.4752601930920362E-4,2.5463297856767017E-4,2.6107716616561384E-4,null,0.34564950220428231,0.77203937877312401,0.66175610091955317,0.53743955113929309,0.34564950220428231,0.34564950220428231]
[null,1888,1.7855782834199429E-4,1.8457459954760539E-4,1.9092992002041562E-4,2.0291305176855284E-4,2.119686806212143E-4,2.1916820528520756E-4,null,null,0,0,0,0,0,0,null,1.7855782834199429E-4,1.8457459954760539E-4,1.9092992002041562E-4,2.0291305176855284E-4,2.119686806212143E-4,2.1916820528520756E-4,null,1.9324753564678771E-4,1.9926974989984135E-4,2.0554733217453139E-4,2.1357298171393384E-4,2.208817209854275E-4,2.2717970621183908E-4,null,2.0425467452425547E-4,2.1096987098922964E-4,2.1785076636725409E-4,2.2541052396530035E-4,2.3222997303988985E-4,2.384093729835069E-4,null,2.2052169775106808E-4,2.2855929017735505E-4,2.3665410128758646E-4,2.4503025213789648E-4,2.5256131693769413E-4,2.5939084811008777E-4,null,0,0,0,0,0,0]
[null,1905,1.7646186735183713E-4,1.8276189523065323E-4,1.8936646530865703E-4,2.0153129379408378E-4,2.1077291746091604E-4,2.1815156055013092E-4,null,null,0.51420098995388497,0.51420098995388497,0.51420098995388497,0.51420098995388497,0.51420098995388497,0.51420098995388497,null,1.7646186735183713E-4,1.8276189523065323E-4,1.8936646530865703E-4,2.0153129379408378E-4,2.1077291746091604E-4,2.1815156055013092E-4,null,1.909791428245817E-4,1.9731272473621228E-4,2.0386418086465122E-4,2.1211863381446523E-4,2.1963567735311544E-4,2.2612589892288506E-4,null,2.0185707687292136E-4,2.0889793911547046E-4,2.1606686677152448E-4,2.2387556706477741E-4,2.3091991135688872E-4,2.3730347519362817E-4,null,2.1793315329876774E-4,2.2631461288698306E-4,2.3471622811571528E-4,2.4336169261485562E-4,2.5113656155578853E-4,2.5818762458724596E-4,null,0.51420098995388497,0,0.18296154139764975,0.33386863848394999,0.51420098995388497,0.51420098995388497]
[null,1909,1.7600872120761911E-4,1.8237207909764671E-4,1.8903216341602464E-4,2.012375182731937E-4,2.1052046953328241E-4,2.1793883770666512E-4,null,null,0.6304134579607853,0.6304134579607853,0.6304134579607853,0.6304134579607853,0.6304134579607853,0.6304134579607853,null,1.7600872120761911E-4,1.8237207909764671E-4,1.8903216341602464E-4,2.012375182731937E-4,2.1052046953328241E-4,2.1793883770666512E-4,null,1.9048871696943382E-4,1.9689187287728088E-4,2.0350428513870038E-4,2.1180942495183067E-4,2.1937261427912026E-4,2.2590540018302351E-4,null,2.0133871697204994E-4,2.0845237694444869E-4,2.15685428788938E-4,2.2354921992488253E-4,2.3064333287719767E-4,2.3707207703227553E-4,null,2.1737351075617973E-4,2.258319023792641E-4,2.3430186710853948E-4,2.4300694022545414E-4,2.5083576909496608E-4,2.5793586198004121E-4,null,0.6304134579607853,4.7541752363087858E-2,0.25748896901784984,0.42859995198744283,0.6304134579607853,0.6304134579607853]
[null,1924,1.7450426892622685E-4,1.8109055052161128E-4,1.8794522788721877E-4,2.0029365179110534E-4,2.0972148243029759E-4,2.1727862792944363E-4,null,null,0,0,0,0,0,0,null,1.7450426892622685E-4,1.8109055052161128E-4,1.8794522788721877E-4,2.0029365179110534E-4,2.0972148243029759E-4,2.1727862792944363E-4,null,1.8886049546507948E-4,1.9550831371224954E-4,2.0233413486488329E-4,2.1081597294289148E-4,2.1854003068311336E-4,2.252210570182283E-4,null,1.996177539992897E-4,2.0698758211884499E-4,2.1444523690116661E-4,2.2250070463014683E-4,2.2976797358901604E-4,2.3635390626101731E-4,null,2.1551548876768054E-4,2.2424498163069648E-4,2.3295463064240782E-4,2.4186716217729578E-4,2.4988377357206763E-4,2.5715448781209931E-4,null,0,0,0,0,0,0]
[null,1941,1.7235043199964218E-4,1.7920705693187213E-4,1.8629702903064457E-4,1.9880900164268812E-4,2.084068804611048E-4,2.1612903369441544E-4,null,null,0,0,0,0,0,0,null,1.7235043199964218E-4,1.7920705693187213E-4,1.8629702903064457E-4,1.9880900164268812E-4,2.084068804611048E-4,2.1612903369441544E-4,null,1.8652946533264341E-4,1.9347486329444994E-4,2.0055975147947302E-4,2.0925332748348964E-4,2.1717015120603615E-4,2.2402944037731693E-4,null,1.9715395129457004E-4,2.0483473768298957E-4,2.1256464435709637E-4,2.2085144764572376E-4,2.2832771374039541E-4,2.3510338709742848E-4,null,2.1285546663289248E-4,2.2191264576769303E-4,2.3091171867185817E-4,2.4007435389299589E-4,2.4831742139392899E-4,2.5579391535489278E-4,null,0,0,0,0,0,0]
[null,1958,1.704061790414645E-4,1.7751378854607188E-4,1.8482060151894279E-4,1.9748212285965316E-4,2.0723515844874913E-4,2.1510771311448597E-4,null,null,0.47641812585267962,0.47641812585267962,0.47641812585267962,0.47641812585267962,0.47641812585267962,0.47641812585267962,null,1.704061790414645E-4,1.7751378854607188E-4,1.8482060151894279E-4,1.9748212285965316E-4,2.0723515844874913E-4,2.1510771311448597E-4,null,1.8442526135385067E-4,1.9164678311126796E-4,1.989702900888909E-4,2.0785674182477622E-4,2.1594915962441601E-4,2.2297078632211518E-4,null,1.9492989447861915E-4,2.0289932179273166E-4,2.1088004267248069E-4,2.1937745452839833E-4,2.2704399120864149E-4,2.3399240296193642E-4,null,2.1045428396184381E-4,2.1981586635553754E-4,2.2908171410337204E-4,2.3847206443980523E-4,2.4692131111170166E-4,2.5458515785708221E-4,null,0.47641812585267962,0,0.16951774959360361,0.30933637650478724,0.47641812585267962,0.47641812585267962]
[null,1975,1.6867004454106994E-4,1.7600929341244113E-4,1.8351450410168066E-4,1.9631154703069755E-4,2.0620483846933E-4,2.1421318777074924E-4,null,null,0.11116122267197352,0.11116122267197352,0.11116122267197352,0.11116122267197352,0.11116122267197352,0.11116122267197352,null,1.6867004454106994E-4,1.7600929341244113E-4,1.8351450410168066E-4,1.9631154703069755E-4,2.0620483846933E-4,2.1421318777074924E-4,null,1.8254629745253115E-4,1.9002250561187778E-4,1.975641991019488E-4,2.0662467041323654E-4,2.1487551586934424E-4,2.2204356239141453E-4,null,1.9294390713434418E-4,2.0117967485851668E-4,2.0938978738263182E-4,2.1807709406047255E-4,2.2591518680064245E-4,2.330193456426021E-4,null,2.0831013082609935E-4,2.1795284543792078E-4,2.2746283053371905E-4,2.3705852061886522E-4,2.4569368177463784E-4,2.5352646557429468E-4,null,0.11116122267197352,0,3.9553071738612638E-2,7.2176535616999521E-2,0.11116122267197352,0.11116122267197352]
[null,1993,1.6643805359497463E-4,1.7403584925254547E-4,1.8176176171587279E-4,1.9470089687078924E-4,2.0474543022768022E-4,2.1290217239636219E-4,null,null,0,0,0,0,0,0,null,1.6643805359497463E-4,1.7403584925254547E-4,1.8176176171587279E-4,1.9470089687078924E-4,2.0474543022768022E-4,2.1290217239636219E-4,null,1.801306836767367E-4,1.8789194309055813E-4,1.9567726843464686E-4,2.0492940559832453E-4,2.1335474118182345E-4,2.206846240034085E-4,null,1.9039070300731704E-4,1.9892401638309218E-4,2.0738991082084525E-4,2.1628786713147322E-4,2.2431627919023859E-4,2.3159323388988409E-4,null,2.0555358726053117E-4,2.1550912350924844E-4,2.2529033879403954E-4,2.3511355940839345E-4,2.4395479248976536E-4,2.5197484731194188E-4,null,0,0,0,0,0,0]
[null,2010,1.6478980694392258E-4,1.7259811674373869E-4,1.8050118240368773E-4,1.9355444860685365E-4,2.0371885416948815E-4,2.1199247771852046E-4,null,null,0,0,0,0,0,0,null,1.6478980694392258E-4,1.7259811674373869E-4,1.8050118240368773E-4,1.9355444860685365E-4,2.0371885416948815E-4,2.1199247771852046E-4,null,1.7834683803741915E-4,1.8633974361048338E-4,1.9432018037539279E-4,2.0372272928068297E-4,2.1228499877558042E-4,2.1974167623694019E-4,null,1.8850525174274679E-4,1.9728067952827345E-4,2.0595159162395429E-4,2.1501430931140952E-4,2.2319157657087682E-4,2.3060367549354439E-4,null,2.0351797698694326E-4,2.1372877495379601E-4,2.2372787407297866E-4,2.3372915113732961E-4,2.4273162404604129E-4,2.5089820175699229E-4,null,0,0,0,0,0,0]
[null,2025,1.6322131337065914E-4,1.7121508062892244E-4,1.792732512350659E-4,1.924218992251045E-4,2.0268838946263984E-4,2.1106243026808628E-4,null,null,0.52004149237239428,0.52004149237239428,0.52004149237239428,0.52004149237239428,0.52004149237239428,0.52004149237239428,null,1.6322131337065914E-4,1.7121508062892244E-4,1.792732512350659E-4,1.924218992251045E-4,2.0268838946263984E-4,2.1106243026808628E-4,null,1.7664930665206628E-4,1.8484659524999731E-4,1.9299823997036259E-4,2.0253068201565868E-4,2.1121120420745677E-4,2.1877763172018305E-4,null,1.8671103108451446E-4,1.9569986097885559E-4,2.045505239122939E-4,2.1375619137699572E-4,2.2206261360149563E-4,2.2959197751840069E-4,null,2.0158086300600252E-4,2.1201615711002541E-4,2.2220587612146778E-4,2.3236152663930006E-4,2.4150382226581274E-4,2.4979746820562331E-4,null,0.52004149237239428,0.45842938606628292,0.50495487258861749,0.52352353690693809,0.52004149237239428,0.52004149237239428]
[null,2045,1.6079302050187787E-4,1.6904303686952733E-4,1.7731466036739535E-4,1.9058650722570002E-4,2.009889222937026E-4,2.0949851129719053E-4,null,null,0,0,0,0,0,0,null,1.6079302050187787E-4,1.6904303686952733E-4,1.7731466036739535E-4,1.9058650722570002E-4,2.009889222937026E-4,2.0949851129719053E-4,null,1.740212414640093E-4,1.8250162135994403E-4,1.9088970125821084E-4,2.005988686674773E-4,2.0944027638956892E-4,2.1715654506719489E-4,null,1.8393327457746E-4,1.9321720197363121E-4,2.023157745263605E-4,2.1171730492458864E-4,2.2020070072989673E-4,2.2789075931130233E-4,null,1.9858188350993234E-4,2.0932650869091312E-4,2.1977823899927605E-4,2.3014517554474886E-4,2.3947890205108449E-4,2.4794653244736308E-4,null,0,0,0,0,0,0]
[null,2062,1.5845208450875129E-4,1.6692648320432301E-4,1.7538418312375956E-4,1.8875655667592207E-4,1.9927351146609428E-4,2.0789891807716115E-4,null,null,0,0,0,0,0,0,null,1.5845208450875129E-4,1.6692648320432301E-4,1.7538418312375956E-4,1.8875655667592207E-4,1.9927351146609428E-4,2.0789891807716115E-4,null,1.7148771988179044E-4,1.8021655548116866E-4,1.8881142852227427E-4,1.9867278263260301E-4,2.0765273450041476E-4,2.1549848012428116E-4,null,1.8125544676224719E-4,1.9079796847788267E-4,2.0011310274534457E-4,2.0968446322879405E-4,2.1832132020499883E-4,2.2615073494910249E-4,null,1.9569079111524823E-4,2.0670557382486393E-4,2.1738544819362385E-4,2.2793539534232294E-4,2.374349849193638E-4,2.4605337535628494E-4,null,0,0,0,0,0,0]
[null,2076,1.5698299005459962E-4,1.656106143817083E-4,1.7419247886169009E-4,1.8763012035255994E-4,1.9822076765823498E-4,2.0692040226144066E-4,null,null,0.49582257500761073,0.49582257500761073,0.49582257500761073,0.49582257500761073,0.49582257500761073,0.49582257500761073,null,1.5698299005459962E-4,1.656106143817083E-4,1.7419247886169009E-4,1.8763012035255994E-4,1.9822076765823498E-4,2.0692040226144066E-4,null,1.6989776504456304E-4,1.7879592202550294E-4,1.8752848852113035E-4,1.9748716957225765E-4,2.0655572402058709E-4,2.1448419552378567E-4,null,1.795749300782998E-4,1.8929392254509348E-4,1.9875336988237999E-4,2.0843313612267856E-4,2.1716794855876982E-4,2.2508631348442523E-4,null,1.9372137838403536E-4,2.0491211396052005E-4,2.1573567395895244E-4,2.2639394280551579E-4,2.3599174532257762E-4,2.4469941634396784E-4,null,0.49582257500761073,0,0.1764221857901907,0.32193560744066874,0.49582257500761073,0.49582257500761073]
[null,2097,1.5479575291943255E-4,1.6364191683824965E-4,1.7239849153753744E-4,1.8592143109564646E-4,1.966109697302501E-4,2.0541132387792311E-4,null,null,0.5282384909404565,0.5282384909404565,0.5282384909404565,0.5282384909404565,0.5282384909404565,0.5282384909404565,null,1.5479575291943255E-4,1.6364191683824965E-4,1.7239849153753744E-4,1.8592143109564646E-4,1.966109697302501E-4,2.0541132387792311E-4,null,1.6753058691425661E-4,1.7667048402875271E-4,1.8559715524243272E-4,1.9568871522818802E-4,2.048782359325828E-4,2.1291995410760022E-4,null,1.7707292043078523E-4,1.8704368948063997E-4,1.9670643290478106E-4,2.0653500025937262E-4,2.1540427607508037E-4,2.2344475041769665E-4,null,1.8988250660927829E-4,2.0126811767231281E-4,2.1223987898552315E-4,2.2299373467385886E-4,2.3267855886282109E-4,2.4146542996219118E-4,null,0.5282384909404565,7.2964565762349901E-2,0.2388746845964336,0.37256541925318892,0.5282384909404565,0.5282384909404565]
[null,2114,1.5334584567446743E-4,1.623419515630656E-4,1.7121458531024089E-4,1.8478859461654464E-4,1.9553854068881638E-4,2.0440092065753465E-4,null,null,0,0,0,0,0,0,null,1.5334584567446743E-4,1.623419515630656E-4,1.7121458531024089E-4,1.8478859461654464E-4,1.9553854068881638E-4,2.0440092065753465E-4,null,1.6596139779156366E-4,1.7526702030243652E-4,1.8432261028614928E-4,1.9449636578330336E-4,2.0376071247764404E-4,2.1187261648641269E-4,null,1.7541435225060169E-4,1.8555782139766293E-4,1.9535559758836787E-4,2.0527656339641218E-4,2.1422933755751514E-4,2.2234564209621429E-4,null,1.8638651992845907E-4,1.9784622076046552E-4,2.0885787528412869E-4,2.1961142978347024E-4,2.2929657048051182E-4,2.3808388357365198E-4,null,0,0,0,0,0,0]
[null,2131,1.5179366096158939E-4,1.6093714090121872E-4,1.6992242493385566E-4,1.8354015268383844E-4,1.9434485390256383E-4,2.0326470372904467E-4,null,null,0,0,0,0,0,0,null,1.5179366096158939E-4,1.6093714090121872E-4,1.6992242493385566E-4,1.8354015268383844E-4,1.9434485390256383E-4,2.0326470372904467E-4,null,1.6428151697414137E-4,1.7375036378561897E-4,1.8293152334661033E-4,1.9318233761340083E-4,2.0251683252852932E-4,2.1069486614771113E-4,null,1.7363878751465968E-4,1.8395211441078312E-4,1.9388124444227731E-4,2.0388970361711844E-4,2.1292155072137931E-4,2.2110967465676734E-4,null,1.8209510286516648E-4,1.9357774406277822E-4,2.0457989000005668E-4,2.1528462348802181E-4,2.2492637345771497E-4,2.3367447091091325E-4,null,0,0,0,0,0,0]
[null,2142,1.5042503677739424E-4,1.5967968447919801E-4,1.6875140899752283E-4,1.8240046791280761E-4,1.9324708503337467E-4,2.0221196484634767E-4,null,null,0,0,0,0,0,0,null,1.5042503677739424E-4,1.5967968447919801E-4,1.6875140899752283E-4,1.8240046791280761E-4,1.9324708503337467E-4,2.0221196484634767E-4,null,1.6280029795799305E-4,1.7239279331091568E-4,1.8167085554964411E-4,1.9198278010518961E-4,2.0137290373508631E-4,2.0960364532132501E-4,null,1.7207320010869401E-4,1.8251483420116322E-4,1.925451169294648E-4,2.0262365917515541E-4,2.1171885023681388E-4,2.1996451394966319E-4,null,1.7854328002211978E-4,1.9003235922997424E-4,2.0101959928043515E-4,2.1168331252046765E-4,2.2128859891506119E-4,2.3000373975813097E-4,null,0,0,0,0,0,0]
[null,2166,1.4779227939559617E-4,1.5725780996935285E-4,1.6648821870409128E-4,1.801836627928423E-4,1.9109811804088998E-4,2.001379721861713E-4,null,null,0,0,0,0,0,0,null,1.4779227939559617E-4,1.5725780996935285E-4,1.6648821870409128E-4,1.801836627928423E-4,1.9109811804088998E-4,2.001379721861713E-4,null,1.5995094724224676E-4,1.6977809806547822E-4,1.7923439757088202E-4,1.8964951629971626E-4,1.9913357514064588E-4,2.0745383968409203E-4,null,1.6906155392597651E-4,1.7974661715425394E-4,1.8996282003327231E-4,2.0016107138563115E-4,2.0936447153678252E-4,2.1770844177422337E-4,null,1.7035486877434609E-4,1.8174795708959769E-4,1.9259895320202758E-4,2.0307455316662907E-4,2.1251124610664179E-4,2.210736409827777E-4,null,0,0,0,0,0,0]
[null,2167,1.477777463224932E-4,1.5724642300448861E-4,1.6647835165987574E-4,1.8017317193781579E-4,1.9108715498404385E-4,2.0012663320673668E-4,null,null,0.18855351726781749,0.18855351726781749,0.18855351726781749,0.18855351726781749,0.18855351726781749,0.18855351726781749,null,1.477777463224932E-4,1.5724642300448861E-4,1.6647835165987574E-4,1.8017317193781579E-4,1.9108715498404385E-4,2.0012663320673668E-4,null,1.5993521855317948E-4,1.6976580451237734E-4,1.7922377511519387E-4,1.8963847431316481E-4,1.9912215109980957E-4,2.0744208621823986E-4,null,1.6904492935037517E-4,1.7973360178532316E-4,1.8995156174989847E-4,2.0014941738354621E-4,2.0935246056238597E-4,2.1769610732555751E-4,null,1.7009872191010985E-4,1.8147938467101589E-4,1.9231687398689611E-4,2.0277734288173371E-4,2.1220040603725724E-4,2.2075043409000057E-4,null,0.18855351726781749,0,6.7090579032845002E-2,0.12242704180171241,0.18855351726781749,0.18855351726781749]
[null,2192,1.448468954287592E-4,1.5452733905291154E-4,1.6391510327342301E-4,1.7764119423501712E-4,1.8861224027711228E-4,1.9771854138763608E-4,null,null,0.32563619758487339,0.32563619758487339,0.32563619758487339,0.32563619758487339,0.32563619758487339,0.32563619758487339,null,1.448468954287592E-4,1.5452733905291154E-4,1.6391510327342301E-4,1.7764119423501712E-4,1.8861224027711228E-4,1.9771854138763608E-4,null,1.5676325058167453E-4,1.6683023710323508E-4,1.7646428688265447E-4,1.869734804997717E-4,1.9654316906266575E-4,2.0494596872125851E-4,null,1.6569229003493625E-4,1.76625672569282E-4,1.8702689899762452E-4,1.9733671304697503E-4,2.0664097802646446E-4,2.1507660483005922E-4,null,1.6015117498047049E-4,1.7130923510063066E-4,1.8188945530565076E-4,1.9204451798443783E-4,2.0119330108882348E-4,2.0949468144767507E-4,null,0.32563619758487339,3.6251798563116749E-2,0.14116528654893659,0.22613197358036372,0.32563619758487339,0.32563619758487339]
[null,2202,1.4395509015049644E-4,1.5369962064926693E-4,1.6313062838552839E-4,1.768570885304729E-4,1.8783704434622428E-4,1.9695596809959497E-4,null,null,0,0,0,0,0,0,null,1.4395509015049644E-4,1.5369962064926693E-4,1.6313062838552839E-4,1.768570885304729E-4,1.8783704434622428E-4,1.9695596809959497E-4,null,1.5579807770798237E-4,1.6593661880642702E-4,1.7561975334727452E-4,1.8614818221639943E-4,1.9573537703030687E-4,2.0415552023756201E-4,null,1.6467214211679689E-4,1.7567958548438342E-4,1.8613181426964981E-4,1.9646567160254839E-4,2.057916840194293E-4,2.142470838727686E-4,null,1.5618032912428733E-4,1.6719628181564974E-4,1.7762432052491692E-4,1.876113339528508E-4,1.9660893856429451E-4,2.0477320082755478E-4,null,0,0,0,0,0,0]
[null,2219,1.4251759572923297E-4,1.5236007807239527E-4,1.6185392373874893E-4,1.7557160990177312E-4,1.8655735037770695E-4,1.9568884093704208E-4,null,null,0.69233631371841586,0.69233631371841586,0.69233631371841586,0.69233631371841586,0.69233631371841586,0.69233631371841586,null,1.4251759572923297E-4,1.5236007807239527E-4,1.6185392373874893E-4,1.7557160990177312E-4,1.8655735037770695E-4,1.9568884093704208E-4,null,1.5424232259494912E-4,1.6449042677931357E-4,1.7424530541322475E-4,1.8479517164725134E-4,1.9440187339537178E-4,2.0284207435636219E-4,null,1.6302777313072681E-4,1.7414848030891582E-4,1.8467509608899064E-4,1.9503766877712185E-4,2.0438966889654823E-4,2.1286871335629023E-4,null,1.4913035832314069E-4,1.5985391327410551E-4,1.6997631864586058E-4,1.796342552769765E-4,1.8833569711353325E-4,1.962313089779426E-4,null,0.69233631371841586,0,0.24634514829473275,0.44953118906848949,0.69233631371841586,0.69233631371841586]
[null,2236,1.412695355623697E-4,1.511910938875251E-4,1.6072984648673978E-4,1.744249061457532E-4,1.8540188601699154E-4,1.9453176290905604E-4,null,null,0,0,0,0,0,0,null,1.412695355623697E-4,1.511910938875251E-4,1.6072984648673978E-4,1.744249061457532E-4,1.8540188601699154E-4,1.9453176290905604E-4,null,1.5289158623225488E-4,1.632283723756909E-4,1.7303516988138222E-4,1.835882264153838E-4,1.9319782308103208E-4,2.0164270035902544E-4,null,1.6160010050759714E-4,1.7281232439539913E-4,1.8339252554802984E-4,1.9376382713793416E-4,2.0312375802447461E-4,2.1161005338421002E-4,null,1.4181742257071987E-4,1.5218147589190651E-4,1.6193667332387081E-4,1.7120910656578177E-4,1.7956344265682497E-4,1.8714415134661548E-4,null,0,0,0,0,0,0]
[null,2259,1.3921230961891256E-4,1.4924799177853343E-4,1.5885223925958924E-4,1.7250975334768252E-4,1.8347233112556651E-4,1.9259972422105122E-4,null,null,0,0,0,0,0,0,null,1.3921230961891256E-4,1.4924799177853343E-4,1.5885223925958924E-4,1.7250975334768252E-4,1.8347233112556651E-4,1.9259972422105122E-4,null,1.5066511513584185E-4,1.6113056762770466E-4,1.7101381483985103E-4,1.8157246207712782E-4,1.9118713261532394E-4,1.9964003769652993E-4,null,1.5924681239132997E-4,1.7059134706559522E-4,1.8125017838040044E-4,1.9163633660972939E-4,2.0100976420660787E-4,2.0950839757337883E-4,null,1.308983816872689E-4,1.4070827745544254E-4,1.4990550868578697E-4,1.5860160760896319E-4,1.6643701657743226E-4,1.7354694190147601E-4,null,0,0,0,0,0,0]
[null,2271,1.3815366243349084E-4,1.4824199042842018E-4,1.5787349987826237E-4,1.7150417217373035E-4,1.8245248332857174E-4,1.9157239601437734E-4,null,null,0.2658330608517212,0.2658330608517212,0.2658330608517212,0.2658330608517212,0.2658330608517212,0.2658330608517212,null,1.3815366243349084E-4,1.4824199042842018E-4,1.5787349987826237E-4,1.7150417217373035E-4,1.8245248332857174E-4,1.9157239601437734E-4,null,1.4951937450043089E-4,1.6004447215233961E-4,1.6996014410713205E-4,1.8051405322760085E-4,1.9012440138595923E-4,1.985751564110734E-4,null,1.5803581179672048E-4,1.6944148150679905E-4,1.8013343814255259E-4,1.9051926416251816E-4,1.9989243297773582E-4,2.083908783908739E-4,null,1.2495408793292129E-4,1.3443545321736638E-4,1.4330617880507068E-4,1.5167012621687142E-4,1.59206410217087E-4,1.6604494671938278E-4,null,0.2658330608517212,7.023118026535724E-2,0.14359883243676946,0.20107842057430589,0.2658330608517212,0.2658330608517212]
[null,2288,1.3703026738775376E-4,1.4716515491426687E-4,1.5680936733213037E-4,1.7038546330406376E-4,1.8129465580889038E-4,1.9038483138273535E-4,null,null,0.31844268302308021,0.31844268302308021,0.31844268302308021,0.31844268302308021,0.31844268302308021,0.31844268302308021,null,1.3703026738775376E-4,1.4716515491426687E-4,1.5680936733213037E-4,1.7038546330406376E-4,1.8129465580889038E-4,1.9038483138273535E-4,null,1.4830355928716174E-4,1.5888190295747459E-4,1.6881454259054345E-4,1.7933657357864733E-4,1.8891788854452432E-4,1.9734418139910525E-4,null,1.5675074526359879E-4,1.6821065207493592E-4,1.789192644254819E-4,1.8927652127201247E-4,1.9862393306118004E-4,2.0709905534182024E-4,null,1.1658259332039987E-4,1.2553843497660632E-4,1.3389267609145101E-4,1.417382408596669E-4,1.4880753188428541E-4,1.552223363651139E-4,null,0.31844268302308021,1.9809028948555754E-2,0.12713111541493149,0.21479480191318737,0.31844268302308021,0.31844268302308021]
[null,2309,1.352164784152229E-4,1.4542098323617621E-4,1.5509034723558621E-4,1.6859556742324195E-4,1.7945763926485245E-4,1.8851448544245504E-4,null,null,0,0,0,0,0,0,null,1.352164784152229E-4,1.4542098323617621E-4,1.5509034723558621E-4,1.6859556742324195E-4,1.7945763926485245E-4,1.8851448544245504E-4,null,1.4634055238693457E-4,1.5699886674920221E-4,1.6696391595873386E-4,1.7745264646359596E-4,1.8700362755777556E-4,1.9540546660845186E-4,null,1.5467592793590144E-4,1.6621705341720216E-4,1.7695786494763784E-4,1.8728817520544417E-4,1.9661132298479756E-4,2.0506450839508493E-4,null,1.0547008311059464E-4,1.1373162795930582E-4,1.2140932602689528E-4,1.2858286904096608E-4,1.3504680765666894E-4,1.4091235075364033E-4,null,0,0,0,0,0,0]
[null,2323,1.3418573869363029E-4,1.4441967427536378E-4,1.5408979597738507E-4,1.6753579470034428E-4,1.7835373503416539E-4,1.8737589441331358E-4,null,null,0,0,0,0,0,0,null,1.3418573869363029E-4,1.4441967427536378E-4,1.5408979597738507E-4,1.6753579470034428E-4,1.7835373503416539E-4,1.8737589441331358E-4,null,1.4522501512407362E-4,1.5591783725390536E-4,1.6588676345269854E-4,1.7633719914073712E-4,1.8585330541790726E-4,1.9422525538593816E-4,null,1.5349685106031422E-4,1.6507255128743605E-4,1.7581623738939273E-4,1.8611090285814848E-4,1.9540190068250381E-4,2.0382595842845537E-4,null,9.7992707853877746E-5,1.0574705231798294E-4,1.1293508686596671E-4,1.1962785063081364E-4,1.2565862722724834E-4,1.3113112349588901E-4,null,0,0,0,0,0,0]
[null,2340,1.3257826451662871E-4,1.4286008758348636E-4,1.5254112717286175E-4,1.6591470425995401E-4,1.7668222651322414E-4,1.8566706844564437E-4,null,null,0.69297899448647571,0.69297899448647571,0.69297899448647571,0.69297899448647571,0.69297899448647571,0.69297899448647571,null,1.3257826451662871E-4,1.4286008758348636E-4,1.5254112717286175E-4,1.6591470425995401E-4,1.7668222651322414E-4,1.8566706844564437E-4,null,1.434852962542494E-4,1.5423408200914657E-4,1.6421953004497672E-4,1.7463094557072521E-4,1.8411151187715737E-4,1.9245396478839429E-4,null,1.5165803997105334E-4,1.6328993437271242E-4,1.7404920849272535E-4,1.8431007810893368E-4,1.9357061892136571E-4,2.01967111580849E-4,null,8.8476947501246446E-5,9.55923690744706E-5,1.0216740554631929E-4,1.0826297838942095E-4,1.1375575296787089E-4,1.1874008272938647E-4,null,0.69297899448647571,3.8866839869558822E-3,0.24928614954366363,0.45152427145398644,0.69297899448647571,0.69297899448647571]
[null,2359,1.3140232442421763E-4,1.4169338634466259E-4,1.5134591797576866E-4,1.6461363104436279E-4,1.7529578433678869E-4,1.8420931020758383E-4,null,null,0.13385800137556236,0.13385800137556236,0.13385800137556236,0.13385800137556236,0.13385800137556236,0.13385800137556236,null,1.3140232442421763E-4,1.4169338634466259E-4,1.5134591797576866E-4,1.6461363104436279E-4,1.7529578433678869E-4,1.8420931020758383E-4,null,1.4221261318548217E-4,1.5297449231133292E-4,1.6293281677433441E-4,1.7326152116130426E-4,1.8266677139436364E-4,1.9094291948043313E-4,null,1.503128664602319E-4,1.6195638788017819E-4,1.726854765038989E-4,1.8286475168617528E-4,1.9205165192911306E-4,2.0038137414669292E-4,null,7.805674111952553E-5,8.4393978165949149E-5,9.0228906123695246E-5,9.5611571118100596E-5,1.0046193630489737E-4,1.0486332153709346E-4,null,0.13385800137556236,0,4.762897532009424E-2,8.6913462911554731E-2,0.13385800137556236,0.13385800137556236]
[null,2375,1.2965480104432545E-4,1.3998763312805985E-4,1.4964567112660346E-4,1.6283233982463568E-4,1.7345771381021663E-4,1.8232896429751098E-4,null,null,0,0,0,0,0,0,null,1.2965480104432545E-4,1.3998763312805985E-4,1.4964567112660346E-4,1.6283233982463568E-4,1.7345771381021663E-4,1.8232896429751098E-4,null,1.4032132345719037E-4,1.5113293330106613E-4,1.611024006517765E-4,1.7138665074867108E-4,1.8075141210632174E-4,1.8899383917988911E-4,null,1.4831385122523615E-4,1.6000670175365714E-4,1.7074549727453276E-4,1.8088596430077111E-4,1.9003788712395285E-4,1.9833594931497887E-4,null,6.8725610772494324E-5,7.4400214466981086E-5,7.960892803587772E-5,8.4393298364177647E-5,8.8704638004024025E-5,9.2616920326274996E-5,null,0,0,0,0,0,0]
[null,2392,1.2840556246399571E-4,1.3874104063487603E-4,1.4836673559891892E-4,1.6144477843847572E-4,1.7198313010713479E-4,1.8078202843979069E-4,null,null,6.8552615259721951E-3,6.8552615259721951E-3,6.8552615259721951E-3,6.8552615259721951E-3,6.8552615259721951E-3,6.8552615259721951E-3,null,1.2840556246399571E-4,1.3874104063487603E-4,1.4836673559891892E-4,1.6144477843847572E-4,1.7198313010713479E-4,1.8078202843979069E-4,null,1.3896931173457223E-4,1.497870917012327E-4,1.5972555104271221E-4,1.6992619455834517E-4,1.7921482384658814E-4,1.8739035644283733E-4,null,1.468848305992702E-4,1.5858183907966117E-4,1.6928623366194338E-4,1.7934456054994149E-4,1.8842235348658643E-4,1.9665320519885642E-4,null,5.9085265425388361E-5,6.4011029576560162E-5,6.8517184272884462E-5,7.2636790912024052E-5,7.6349097356352699E-5,7.9717794354408785E-5,null,6.8552615259721951E-3,0,2.4392197603282754E-3,4.4510937879232871E-3,6.8552615259721951E-3,6.8552615259721951E-3]
[null,2409,1.2674825250973254E-4,1.3710078789286738E-4,1.4670615511566286E-4,1.5967569047821331E-4,1.7013129749070521E-4,1.7886393246060363E-4,null,null,0.56368740909449666,0.56368740909449666,0.56368740909449666,0.56368740909449666,0.56368740909449666,0.56368740909449666,null,1.2674825250973254E-4,1.3710078789286738E-4,1.4670615511566286E-4,1.5967569047821331E-4,1.7013129749070521E-4,1.7886393246060363E-4,null,1.3717565716653599E-4,1.4801624807229507E-4,1.5793783810511775E-4,1.6806416849696385E-4,1.7728512378856467E-4,1.85402146152614E-4,null,1.449890117016217E-4,1.5670702038727636E-4,1.673915136994925E-4,1.7737932942957815E-4,1.8639351112493429E-4,1.9456671615212135E-4,null,4.9237598406382805E-5,5.3400994333940303E-5,5.7196681121359319E-5,6.0650023921642374E-5,6.3761980820805015E-5,6.6585907327162391E-5,null,0.56368740909449666,0.30804696211799137,0.41554038817657657,0.4908925654988483,0.56368740909449666,0.56368740909449666]
[null,2426,1.2551677292675639E-4,1.3585453410775751E-4,1.454102533215182E-4,1.5825273831363527E-4,1.6860437918932459E-4,1.7724925263577131E-4,null,null,0,0,0,0,0,0,null,1.2551677292675639E-4,1.3585453410775751E-4,1.454102533215182E-4,1.5825273831363527E-4,1.6860437918932459E-4,1.7724925263577131E-4,null,1.3584286544959334E-4,1.4667077214722596E-4,1.5654272330845232E-4,1.665664622923779E-4,1.7569400032058503E-4,1.8372844312733149E-4,null,1.4357935667495781E-4,1.5528151834569949E-4,1.6591179481502408E-4,1.7579744890042079E-4,1.8471941930417999E-4,1.9280900611086767E-4,null,3.9576168770118169E-5,4.2949749348163393E-5,4.6014491617642832E-5,4.8788842000083664E-5,5.1288918297304077E-5,5.355759452208517E-5,null,0,0,0,0,0,0]
[null,2428,1.2536492179192622E-4,1.357007943188713E-4,1.4525048303295869E-4,1.5807759180682686E-4,1.684166822670443E-4,1.7705098045146702E-4,null,null,0,0,0,0,0,0,null,1.2536492179192622E-4,1.357007943188713E-4,1.4525048303295869E-4,1.5807759180682686E-4,1.684166822670443E-4,1.7705098045146702E-4,null,1.3567852173045438E-4,1.4650479216213539E-4,1.563707211593358E-4,1.6638211455639038E-4,1.7549841095759313E-4,1.8352292327776385E-4,null,1.4339806932054983E-4,1.5509759128042025E-4,1.6572073378809285E-4,1.7559359804102727E-4,1.845040245327544E-4,1.9258314343631686E-4,null,3.8438628295348169E-5,4.1718506127520085E-5,4.4696863142002276E-5,4.7391390404106979E-5,4.9819533851169466E-5,5.2022934840893171E-5,null,0,0,0,0,0,0]
[null,2445,1.2389269568885883E-4,1.3421803468792419E-4,1.4372094308872957E-4,1.5641648968722235E-4,1.6664997078146945E-4,1.7519633462089037E-4,null,null,0,0,0,0,0,0,null,1.2389269568885883E-4,1.3421803468792419E-4,1.4372094308872957E-4,1.5641648968722235E-4,1.6664997078146945E-4,1.7519633462089037E-4,null,1.3408517760785601E-4,1.4490398066616242E-4,1.5472408109916576E-4,1.6463374731474087E-4,1.7365741127653252E-4,1.8160048250051187E-4,null,1.4134791789855908E-4,1.5300653549789496E-4,1.6355196398699765E-4,1.7329951407037798E-4,1.8209684482309849E-4,1.9007342211730524E-4,null,2.875853966577229E-5,3.1238236864254306E-5,3.3481799981668203E-5,3.5501030043765027E-5,3.7320639188130967E-5,3.8971830787185225E-5,null,0,0,0,0,0,0]
[null,2476,1.2118548444895946E-4,1.3147200987406946E-4,1.408700290437144E-4,1.5330364097106849E-4,1.6332473617450548E-4,1.7169297734641263E-4,null,null,0,0,0,0,0,0,null,1.2118548444895946E-4,1.3147200987406946E-4,1.408700290437144E-4,1.5330364097106849E-4,1.6332473617450548E-4,1.7169297734641263E-4,null,1.3115524781735801E-4,1.4193932746243461E-4,1.5165490380024315E-4,1.6135736673626689E-4,1.7019235436098272E-4,1.7796906308301352E-4,null,1.3624894877151806E-4,1.476968565844781E-4,1.5797674208759368E-4,1.6738098647461593E-4,1.7586847112730422E-4,1.8356410186802348E-4,null,1.1417114267842168E-5,1.2419198206323288E-5,1.3319623873083081E-5,1.4121977204592618E-5,1.4845007265979733E-5,1.5501115134144375E-5,null,0,0,0,0,0,0]
[null,2480,1.2064544486111536E-4,1.3093559535881581E-4,1.4032761483656029E-4,1.5272961996215658E-4,1.6272725384263871E-4,1.7107711452103727E-4,null,null,0.33320179048606974,0.33320179048606974,0.33320179048606974,0.33320179048606974,0.33320179048606974,0.33320179048606974,null,1.2064544486111536E-4,1.3093559535881581E-4,1.4032761483656029E-4,1.5272961996215658E-4,1.6272725384263871E-4,1.7107711452103727E-4,null,1.3057077991431712E-4,1.4136020559756679E-4,1.5107096287991922E-4,1.6075318983699286E-4,1.6956974858104226E-4,1.7733068793387408E-4,null,1.3525735217515352E-4,1.4667735598282257E-4,1.5692245285270275E-4,1.6628164797013342E-4,1.747284859087268E-4,1.8238727463829884E-4,null,9.2043221134034183E-6,1.001597238805621E-5,1.0744634230209159E-5,1.1393087766674192E-5,1.1977436576562037E-5,1.2507700171418029E-5,null,0.33320179048606974,0.2134287705072839,0.26750029436258277,0.30287778307660906,0.33320179048606974,0.33320179048606974]
[null,2497,1.1884036565607051E-4,1.2911378320441388E-4,1.3845109911348293E-4,1.5070248121242048E-4,1.6058057404665934E-4,1.6883172751806395E-4,null,null,0,0,0,0,0,0,null,1.1884036565607051E-4,1.2911378320441388E-4,1.3845109911348293E-4,1.5070248121242048E-4,1.6058057404665934E-4,1.6883172751806395E-4,null,1.2861719932218501E-4,1.3939334746398849E-4,1.4905078290696961E-4,1.5861955642427962E-4,1.6733280335710189E-4,1.7500322278443079E-4,null,1.3131092681661514E-4,1.4254923378009471E-4,1.5258972394679789E-4,1.617068386333882E-4,1.6993520484737148E-4,1.7739591571525943E-4,null,0,0,0,0,0,0,null,0,0,0,0,0,0]
[null,2509,1.1786380145950838E-4,1.2810409542720179E-4,1.3738329740840271E-4,1.4951656508302238E-4,1.5929650856773864E-4,1.6746392428907263E-4,null,null,0,0,0,0,0,0,null,1.1786380145950838E-4,1.2810409542720179E-4,1.3738329740840271E-4,1.4951656508302238E-4,1.5929650856773864E-4,1.6746392428907263E-4,null,1.2756029453039362E-4,1.3830327206176563E-4,1.4790123132413135E-4,1.5737133881772023E-4,1.6599474439475537E-4,1.7358542071175566E-4,null,1.2858581297939205E-4,1.3964680960251125E-4,1.4949908647909286E-4,1.5840650743852025E-4,1.6644560567505515E-4,1.7373468848869779E-4,null,0,0,0,0,0,0,null,0,0.91256590908807633,0.6368345836321101,0.36998489631255155,0,0]
[null,2532,1.1534874365783259E-4,1.255502376565996E-4,1.3473915538475922E-4,1.4664885281113476E-4,1.562498194715984E-4,1.6426850868392522E-4,null,null,6.0163939971361262E-2,6.0163939971361262E-2,6.0163939971361262E-2,6.0163939971361262E-2,6.0163939971361262E-2,6.0163939971361262E-2,null,1.1534874365783259E-4,1.255502376565996E-4,1.3473915538475922E-4,1.4664885281113476E-4,1.562498194715984E-4,1.6426850868392522E-4,null,1.248383263775766E-4,1.3554608553406898E-4,1.4505465631486946E-4,1.5435297279706983E-4,1.6281994550988824E-4,1.7027319950039223E-4,null,1.2208774282756015E-4,1.3277983610634426E-4,1.4224761998518753E-4,1.5073321507246614E-4,1.5839161465857197E-4,1.6533552368279406E-4,null,0,0,0,0,0,0,null,6.0163939971361262E-2,0.90798157863942874,0.65504276919428006,0.40719045933343473,6.0163939971361262E-2,6.0163939971361262E-2]
[null,2549,1.1293103394154919E-4,1.2312562802861235E-4,1.3226649766330805E-4,1.4401381171899602E-4,1.534908137860482E-4,1.6141014365950545E-4,null,null,0,0,0,0,0,0,null,1.1293103394154919E-4,1.2312562802861235E-4,1.3226649766330805E-4,1.4401381171899602E-4,1.534908137860482E-4,1.6141014365950545E-4,null,1.222217150034385E-4,1.3292843741044861E-4,1.4239269428204245E-4,1.5157950121364147E-4,1.5994492679369439E-4,1.6731034945720807E-4,null,1.1627343058187009E-4,1.2666920181467201E-4,1.3583416832043473E-4,1.4399334612669729E-4,1.513571831248616E-4,1.5803405034419164E-4,null,0,0,0,0,0,0,null,0,0,0,0,0,0]
[null,2566,1.1115516714349555E-4,1.2129947037139215E-4,1.3035284098903704E-4,1.4191524078660062E-4,1.5124122715918793E-4,1.5903325759812376E-4,null,null,0,0,0,0,0,0,null,1.1115516714349555E-4,1.2129947037139215E-4,1.3035284098903704E-4,1.4191524078660062E-4,1.5124122715918793E-4,1.5903325759812376E-4,null,1.2029975008290018E-4,1.3095688780110981E-4,1.4033252988218133E-4,1.493706829663012E-4,1.5760074762443947E-4,1.6484657841696514E-4,null,1.1080369374239779E-4,1.2082001354280571E-4,1.296095716533005E-4,1.3738038126693387E-4,1.4439369854920553E-4,1.5075273579045768E-4,null,0,0,0,0,0,0,null,0,0,0,0,0,0]
[null,2575,1.103349531624941E-4,1.2044285213412944E-4,1.2944090219117667E-4,1.40899472412505E-4,1.5013888788360406E-4,1.57856888604363E-4,null,null,0.18103302477139738,0.18103302477139738,0.18103302477139738,0.18103302477139738,0.18103302477139738,0.18103302477139738,null,1.103349531624941E-4,1.2044285213412944E-4,1.2944090219117667E-4,1.40899472412505E-4,1.5013888788360406E-4,1.57856888604363E-4,null,1.1941205822417089E-4,1.3003206877228694E-4,1.393507739217399E-4,1.4830155173745468E-4,1.5645205624424492E-4,1.6362720828957139E-4,null,1.0790152222983606E-4,1.1769306718406782E-4,1.2626354546872235E-4,1.3381195636849431E-4,1.4062454076468504E-4,1.4680155644377659E-4,null,0,0,0,0,0,0,null,0.18103302477139738,0,6.4414658670774352E-2,0.11754401621529,0.18103302477139738,0.18103302477139738]
[null,2601,1.0794565587203862E-4,1.1793745615817119E-4,1.2676498546247204E-4,1.3791166836892238E-4,1.4689034646321486E-4,1.5438497907665753E-4,null,null,0.54976265911986566,0.54976265911986566,0.54976265911986566,0.54976265911986566,0.54976265911986566,0.54976265911986566,null,1.0794565587203862E-4,1.1793745615817119E-4,1.2676498546247204E-4,1.3791166836892238E-4,1.4689034646321486E-4,1.5438497907665753E-4,null,1.1682619672711167E-4,1.2732720238897669E-4,1.3646999156637294E-4,1.4515678498734568E-4,1.5306691737596915E-4,1.6002838616356181E-4,null,9.904654992013234E-5,1.0812878731338497E-4,1.1601802982932628E-4,1.2288709902699449E-4,1.2908652332353454E-4,1.3470753568382238E-4,null,0,0,0,0,0,0,null,0.54976265911986566,7.7169428003604879E-2,0.24946771847184543,0.38824576774495073,0.54976265911986566,0.54976265911986566]
[null,2618,1.0628493573241022E-4,1.1619672596546604E-4,1.2490838587827271E-4,1.3584358649484116E-4,1.4464592577923994E-4,1.5198975964497122E-4,null,null,0,0,0,0,0,0,null,1.0628493573241022E-4,1.1619672596546604E-4,1.2490838587827271E-4,1.3584358649484116E-4,1.4464592577923994E-4,1.5198975964497122E-4,null,1.150288514224438E-4,1.2544788166449103E-4,1.3447125249285472E-4,1.4298005752488621E-4,1.5072812137158407E-4,1.5754561159279194E-4,null,9.2851480407282581E-5,1.0142999468185924E-4,1.0884305090173534E-4,1.1524639629037035E-4,1.2102547326607137E-4,1.2626532805915653E-4,null,0,0,0,0,0,0,null,0,0,0,0,0,0]
[null,2626,1.0590569491888438E-4,1.1575491980427818E-4,1.2438958779156011E-4,1.3521360072857636E-4,1.4391823521544035E-4,1.5117561064639307E-4,null,null,0.73906033306648955,0.73906033306648955,0.73906033306648955,0.73906033306648955,0.73906033306648955,0.73906033306648955,null,1.0590569491888438E-4,1.1575491980427818E-4,1.2438958779156011E-4,1.3521360072857636E-4,1.4391823521544035E-4,1.5117561064639307E-4,null,1.1461841098804188E-4,1.24970900522666E-4,1.339127357205771E-4,1.4231697578930629E-4,1.4996983225261683E-4,1.5670170209383446E-4,null,9.0206354194254299E-5,9.8517337914686499E-5,1.056802512759336E-4,1.1184312450965264E-4,1.1740513904052527E-4,1.2244814575197252E-4,null,0,0,0,0,0,0,null,0.73906033306648955,0.17181695941392966,0.38287290914492084,0.54952927839099719,0.73906033306648955,0.73906033306648955]
[null,2653,1.0290200762000418E-4,1.1262363623908345E-4,1.210723747715452E-4,1.3154771400040573E-4,1.3996441417325628E-4,1.469771856839735E-4,null,null,0.62526073671511218,0.62526073671511218,0.62526073671511218,0.62526073671511218,0.62526073671511218,0.62526073671511218,null,1.0290200762000418E-4,1.1262363623908345E-4,1.210723747715452E-4,1.3154771400040573E-4,1.3996441417325628E-4,1.469771856839735E-4,null,1.1136761446037355E-4,1.2159031568362967E-4,1.3034156004289505E-4,1.3845850363910687E-4,1.4584975756183437E-4,1.5234980740056115E-4,null,7.9524382062719481E-5,8.6968382659329392E-5,9.3328332945191096E-5,9.8725844502194589E-5,1.0359708892689031E-4,1.0801375085512391E-4,null,0,0,0,0,0,0,null,0.62526073671511218,0.28195757560281692,0.41924274375465143,0.52029436562009568,0.62526073671511218,0.62526073671511218]
[null,2670,1.0112123452711437E-4,1.1074693547876196E-4,1.1906406039557802E-4,1.2930795324672095E-4,1.3753141092868681E-4,1.4437877867873826E-4,null,null,0,0,0,0,0,0,null,1.0112123452711437E-4,1.1074693547876196E-4,1.1906406039557802E-4,1.2930795324672095E-4,1.3753141092868681E-4,1.4437877867873826E-4,null,1.0944033961086123E-4,1.1956419891532727E-4,1.281794910381855E-4,1.3610107823782748E-4,1.433144493160659E-4,1.4965641791324957E-4,null,7.2730566609516335E-5,7.9590589021355781E-5,8.5417585147100938E-5,9.0317299205186285E-5,9.473925655421822E-5,9.8748529418687977E-5,null,0,0,0,0,0,0,null,0,0,0,0,0,0]
[null,2687,9.9446977396791983E-5,1.0896363708018598E-4,1.1713699104029272E-4,1.2713994058947731E-4,1.351604393764684E-4,1.418330486360422E-4,null,null,0,0,0,0,0,0,null,9.9446977396791983E-5,1.0896363708018598E-4,1.1713699104029272E-4,1.2713994058947731E-4,1.351604393764684E-4,1.418330486360422E-4,null,1.0762834364586677E-4,1.1763892086107706E-4,1.2610488709527371E-4,1.3381917018132053E-4,1.4084378112429963E-4,1.4701763094849917E-4,null,6.5925255356487383E-5,7.2176732508005554E-5,7.7454434798718155E-5,8.1848991740045629E-5,8.5815017206798111E-5,8.9410873146529403E-5,null,0,0,0,0,0,0,null,0,0,0,0,0,0]
[null,2692,9.8199229536547592E-5,1.0772437720736167E-4,1.1589164286180341E-4,1.2583937526348886E-4,1.3382213852609253E-4,1.4046730876422658E-4,null,null,0,0,0,0,0,0,null,9.8199229536547592E-5,1.0772437720736167E-4,1.1589164286180341E-4,1.2583937526348886E-4,1.3382213852609253E-4,1.4046730876422658E-4,null,1.0627794528282805E-4,1.1630099567785098E-4,1.2476419625075068E-4,1.3245028034321421E-4,1.3944920625521542E-4,1.4560196765720605E-4,null,6.3423089065417726E-5,6.9519829080134959E-5,7.465921549219385E-5,7.8927248083136335E-5,8.2779107991026957E-5,8.6271477777865286E-5,null,0,0,0,0,0,0,null,0,0,0,0,0,0]
[null,2706,9.7292999629028915E-5,1.0669507312224663E-4,1.1471378799843122E-4,1.2444559214694795E-4,1.3224047126695276E-4,1.3872041051463064E-4,null,null,0,0,0,0,0,0,null,9.7292999629028915E-5,1.0669507312224663E-4,1.1471378799843122E-4,1.2444559214694795E-4,1.3224047126695276E-4,1.3872041051463064E-4,null,1.0529716108544197E-4,1.1518974218948104E-4,1.2349616594502875E-4,1.3098327556718969E-4,1.3780103169847794E-4,1.4379121307896446E-4,null,5.808232586376735E-5,6.3644688382263954E-5,6.8307756088307653E-5,7.2146126849274083E-5,7.5610177920906946E-5,7.8750883745472096E-5,null,0,0,0,0,0,0,null,0,0,0,0,0,0]
[null,2723,9.6592929134596951E-5,1.0581696171024763E-4,1.1362939410074319E-4,1.2308384239809967E-4,1.3063270811927225E-4,1.3689368736604344E-4,null,null,0.76578232289634807,0.76578232289634807,0.76578232289634807,0.76578232289634807,0.76578232289634807,0.76578232289634807,null,9.6592929134596951E-5,1.0581696171024763E-4,1.1362939410074319E-4,1.2308384239809967E-4,1.3063270811927225E-4,1.3689368736604344E-4,null,1.0453949675291611E-4,1.142417187784477E-4,1.2232875188717817E-4,1.2954998701490149E-4,1.3612566395096044E-4,1.4189771567277651E-4,null,5.1731810328205493E-5,5.6626930550912642E-5,6.0700885101201354E-5,6.4015402835882656E-5,6.7006623900237478E-5,6.9718563049653653E-5,null,0,0,0,0,0,0,null,0.76578232289634807,0.86075675344658276,0.87315803750334942,0.84619911097557254,0.76578232289634807,0.76578232289634807]
[null,2742,9.5436205527946779E-5,1.0447386396803747E-4,1.1206664084059203E-4,1.2121171585639651E-4,1.2849002561268232E-4,1.3451230997106416E-4,null,null,0,0,0,0,0,0,null,9.5436205527946779E-5,1.0447386396803747E-4,1.1206664084059203E-4,1.2121171585639651E-4,1.2849002561268232E-4,1.3451230997106416E-4,null,1.0328761108380128E-4,1.1279168853681506E-4,1.2064635573136994E-4,1.2757950929465409E-4,1.3389288409785234E-4,1.3942928912218769E-4,null,4.4331203024026288E-5,4.8490806110101764E-5,5.1923588539584578E-5,5.4677928032130078E-5,5.7163555679388064E-5,5.9417044997480043E-5,null,0,0,0,0,0,0,null,0,0,0,0,0,0]
[null,2758,9.4861517976652495E-5,1.0371348943282107E-4,1.1109530744065474E-4,1.1996466187510279E-4,1.2699724389491615E-4,1.3280018560167834E-4,null,null,0,0,0,0,0,0,null,9.4861517976652495E-5,1.0371348943282107E-4,1.1109530744065474E-4,1.1996466187510279E-4,1.2699724389491615E-4,1.3280018560167834E-4,null,1.0266564477694299E-4,1.119707757794034E-4,1.1960065797489583E-4,1.2626694199145805E-4,1.3233733261774954E-4,1.3765457955275428E-4,null,3.8223833442029682E-5,4.1757530752821847E-5,4.4651070702270525E-5,4.6942757912518917E-5,4.901081585075194E-5,5.0885672337401686E-5,null,0,0,0,0,0,0,null,0,0,0,0,0,0]
[null,2775,9.3784914441863548E-5,1.0245897263846753E-4,1.0963373054178303E-4,1.1821454835640332E-4,1.2499484120087414E-4,1.305752283743466E-4,null,null,0.29670428792098424,0.29670428792098424,0.29670428792098424,0.29670428792098424,0.29670428792098424,0.29670428792098424,null,9.3784914441863548E-5,1.0245897263846753E-4,1.0963373054178303E-4,1.1821454835640332E-4,1.2499484120087414E-4,1.305752283743466E-4,null,1.0150047054796378E-4,1.1061637897470382E-4,1.1802718414586537E-4,1.2442488718390014E-4,1.3025073118271851E-4,1.3534829097142762E-4,null,3.1515349788075253E-5,3.4402858985743077E-5,3.6747291094791425E-5,3.857724144861082E-5,4.0228579749488964E-5,4.1725601335613971E-5,null,0,0,0,0,0,0,null,0.29670428792098424,6.6414557654426956E-2,0.15191991307793892,0.21957559726998332,0.29670428792098424,0.29670428792098424]
[null,2792,9.3012385566276263E-5,1.0148508727478577E-4,1.0843159667717083E-4,1.1671097544619921E-4,1.2322415070805561E-4,1.2856693526165189E-4,null,null,0.45119572448162742,0.45119572448162742,0.45119572448162742,0.45119572448162742,0.45119572448162742,0.45119572448162742,null,9.3012385566276263E-5,1.0148508727478577E-4,1.0843159667717083E-4,1.1671097544619921E-4,1.2322415070805561E-4,1.2856693526165189E-4,null,1.006317812913098E-4,1.0952946803021106E-4,1.1669520589394123E-4,1.2280253587446189E-4,1.2836399423434824E-4,1.3322342103082787E-4,null,2.4913374735390786E-5,2.7161227934295664E-5,2.896940814054511E-5,3.0358098996507657E-5,3.1611206867277763E-5,3.2747166941914763E-5,null,0,0,0,0,0,0,null,0.45119572448162742,0.31390513113765128,0.37960204146331211,0.42022726493332657,0.45119572448162742,0.45119572448162742]
[null,2810,9.2261473702548829E-5,1.0051022002775514E-4,1.0720523350376582E-4,1.1515752131218092E-4,1.2137999523693248E-4,1.2646373268660385E-4,null,null,0,0,0,0,0,0,null,9.2261473702548829E-5,1.0051022002775514E-4,1.0720523350376582E-4,1.1515752131218092E-4,1.2137999523693248E-4,1.2646373268660385E-4,null,9.9439431348753856E-5,1.0806444821360639E-4,1.149362481823842E-4,1.2070682104118642E-4,1.2596165919201037E-4,1.3054527402236611E-4,null,1.7948635666653892E-5,1.9537845530571387E-5,2.0802667809964054E-5,2.1755770049966721E-5,2.2615783436305554E-5,2.3395359118514161E-5,null,0,0,0,0,0,0,null,0,0,0,0,0,0]
[null,2827,9.1429713340724673E-5,9.9467228729092607E-5,1.0592481656509974E-4,1.1356507653439636E-4,1.1951144343536405E-4,1.2434979759548903E-4,null,null,0,0,0,0,0,0,null,9.1429713340724673E-5,9.9467228729092607E-5,1.0592481656509974E-4,1.1356507653439636E-4,1.1951144343536405E-4,1.2434979759548903E-4,null,9.7799864170215032E-5,1.0613662742764523E-4,1.1270713202969351E-4,1.1813999568770811E-4,1.2308734300797044E-4,1.2739514850523094E-4,null,1.1386132240574626E-5,1.2377253241439993E-5,1.315765752642641E-5,1.3734244040844671E-5,1.4254494576847864E-5,1.4726061609798754E-5,null,0,0,0,0,0,0,null,0,0,0,0,0,0]
[null,2844,9.0456313563438414E-5,9.8284247789873739E-5,1.045057719579919E-4,1.1183168265845396E-4,1.175012981531077E-4,1.2209446904280395E-4,null,null,0.27670225840276924,0.27670225840276924,0.27670225840276924,0.27670225840276924,0.27670225840276924,0.27670225840276924,null,9.0456313563438414E-5,9.8284247789873739E-5,1.045057719579919E-4,1.1183168265845396E-4,1.175012981531077E-4,1.2209446904280395E-4,null,9.5653869460770092E-5,1.0367688697084784E-4,1.099275935448085E-4,1.1500845711235846E-4,1.1963529779534046E-4,1.2365638960986538E-4,null,4.8893343147022713E-6,5.3082352367096677E-6,5.6343408870991818E-6,5.8701176472502907E-6,6.0828482170191348E-6,6.2756614191405726E-6,null,0,0,0,0,0,0,null,0.27670225840276924,0.45416708190789729,0.41539614372216666,0.36379626780433766,0.27670225840276924,0.27670225840276924]
[null,2859,8.9840218382428101E-5,9.7464695464857701E-5,1.034612878540303E-4,1.1049995456682446E-4,1.1591392793721739E-4,1.2027909980944782E-4,null,null,0,0,0,0,0,0,null,8.9840218382428101E-5,9.7464695464857701E-5,1.034612878540303E-4,1.1049995456682446E-4,1.1591392793721739E-4,1.2027909980944782E-4,null,9.3732686240766526E-5,1.0143830098078328E-4,1.0737444431472128E-4,1.1212013789686948E-4,1.164417970106414E-4,1.2018972647610063E-4,null,0,0,0,0,0,0,null,0,0,0,0,0,0,null,0,0,0,0,0,0]
[null,2879,8.9437262350690615E-5,9.6760016074374377E-5,1.0242941799950094E-4,1.0906947916857208E-4,1.1412414088782907E-4,1.1816636942561085E-4,null,null,0,0,0,0,0,0,null,8.9437262350690615E-5,9.6760016074374377E-5,1.0242941799950094E-4,1.0906947916857208E-4,1.1412414088782907E-4,1.1816636942561085E-4,null,9.1196027248017806E-5,9.842098931868944E-5,1.038926711294587E-4,1.0815881516274835E-4,1.1204383248803291E-4,1.1540064285364301E-4,null,0,0,0,0,0,0,null,0,0,0,0,0,0,null,0,0,0,0,0,0]
[null,2896,8.9339468533324652E-5,9.6385829907065683E-5,1.0175929256949569E-4,1.0804967906005216E-4,1.1278656940073601E-4,1.1654180914748549E-4,null,null,0.12560462730153008,0.12560462730153008,0.12560462730153008,0.12560462730153008,0.12560462730153008,0.12560462730153008,null,8.9339468533324652E-5,9.6385829907065683E-5,1.0175929256949569E-4,1.0804967906005216E-4,1.1278656940073601E-4,1.1654180914748549E-4,null,8.8920339651595094E-5,9.569853980667392E-5,1.0074757747670799E-4,1.0458815186427388E-4,1.080856770003321E-4,1.1109548701782897E-4,null,0,0,0,0,0,0,null,0,0,0,0,0,0,null,0.12560462730153008,0.35218083981359671,0.29046186123152612,0.22434053161225725,0.12560462730153008,0.12560462730153008]
[null,2909,8.8719266442039332E-5,9.5580688361607396E-5,1.0075149412826406E-4,1.0678355043829638E-4,1.1129127893456571E-4,1.1484254392301983E-4,null,null,0,0,0,0,0,0,null,8.8719266442039332E-5,9.5580688361607396E-5,1.0075149412826406E-4,1.0678355043829638E-4,1.1129127893456571E-4,1.1484254392301983E-4,null,8.6422551501473308E-5,9.2878173796274289E-5,9.7625533876691934E-5,1.0116138290748712E-4,1.043814407055263E-4,1.0714424753481216E-4,null,0,0,0,0,0,0,null,0,0,0,0,0,0,null,0,0,0,0,0,0]
[null,2931,8.8124131188503933E-5,9.4639944356120998E-5,9.9438697623711016E-5,1.0501733865048705E-4,1.0911786715108535E-4,1.1230396447182104E-4,null,null,0,0,0,0,0,0,null,8.8124131188503933E-5,9.4639944356120998E-5,9.9438697623711016E-5,1.0501733865048705E-4,1.0911786715108535E-4,1.1230396447182104E-4,null,8.2247321074111322E-5,8.8112142387852024E-5,9.2317731715910184E-5,9.5321129604224777E-5,9.8056365787578488E-5,1.0038733237605552E-4,null,0,0,0,0,0,0,null,0,0,0,0,0,0,null,0,0,0,0,0,0]
[null,2948,8.7633418783619591E-5,9.3877657018439785E-5,9.8385001112541266E-5,1.0360901878401759E-4,1.0739136380449371E-4,1.1029228029481073E-4,null,null,0,0,0,0,0,0,null,8.7633418783619591E-5,9.3877657018439785E-5,9.8385001112541266E-5,1.0360901878401759E-4,1.0739136380449371E-4,1.1029228029481073E-4,null,7.8666875108553719E-5,8.4065685356059125E-5,8.7852439124133023E-5,9.0452581109312383E-5,9.2820630386883694E-5,9.4825288611024593E-5,null,0,0,0,0,0,0,null,0,0,0,0,0,0,null,0,0,0,0,0,0]
[null,2949,8.7620155515038013E-5,9.3847387315534894E-5,9.8336671461079529E-5,1.0353934889250599E-4,1.0730238185989448E-4,1.1018590037705602E-4,null,null,0,0,0,0,0,0,null,8.7620155515038013E-5,9.3847387315534894E-5,9.8336671461079529E-5,1.0353934889250599E-4,1.0730238185989448E-4,1.1018590037705602E-4,null,7.8461844072559968E-5,8.3832235949791504E-5,8.7593681560215085E-5,9.0169815331266935E-5,9.2516003852981864E-5,9.4501223084956685E-5,null,0,0,0,0,0,0,null,0,0,0,0,0,0,null,0,0,0,0,0,0]
[null,2976,8.6678176607213743E-5,9.2471844221771892E-5,9.6496635232082111E-5,1.0113105804950757E-4,1.0438588350192064E-4,1.0681480154293138E-4,null,null,0,0,0,0,0,0,null,8.6678176607213743E-5,9.2471844221771892E-5,9.6496635232082111E-5,1.0113105804950757E-4,1.0438588350192064E-4,1.0681480154293138E-4,null,7.2080696609035851E-5,7.6710197218358617E-5,7.9822286352832663E-5,8.1789022649262334E-5,8.358031267003763E-5,8.5074138417759411E-5,null,0,0,0,0,0,0,null,0,0,0,0,0,0,null,0,0,0,0,0,0]
[null,2984,8.6383421213217466E-5,9.204702734098494E-5,9.5932856361476918E-5,1.0039740827153666E-4,1.0350046288330854E-4,1.0579370056299628E-4,null,null,0.50946544745239097,0.50946544745239097,0.50946544745239097,0.50946544745239097,0.50946544745239097,0.50946544745239097,null,8.6383421213217466E-5,9.204702734098494E-5,9.5932856361476918E-5,1.0039740827153666E-4,1.0350046288330854E-4,1.0579370056299628E-4,null,7.0064951867787904E-5,7.4475695405735594E-5,7.7399933584751426E-5,7.9194348201903591E-5,8.0828725618809077E-5,8.2183976237818837E-5,null,0,0,0,0,0,0,null,0,0,0,0,0,0,null,0.50946544745239097,1.8123046618083527E-3,0.18254127179288371,0.33152863898110796,0.50946544745239097,0.50946544745239097]
[null,3001,8.6246990983954714E-5,9.1603393369447771E-5,9.5166533358944592E-5,9.9256447048579402E-5,1.0201957240214169E-4,1.0400609166855059E-4,null,null,0,0,0,0,0,0,null,8.6246990983954714E-5,9.1603393369447771E-5,9.5166533358944592E-5,9.9256447048579402E-5,1.0201957240214169E-4,1.0400609166855059E-4,null,6.6003052836795091E-5,6.9930398820799996E-5,7.2444781257046753E-5,7.3872033773287769E-5,7.5172082534736794E-5,7.6231727453645914E-5,null,0,0,0,0,0,0,null,0,0,0,0,0,0,null,0,0,0,0,0,0]
[null,3026,8.5236717222084656E-5,9.0177563038846301E-5,9.3299040460214147E-5,9.6850047812715981E-5,9.9132550294458926E-5,1.0068986939455577E-4,null,null,0,0,0,0,0,0,null,8.5236717222084656E-5,9.0177563038846301E-5,9.3299040460214147E-5,9.6850047812715981E-5,9.9132550294458926E-5,1.0068986939455577E-4,null,5.9039186852120922E-5,6.230838845111329E-5,6.4282626651352302E-5,6.5240119960746176E-5,6.6112403027047262E-5,6.6796905434121209E-5,null,0,0,0,0,0,0,null,0,0,0,0,0,0,null,0,0,0,0,0,0]
[null,3036,8.5044502195547186E-5,8.980455331478968E-5,9.2736520371059598E-5,9.6065280465679065E-5,9.8147304566559616E-5,9.9524361762682559E-5,null,null,0.81434418373904904,0.81434418373904904,0.81434418373904904,0.81434418373904904,0.81434418373904904,0.81434418373904904,null,8.5044502195547186E-5,8.980455331478968E-5,9.2736520371059598E-5,9.6065280465679065E-5,9.8147304566559616E-5,9.9524361762682559E-5,null,5.6296149592514202E-5,5.9301431560805281E-5,6.1064109730702264E-5,6.1844369029875085E-5,6.255526056966952E-5,6.3098460468735148E-5,null,0,0,0,0,0,0,null,0,0,0,0,0,0,null,0.81434418373904904,0.27174738774132817,0.47939669610367336,0.63892593530082631,0.81434418373904904,0.81434418373904904]
[null,3053,8.3978603848491542E-5,8.8468755826716123E-5,9.1112326789128436E-5,9.4077536142769287E-5,9.5839306945475603E-5,9.6932539086710262E-5,null,null,0,0,0,0,0,0,null,8.3978603848491542E-5,8.8468755826716123E-5,9.1112326789128436E-5,9.4077536142769287E-5,9.5839306945475603E-5,9.6932539086710262E-5,null,5.1042559953375006E-5,5.3639915972405535E-5,5.5086314808382732E-5,5.5609756254782046E-5,5.6086775636474432E-5,5.642743375107858E-5,null,0,0,0,0,0,0,null,0,0,0,0,0,0,null,0,0,0,0,0,0]
[null,3076,8.3691841656086401E-5,8.7745814873776984E-5,8.9936296902127152E-5,9.2379319718505784E-5,9.3668461040033555E-5,9.43358690486305E-5,null,null,0,0,0,0,0,0,null,8.3691841656086401E-5,8.7745814873776984E-5,8.9936296902127152E-5,9.2379319718505784E-5,9.3668461040033555E-5,9.43358690486305E-5,null,4.4430179979461679E-5,4.6468187291759151E-5,4.7493342347211121E-5,4.7694792844798868E-5,4.7878589149147197E-5,4.7965471247721169E-5,null,0,0,0,0,0,0,null,0,0,0,0,0,0,null,0,0,0,0,0,0]
[null,3088,8.3447494082163884E-5,8.7276115886319837E-5,8.9232496687529649E-5,9.1403379375723875E-5,9.2447200183765212E-5,9.2894114149577779E-5,null,null,0.11181517854122744,0.11181517854122744,0.11181517854122744,0.11181517854122744,0.11181517854122744,0.11181517854122744,null,8.3447494082163884E-5,8.7276115886319837E-5,8.9232496687529649E-5,9.1403379375723875E-5,9.2447200183765212E-5,9.2894114149577779E-5,null,4.0825410769233674E-5,4.2593864583261304E-5,4.3425326551703387E-5,4.3489135618730482E-5,4.3547581270579604E-5,4.3527364729818171E-5,null,0,0,0,0,0,0,null,0,0,0,0,0,0,null,0.11181517854122744,0.18776816550336367,0.17081987022905701,0.14872867283752958,0.11181517854122744,0.11181517854122744]
[null,3105,8.2792341445338816E-5,8.6315435738827686E-5,8.7952837551978104E-5,8.9743185985969177E-5,9.044720173334907E-5,9.0590435270575874E-5,null,null,0.32845497288338177,0.32845497288338177,0.32845497288338177,0.32845497288338177,0.32845497288338177,0.32845497288338177,null,8.2792341445338816E-5,8.6315435738827686E-5,8.7952837551978104E-5,8.9743185985969177E-5,9.044720173334907E-5,9.0590435270575874E-5,null,3.5490154573222061E-5,3.6909704220850574E-5,3.7503376156031165E-5,3.741282207177693E-5,3.7330677579147287E-5,3.7192638199281771E-5,null,0,0,0,0,0,0,null,0,0,0,0,0,0,null,0.32845497288338177,0.55355269099781235,0.5031669459967284,0.4376933644185117,0.32845497288338177,0.32845497288338177]
[null,3122,8.2309245230743739E-5,8.5513390460142564E-5,8.6820304798527115E-5,8.8224170203012452E-5,8.8581243734590315E-5,8.8413427188533552E-5,null,null,0,0,0,0,0,0,null,8.2309245230743739E-5,8.5513390460142564E-5,8.6820304798527115E-5,8.8224170203012452E-5,8.8581243734590315E-5,8.8413427188533552E-5,null,3.016282510439655E-5,3.1260210221218561E-5,3.164808872927512E-5,3.1442150212242562E-5,3.1254904925673264E-5,3.1031197498578311E-5,null,0,0,0,0,0,0,null,0,0,0,0,0,0,null,0,0,0,0,0,0]
[null,3142,8.1350278015194862E-5,8.4196127044800778E-5,8.5130065857964976E-5,8.6085665747886127E-5,8.604444868537468E-5,8.5521768028838996E-5,null,null,0,0,0,0,0,0,null,8.1350278015194862E-5,8.4196127044800778E-5,8.5130065857964976E-5,8.6085665747886127E-5,8.604444868537468E-5,8.5521768028838996E-5,null,2.3713466955064637E-5,2.448287968861611E-5,2.468435399275664E-5,2.4404398812963921E-5,2.4149707772721689E-5,2.3876441217078704E-5,null,0,0,0,0,0,0,null,0,0,0,0,0,0,null,0,0,0,0,0,0]
[null,3157,8.0892556824001334E-5,8.3451961202049471E-5,8.4090838301343452E-5,8.4702896677278547E-5,8.435364081447166E-5,8.3554980736347934E-5,null,null,0.77039383928470784,0.77039383928470784,0.77039383928470784,0.77039383928470784,0.77039383928470784,0.77039383928470784,null,8.0892556824001334E-5,8.3451961202049471E-5,8.4090838301343452E-5,8.4702896677278547E-5,8.435364081447166E-5,8.3554980736347934E-5,null,1.8948741987937687E-5,1.9500364936083339E-5,1.9594008240024174E-5,1.9296179993806572E-5,1.9025175141972561E-5,1.8745674700037526E-5,null,0,0,0,0,0,0,null,0,0,0,0,0,0,null,0.77039383928470784,0.93289419822070341,0.92514004672951378,0.87844029513333266,0.77039383928470784,0.77039383928470784]
[null,3174,8.0161421401438315E-5,8.2404806995876217E-5,8.2717563412480855E-5,8.2943749022909447E-5,8.2250747230099309E-5,8.1145333565439874E-5,null,null,0,0,0,0,0,0,null,8.0161421401438315E-5,8.2404806995876217E-5,8.2717563412480855E-5,8.2943749022909447E-5,8.2250747230099309E-5,8.1145333565439874E-5,null,1.3509340685209229E-5,1.385337731740402E-5,1.3866576835025499E-5,1.3594200322519808E-5,1.3346322304719308E-5,1.3097524145434088E-5,null,0,0,0,0,0,0,null,0,0,0,0,0,0,null,0,0,0,0,0,0]
[null,3193,7.9471133361462185E-5,8.1350496358253353E-5,8.1289849458605711E-5,8.1080549836924258E-5,7.9998272356717544E-5,7.8544748983434178E-5,null,null,0,0,0,0,0,0,null,7.9471133361462185E-5,8.1350496358253353E-5,8.1289849458605711E-5,8.1080549836924258E-5,7.9998272356717544E-5,7.8544748983434178E-5,null,7.4961882448309457E-6,7.6546556127972732E-6,7.6272886335026721E-6,7.437877507340222E-6,7.2654864510370054E-6,7.0958617701162461E-6,null,0,0,0,0,0,0,null,0,0,0,0,0,0,null,0,0,0,0,0,0]
[null,3209,7.9030395787757081E-5,8.0592481266660249E-5,8.0208454424348603E-5,7.9628380080772198E-5,7.8213205819514174E-5,7.6461194629670533E-5,null,null,0,0,0,0,0,0,null,7.9030395787757081E-5,8.0592481266660249E-5,8.0208454424348603E-5,7.9628380080772198E-5,7.8213205819514174E-5,7.6461194629670533E-5,null,2.4876775928617645E-6,2.5306310724925531E-6,2.5114403638924125E-6,2.4376372481902146E-6,2.3704622114903104E-6,2.3051433063975112E-6,null,0,0,0,0,0,0,null,0,0,0,0,0,0,null,0,7.573460157449502E-2,5.285143021443104E-2,3.070535336873682E-2,0,0]
[null,3210,7.890117944583266E-5,8.0448991740416609E-5,8.0049744190871205E-5,7.944875939080038E-5,7.8015878009574799E-5,7.6248566396091872E-5,null,null,0,0,0,0,0,0,null,7.890117944583266E-5,8.0448991740416609E-5,8.0049744190871205E-5,7.944875939080038E-5,7.8015878009574799E-5,7.6248566396091872E-5,null,2.1732307491104424E-6,2.2104328354851151E-6,2.1932345520154605E-6,2.1281916027005408E-6,2.0689898411795179E-6,2.0114578751383479E-6,null,0,0,0,0,0,0,null,0,0,0,0,0,0,null,0,0,0,0,0,0]
[null,3226,7.8268956952622575E-5,7.9507434850895821E-5,7.8792591006081639E-5,7.7824492029217519E-5,7.6064036338149404E-5,7.4004108974066077E-5,null,null,0.7984124657518803,0.7984124657518803,0.7984124657518803,0.7984124657518803,0.7984124657518803,0.7984124657518803,null,7.8268956952622575E-5,7.9507434850895821E-5,7.8792591006081639E-5,7.7824492029217519E-5,7.6064036338149404E-5,7.4004108974066077E-5,null,0,0,0,0,0,0,null,0,0,0,0,0,0,null,0,0,0,0,0,0,null,0.7984124657518803,0.17213121470865544,0.40421072028706917,0.58819378953112023,0.7984124657518803,0.7984124657518803]
[null,3245,7.75403807503803E-5,7.8407216062553641E-5,7.7314622294911509E-5,7.5909561811142009E-5,7.3759006741240863E-5,7.135050215964652E-5,null,null,0,0,0,0,0,0,null,7.75403807503803E-5,7.8407216062553641E-5,7.7314622294911509E-5,7.5909561811142009E-5,7.3759006741240863E-5,7.135050215964652E-5,null,0,0,0,0,0,0,null,0,0,0,0,0,0,null,0,0,0,0,0,0,null,0,0,0,0,0,0]
[null,3262,7.6787478407126504E-5,7.7324752703073176E-5,7.5897663192172411E-5,7.4103682220845915E-5,7.1607024818941872E-5,6.888985906188479E-5,null,null,0,0,0,0,0,0,null,7.6787478407126504E-5,7.7324752703073176E-5,7.5897663192172411E-5,7.4103682220845915E-5,7.1607024818941872E-5,6.888985906188479E-5,null,0,0,0,0,0,0,null,0,0,0,0,0,0,null,0,0,0,0,0,0,null,0,0,0,0,0,0]
[null,3279,7.6463133738781025E-5,7.6644747768903079E-5,7.4834561545945034E-5,7.2668144824204688E-5,6.9812304704052993E-5,6.6772342887410241E-5,null,null,0.28872151627560866,0.28872151627560866,0.28872151627560866,0.28872151627560866,0.28872151627560866,0.28872151627560866,null,7.6463133738781025E-5,7.6644747768903079E-5,7.4834561545945034E-5,7.2668144824204688E-5,6.9812304704052993E-5,6.6772342887410241E-5,null,0,0,0,0,0,0,null,0,0,0,0,0,0,null,0,0,0,0,0,0,null,0.28872151627560866,0.52335826631129279,0.46795790526666881,0.39965275577348569,0.28872151627560866,0.28872151627560866]
[null,3292,7.5698007408175113E-5,7.5634887925647262E-5,7.3549518811136477E-5,7.1117256000423473E-5,6.8002778533580598E-5,6.4733292502164557E-5,null,null,0,0,0,0,0,0,null,7.5698007408175113E-5,7.5634887925647262E-5,7.3549518811136477E-5,7.1117256000423473E-5,6.8002778533580598E-5,6.4733292502164557E-5,null,0,0,0,0,0,0,null,0,0,0,0,0,0,null,0,0,0,0,0,0,null,0,0,0,0,0,0]
[null,3314,7.5081665830865779E-5,7.4564098267944481E-5,7.197825105963396E-5,6.9081428953385912E-5,6.5509075333667079E-5,6.1829256869737063E-5,null,null,0,0,0,0,0,0,null,7.5081665830865779E-5,7.4564098267944481E-5,7.197825105963396E-5,6.9081428953385912E-5,6.5509075333667079E-5,6.1829256869737063E-5,null,0,0,0,0,0,0,null,0,0,0,0,0,0,null,0,0,0,0,0,0,null,0,0,0,0,0,0]
[null,3331,7.4332930575291039E-5,7.3477260986077044E-5,7.051749783357882E-5,6.7268570927682687E-5,6.3351544453066097E-5,5.9364420939910515E-5,null,null,0,0,0,0,0,0,null,7.4332930575291039E-5,7.3477260986077044E-5,7.051749783357882E-5,6.7268570927682687E-5,6.3351544453066097E-5,5.9364420939910515E-5,null,0,0,0,0,0,0,null,0,0,0,0,0,0,null,0,0,0,0,0,0,null,0,0,0,0,0,0]
[null,3342,7.3754158762660935E-5,7.2684087093266312E-5,6.9486841759785456E-5,6.6012658876606937E-5,6.1875974232773542E-5,5.7693573217437016E-5,null,null,0,0,0,0,0,0,null,7.3754158762660935E-5,7.2684087093266312E-5,6.9486841759785456E-5,6.6012658876606937E-5,6.1875974232773542E-5,5.7693573217437016E-5,null,0,0,0,0,0,0,null,0,0,0,0,0,0,null,0,0,0,0,0,0,null,0,0,0,0,0,0]
[null,3366,7.2528206910319344E-5,7.0986216806947125E-5,6.7268726279598074E-5,6.3303803925993674E-5,5.8688336061664158E-5,5.4080132564575945E-5,null,null,0,0,0,0,0,0,null,7.2528206910319344E-5,7.0986216806947125E-5,6.7268726279598074E-5,6.3303803925993674E-5,5.8688336061664158E-5,5.4080132564575945E-5,null,0,0,0,0,0,0,null,0,0,0,0,0,0,null,0,0,0,0,0,0,null,0,0,0,0,0,0]
[null,3383,7.1912687543884942E-5,6.9578586053289316E-5,6.5922364326991681E-5,6.1605698061900754E-5,5.6644920492745823E-5,5.1728179160290672E-5,null,null,0,0,0,0,0,0,null,7.1912687543884942E-5,6.9578586053289316E-5,6.5922364326991681E-5,6.1605698061900754E-5,5.6644920492745823E-5,5.1728179160290672E-5,null,0,0,0,0,0,0,null,0,0,0,0,0,0,null,0,0,0,0,0,0,null,0,0,0,0,0,0]
[null,3400,7.1350531262310321E-5,6.8207132842887575E-5,6.4622978361828732E-5,5.9954887365185592E-5,5.464871215158298E-5,4.9423085674987847E-5,null,null,0.11847876334690108,0.11847876334690108,0.11847876334690108,0.11847876334690108,0.11847876334690108,0.11847876334690108,null,7.1350531262310321E-5,6.8207132842887575E-5,6.4622978361828732E-5,5.9954887365185592E-5,5.464871215158298E-5,4.9423085674987847E-5,null,0,0,0,0,0,0,null,0,0,0,0,0,0,null,0,0,0,0,0,0,null,0.11847876334690108,0.35092483110246153,0.28704985016300161,0.21920450860034021,0.11847876334690108,0.11847876334690108]
[null,3409,7.1140440737056646E-5,6.756354397845892E-5,6.4013208862270834E-5,5.9157787566783392E-5,5.3666767958872463E-5,4.8275351038324095E-5,null,null,0,0,0,0,0,0,null,7.1140440737056646E-5,6.756354397845892E-5,6.4013208862270834E-5,5.9157787566783392E-5,5.3666767958872463E-5,4.8275351038324095E-5,null,0,0,0,0,0,0,null,0,0,0,0,0,0,null,0,0,0,0,0,0,null,0,0,0,0,0,0]
[null,3435,6.9468783551895384E-5,6.561364827397756E-5,6.2165776450637643E-5,5.6774329263500087E-5,5.0755297117859813E-5,4.4890895521854668E-5,null,null,0,0,0,0,0,0,null,6.9468783551895384E-5,6.561364827397756E-5,6.2165776450637643E-5,5.6774329263500087E-5,5.0755297117859813E-5,4.4890895521854668E-5,null,0,0,0,0,0,0,null,0,0,0,0,0,0,null,0,0,0,0,0,0,null,0,0,0,0,0,0]
[null,3452,6.7726395584272176E-5,6.3967953252140369E-5,6.0606559557129949E-5,5.4876138426834172E-5,4.8526628453872502E-5,4.2368478734072118E-5,null,null,0,0,0,0,0,0,null,6.7726395584272176E-5,6.3967953252140369E-5,6.0606559557129949E-5,5.4876138426834172E-5,4.8526628453872502E-5,4.2368478734072118E-5,null,0,0,0,0,0,0,null,0,0,0,0,0,0,null,0,0,0,0,0,0,null,0,0,0,0,0,0]
[null,3459,6.7197007546810223E-5,6.3467943338125802E-5,6.0132824208533881E-5,5.4259275394739162E-5,4.7768605892668754E-5,4.1483893370727637E-5,null,null,0,0,0,0,0,0,null,6.7197007546810223E-5,6.3467943338125802E-5,6.0132824208533881E-5,5.4259275394739162E-5,4.7768605892668754E-5,4.1483893370727637E-5,null,0,0,0,0,0,0,null,0,0,0,0,0,0,null,0,0,0,0,0,0,null,0,0,0,0,0,0]
[null,3471,6.6068759475007357E-5,6.2402306826817591E-5,5.9123184859369738E-5,5.3010213464813611E-5,4.6285318431957799E-5,3.979187039091784E-5,null,null,0.46420719125954157,0.46420719125954157,0.46420719125954157,0.46420719125954157,0.46420719125954157,0.46420719125954157,null,6.6068759475007357E-5,6.2402306826817591E-5,5.9123184859369738E-5,5.3010213464813611E-5,4.6285318431957799E-5,3.979187039091784E-5,null,0,0,0,0,0,0,null,0,0,0,0,0,0,null,0,0,0,0,0,0,null,0.46420719125954157,0.26134066159726266,0.3475496029643465,0.40736415512069796,0.46420719125954157,0.46420719125954157]
[null,3488,6.4742692383463847E-5,6.1149829162986989E-5,5.7936522503178367E-5,5.1480490515792272E-5,4.4417701136902319E-5,3.7621598193540598E-5,null,null,0.38507853107981649,0.38507853107981649,0.38507853107981649,0.38507853107981649,0.38507853107981649,0.38507853107981649,null,6.4742692383463847E-5,6.1149829162986989E-5,5.7936522503178367E-5,5.1480490515792272E-5,4.4417701136902319E-5,3.7621598193540598E-5,null,0,0,0,0,0,0,null,0,0,0,0,0,0,null,0,0,0,0,0,0,null,0.38507853107981649,2.7037836127198202E-2,0.15588592110017874,0.26099199197593614,0.38507853107981649,0.38507853107981649]
[null,3509,6.2968796290364034E-5,5.9474374543283073E-5,5.6349109821798626E-5,4.9476262200023336E-5,4.2004211342520395E-5,3.4842381863433929E-5,null,null,0,0,0,0,0,0,null,6.2968796290364034E-5,5.9474374543283073E-5,5.6349109821798626E-5,4.9476262200023336E-5,4.2004211342520395E-5,3.4842381863433929E-5,null,0,0,0,0,0,0,null,0,0,0,0,0,0,null,0,0,0,0,0,0,null,0,0,0,0,0,0]
[null,3523,6.2055800008519799E-5,5.8612044531881255E-5,5.5532093604507415E-5,4.8377891489409469E-5,4.0627353190140948E-5,3.3215165662067688E-5,null,null,0,0,0,0,0,0,null,6.2055800008519799E-5,5.8612044531881255E-5,5.5532093604507415E-5,4.8377891489409469E-5,4.0627353190140948E-5,3.3215165662067688E-5,null,0,0,0,0,0,0,null,0,0,0,0,0,0,null,0,0,0,0,0,0,null,0,0,0,0,0,0]
[null,3540,6.0981144761359026E-5,5.7597026738309034E-5,5.4570413056199055E-5,4.7076771899987154E-5,3.8990042966123915E-5,3.1275482826310415E-5,null,null,0.78181551679426342,0.78181551679426342,0.78181551679426342,0.78181551679426342,0.78181551679426342,0.78181551679426342,null,6.0981144761359026E-5,5.7597026738309034E-5,5.4570413056199055E-5,4.7076771899987154E-5,3.8990042966123915E-5,3.1275482826310415E-5,null,0,0,0,0,0,0,null,0,0,0,0,0,0,null,0,0,0,0,0,0,null,0.78181551679426342,0.95943839096706729,0.94772795410908028,0.89661825253480654,0.78181551679426342,0.78181551679426342]
[null,3557,5.9807749918776937E-5,5.6488748853607534E-5,5.3520373056322036E-5,4.5692961880401198E-5,3.7276572886752848E-5,2.9266121692128909E-5,null,null,0,0,0,0,0,0,null,5.9807749918776937E-5,5.6488748853607534E-5,5.3520373056322036E-5,4.5692961880401198E-5,3.7276572886752848E-5,2.9266121692128909E-5,null,0,0,0,0,0,0,null,0,0,0,0,0,0,null,0,0,0,0,0,0,null,0,0,0,0,0,0]
[null,3576,5.8405561284717774E-5,5.5164373974058957E-5,5.226559154569676E-5,4.407151475639817E-5,3.5293863193137881E-5,2.6959746758860427E-5,null,null,0,0,0,0,0,0,null,5.8405561284717774E-5,5.5164373974058957E-5,5.226559154569676E-5,4.407151475639817E-5,3.5293863193137881E-5,2.6959746758860427E-5,null,0,0,0,0,0,0,null,0,0,0,0,0,0,null,0,0,0,0,0,0,null,0,0,0,0,0,0]
[null,3592,5.7236409390288812E-5,5.4060103577232309E-5,5.1219348447865422E-5,4.2719983771514218E-5,3.3641556124275007E-5,2.5037974791078149E-5,null,null,0.12894205725496388,0.12894205725496388,0.12894205725496388,0.12894205725496388,0.12894205725496388,0.12894205725496388,null,5.7236409390288812E-5,5.4060103577232309E-5,5.1219348447865422E-5,4.2719983771514218E-5,3.3641556124275007E-5,2.5037974791078149E-5,null,0,0,0,0,0,0,null,0,0,0,0,0,0,null,0,0,0,0,0,0,null,0.12894205725496388,0.33578548867791669,0.28020787198893715,0.21986028498701587,0.12894205725496388,0.12894205725496388]
[null,3609,5.5876442218176606E-5,5.2775607100790249E-5,5.0002349806474551E-5,4.1185211207231202E-5,3.1794828267561715E-5,2.2912515508589131E-5,null,null,0.50824773652343536,0.50824773652343536,0.50824773652343536,0.50824773652343536,0.50824773652343536,0.50824773652343536,null,5.5876442218176606E-5,5.2775607100790249E-5,5.0002349806474551E-5,4.1185211207231202E-5,3.1794828267561715E-5,2.2912515508589131E-5,null,0,0,0,0,0,0,null,0,0,0,0,0,0,null,0,0,0,0,0,0,null,0.50824773652343536,6.4953090493208056E-3,0.18537602632825789,0.33263663156584633,0.50824773652343536,0.50824773652343536]
[null,3626,5.4316317146203328E-5,5.130206038668379E-5,4.8606235156116898E-5,3.9480081541810889E-5,2.9788206944393242E-5,2.0637761063012483E-5,null,null,0,0,0,0,0,0,null,5.4316317146203328E-5,5.130206038668379E-5,4.8606235156116898E-5,3.9480081541810889E-5,2.9788206944393242E-5,2.0637761063012483E-5,null,0,0,0,0,0,0,null,0,0,0,0,0,0,null,0,0,0,0,0,0,null,0,0,0,0,0,0]
[null,3644,5.3040995046707249E-5,5.0097511647035047E-5,4.7464983150738025E-5,3.8008031415314841E-5,2.7990314022001417E-5,1.8547990389813394E-5,null,null,0,0,0,0,0,0,null,5.3040995046707249E-5,5.0097511647035047E-5,4.7464983150738025E-5,3.8008031415314841E-5,2.7990314022001417E-5,1.8547990389813394E-5,null,0,0,0,0,0,0,null,0,0,0,0,0,0,null,0,0,0,0,0,0,null,0,0,0,0,0,0]
[null,3661,5.1851525030237265E-5,4.8974050672152688E-5,4.6400557903052921E-5,3.6635637952431249E-5,2.6314582661412437E-5,1.6600551656350209E-5,null,null,0.7882423244748622,0.7882423244748622,0.7882423244748622,0.7882423244748622,0.7882423244748622,0.7882423244748622,null,5.1851525030237265E-5,4.8974050672152688E-5,4.6400557903052921E-5,3.6635637952431249E-5,2.6314582661412437E-5,1.6600551656350209E-5,null,0,0,0,0,0,0,null,0,0,0,0,0,0,null,0,0,0,0,0,0,null,0.7882423244748622,0.40452614634578338,0.56276893059193311,0.67581107509029603,0.7882423244748622,0.7882423244748622]
[null,3676,5.0623093514638842E-5,4.7813790346981855E-5,4.5301267040610198E-5,3.5272648918141122E-5,2.4693507903753491E-5,1.4749402855824441E-5,null,null,0,0,0,0,0,0,null,5.0623093514638842E-5,4.7813790346981855E-5,4.5301267040610198E-5,3.5272648918141122E-5,2.4693507903753491E-5,1.4749402855824441E-5,null,0,0,0,0,0,0,null,0,0,0,0,0,0,null,0,0,0,0,0,0,null,0,0,0,0,0,0]
[null,3696,4.9177935518881661E-5,4.6448830668897064E-5,4.4008033385050661E-5,3.3629573380634685E-5,2.2706587795891674E-5,1.2454984741597748E-5,null,null,0,0,0,0,0,0,null,4.9177935518881661E-5,4.6448830668897064E-5,4.4008033385050661E-5,3.3629573380634685E-5,2.2706587795891674E-5,1.2454984741597748E-5,null,0,0,0,0,0,0,null,0,0,0,0,0,0,null,0,0,0,0,0,0,null,0,0,0,0,0,0]
[null,3713,4.7635538559989316E-5,4.4992028255133563E-5,4.2627783154052788E-5,3.1964689361964357E-5,2.0764826700982291E-5,1.0267538859515292E-5,null,null,6.3591570734347356E-3,6.3591570734347356E-3,6.3591570734347356E-3,6.3591570734347356E-3,6.3591570734347356E-3,6.3591570734347356E-3,null,4.7635538559989316E-5,4.4992028255133563E-5,4.2627783154052788E-5,3.1964689361964357E-5,2.0764826700982291E-5,1.0267538859515292E-5,null,0,0,0,0,0,0,null,0,0,0,0,0,0,null,0,0,0,0,0,0,null,6.3591570734347356E-3,0.10867066065892209,7.8098573069819835E-2,4.8187714056950735E-2,6.3591570734347356E-3,6.3591570734347356E-3]
[null,3730,4.6029120584678408E-5,4.3474757639126503E-5,4.1190242209279194E-5,3.0249357928994997E-5,1.8780068501254134E-5,8.0442431420879432E-6,null,null,0.63274740390795026,0.63274740390795026,0.63274740390795026,0.63274740390795026,0.63274740390795026,0.63274740390795026,null,4.6029120584678408E-5,4.3474757639126503E-5,4.1190242209279194E-5,3.0249357928994997E-5,1.8780068501254134E-5,8.0442431420879432E-6,null,0,0,0,0,0,0,null,0,0,0,0,0,0,null,0,0,0,0,0,0,null,0.63274740390795026,0.81390258189617282,0.79312472159100444,0.74082381595975078,0.63274740390795026,0.63274740390795026]
[null,3743,4.5052370115355242E-5,4.2552211446882656E-5,4.0316174056370775E-5,2.9160961133455066E-5,1.7481734485318307E-5,6.5586433509172462E-6,null,null,0,0,0,0,0,0,null,4.5052370115355242E-5,4.2552211446882656E-5,4.0316174056370775E-5,2.9160961133455066E-5,1.7481734485318307E-5,6.5586433509172462E-6,null,0,0,0,0,0,0,null,0,0,0,0,0,0,null,0,0,0,0,0,0,null,0,0,0,0,0,0]
[null,3749,4.4718404350172161E-5,4.2236778944226219E-5,4.0017316928909664E-5,2.8761679201544282E-5,1.6983114564443134E-5,5.9707615055732915E-6,null,null,0,0,0,0,0,0,null,4.4718404350172161E-5,4.2236778944226219E-5,4.0017316928909664E-5,2.8761679201544282E-5,1.6983114564443134E-5,5.9707615055732915E-6,null,0,0,0,0,0,0,null,0,0,0,0,0,0,null,0,0,0,0,0,0,null,0,0,0,0,0,0]
[null,3766,4.3523394197847653E-5,4.1108085280548092E-5,3.8947933960224871E-5,2.7417282768943306E-5,1.5368881941302492E-5,4.1155256276005605E-6,null,null,0,0,0,0,0,0,null,4.3523394197847653E-5,4.1108085280548092E-5,3.8947933960224871E-5,2.7417282768943306E-5,1.5368881941302492E-5,4.1155256276005605E-6,null,0,0,0,0,0,0,null,0,0,0,0,0,0,null,0,0,0,0,0,0,null,0,0,0,0,0,0]
[null,3793,4.1379292657809666E-5,3.9082969579383526E-5,3.7029234218982128E-5,2.5079616313702626E-5,1.2622675568047811E-5,1.0061348672826692E-6,null,null,0,0,0,0,0,0,null,4.1379292657809666E-5,3.9082969579383526E-5,3.7029234218982128E-5,2.5079616313702626E-5,1.2622675568047811E-5,1.0061348672826692E-6,null,0,0,0,0,0,0,null,0,0,0,0,0,0,null,0,0,0,0,0,0,null,0,0,0,0,0,0]
[null,3801,4.1113672916853198E-5,3.8832090272641044E-5,3.679153814035653E-5,2.4712450782398212E-5,1.2126147258370788E-5,3.925049771583058E-7,null,null,0.57819846433121735,0.57819846433121735,0.57819846433121735,0.57819846433121735,0.57819846433121735,0.57819846433121735,null,4.1113672916853198E-5,3.8832090272641044E-5,3.679153814035653E-5,2.4712450782398212E-5,1.2126147258370788E-5,3.925049771583058E-7,null,0,0,0,0,0,0,null,0,0,0,0,0,0,null,0,0,0,0,0,0,null,0.57819846433121735,0.62610784788036078,0.64266262163490084,0.62926711041477756,0.57819846433121735,0.57819846433121735]
[null,3818,4.0002642899910799E-5,3.7782716308880299E-5,3.5797306772945395E-5,2.3460024608051734E-5,1.0620301396001948E-5,0,null,null,0,0,0,0,0,0,null,4.0002642899910799E-5,3.7782716308880299E-5,3.5797306772945395E-5,2.3460024608051734E-5,1.0620301396001948E-5,0,null,0,0,0,0,0,0,null,0,0,0,0,0,0,null,0,0,0,0,0,0,null,0,0,0,0,0,0]
[null,3835,3.9238010680484586E-5,3.7060516970714204E-5,3.5113057629813418E-5,2.2516238805833516E-5,9.4190149001063672E-6,0,null,null,0,0,0,0,0,0,null,3.9238010680484586E-5,3.7060516970714204E-5,3.5113057629813418E-5,2.2516238805833516E-5,9.4190149001063672E-6,0,null,0,0,0,0,0,0,null,0,0,0,0,0,0,null,0,0,0,0,0,0,null,0,0,0,0,0,0]
[null,3859,3.7636949580551042E-5,3.5548305952973981E-5,3.3680310411087076E-5,2.0740082337314272E-5,7.3067683525845489E-6,0,null,null,0,0,0,0,0,0,null,3.7636949580551042E-5,3.5548305952973981E-5,3.3680310411087076E-5,2.0740082337314272E-5,7.3067683525845489E-6,0,null,0,0,0,0,0,0,null,0,0,0,0,0,0,null,0,0,0,0,0,0,null,0,0,0,0,0,0]
[null,3870,3.7151746950752529E-5,3.5090029399600536E-5,3.3246115414786567E-5,2.0147416503967029E-5,6.5570186447144066E-6,0,null,null,0,0,0,0,0,0,null,3.7151746950752529E-5,3.5090029399600536E-5,3.3246115414786567E-5,2.0147416503967029E-5,6.5570186447144066E-6,0,null,0,0,0,0,0,0,null,0,0,0,0,0,0,null,0,0,0,0,0,0,null,0,0,0,0,0,0]
[null,3887,3.6181814376406139E-5,3.4173922746673524E-5,3.2378148415710413E-5,1.9045190865566961E-5,5.2245677941680621E-6,0,null,null,0,0,0,0,0,0,null,3.6181814376406139E-5,3.4173922746673524E-5,3.2378148415710413E-5,1.9045190865566961E-5,5.2245677941680621E-6,0,null,0,0,0,0,0,0,null,0,0,0,0,0,0,null,0,0,0,0,0,0,null,0,0,0,0,0,0]
[null,3909,3.5082752561617861E-5,3.3135852815695016E-5,3.1394627075761805E-5,1.7765492563023318E-5,3.6527934348104772E-6,0,null,null,0,0,0,0,0,0,null,3.5082752561617861E-5,3.3135852815695016E-5,3.1394627075761805E-5,1.7765492563023318E-5,3.6527934348104772E-6,0,null,0,0,0,0,0,0,null,0,0,0,0,0,0,null,0,0,0,0,0,0,null,0,0,0,0,0,0]
[null,3922,3.4223596580091264E-5,3.2324375264166296E-5,3.0625791118760893E-5,1.6832032341844091E-5,2.5589368201502801E-6,0,null,null,0.80291123112829954,0.80291123112829954,0.80291123112829954,0.80291123112829954,0.80291123112829954,0.80291123112829954,null,3.4223596580091264E-5,3.2324375264166296E-5,3.0625791118760893E-5,1.6832032341844091E-5,2.5589368201502801E-6,0,null,0,0,0,0,0,0,null,0,0,0,0,0,0,null,0,0,0,0,0,0,null,0.80291123112829954,0.82023554077462701,0.85809139171497395,0.85387810025798372,0.80291123112829954,0.80291123112829954]
[null,3939,3.3177741740539437E-5,3.1336559614037232E-5,2.9689883293243445E-5,1.5685585097693802E-5,1.2069418261275044E-6,0,null,null,0,0,0,0,0,0,null,3.3177741740539437E-5,3.1336559614037232E-5,2.9689883293243445E-5,1.5685585097693802E-5,1.2069418261275044E-6,0,null,0,0,0,0,0,0,null,0,0,0,0,0,0,null,0,0,0,0,0,0,null,0,0,0,0,0,0]
[null,3959,3.1935348969294581E-5,3.0163112806095129E-5,2.857809887249856E-5,1.4335949493564579E-5,0,0,null,null,0,0,0,0,0,0,null,3.1935348969294581E-5,3.0163112806095129E-5,2.857809887249856E-5,1.4335949493564579E-5,0,0,null,0,0,0,0,0,0,null,0,0,0,0,0,0,null,0,0,0,0,0,0,null,0,0,0,0,0,0]
[null,3974,3.1380667650914759E-5,2.9639213249092933E-5,2.8081729235998658E-5,1.3659624745255324E-5,0,0,null,null,0.60268798412465763,0.60268798412465763,0.60268798412465763,0.60268798412465763,0.60268798412465763,0.60268798412465763,null,3.1380667650914759E-5,2.9639213249092933E-5,2.8081729235998658E-5,1.3659624745255324E-5,0,0,null,0,0,0,0,0,0,null,0,0,0,0,0,0,null,0,0,0,0,0,0,null,0.60268798412465763,0.24818894727001992,0.38764551634284045,0.49194703089231412,0.60268798412465763,0.60268798412465763]
[null,3991,3.0276610348569651E-5,2.8596425052632392E-5,2.7093737566402084E-5,1.2485647845874287E-5,0,0,null,null,0.27070390456754351,0.27070390456754351,0.27070390456754351,0.27070390456754351,0.27070390456754351,0.27070390456754351,null,3.0276610348569651E-5,2.8596425052632392E-5,2.7093737566402084E-5,1.2485647845874287E-5,0,0,null,0,0,0,0,0,0,null,0,0,0,0,0,0,null,0,0,0,0,0,0,null,0.27070390456754351,6.6642502058230274E-2,0.14282760135504466,0.20278606906268276,0.27070390456754351,0.27070390456754351]
[null,3992,3.0213027663412451E-5,2.8536370856676839E-5,2.7036839103675137E-5,1.2418021687490796E-5,0,0,null,null,0.53705562007419005,0.53705562007419005,0.53705562007419005,0.53705562007419005,0.53705562007419005,0.53705562007419005,null,3.0213027663412451E-5,2.8536370856676839E-5,2.7036839103675137E-5,1.2418021687490796E-5,0,0,null,0,0,0,0,0,0,null,0,0,0,0,0,0,null,0,0,0,0,0,0,null,0.53705562007419005,0.35420085209775026,0.43827285594602172,0.49231299030756626,0.53705562007419005,0.53705562007419005]
[null,4009,2.9288420747578926E-5,2.7663074537591766E-5,2.6209432837211845E-5,1.1408908537915023E-5,0,0,null,null,0,0,0,0,0,0,null,2.9288420747578926E-5,2.7663074537591766E-5,2.6209432837211845E-5,1.1408908537915023E-5,0,0,null,0,0,0,0,0,0,null,0,0,0,0,0,0,null,0,0,0,0,0,0,null,0,0,0,0,0,0]
[null,4027,2.8243908619519712E-5,2.6676527085854912E-5,2.5274726568684743E-5,1.029196617906807E-5,0,0,null,null,0,0,0,0,0,0,null,2.8243908619519712E-5,2.6676527085854912E-5,2.5274726568684743E-5,1.029196617906807E-5,0,0,null,0,0,0,0,0,0,null,0,0,0,0,0,0,null,0,0,0,0,0,0,null,0,0,0,0,0,0]
[null,4044,2.7175659999025718E-5,2.5667560386417981E-5,2.4318779141079047E-5,9.1740638255564112E-6,0,0,null,null,0.87397819395429099,0.87397819395429099,0.87397819395429099,0.87397819395429099,0.87397819395429099,0.87397819395429099,null,2.7175659999025718E-5,2.5667560386417981E-5,2.4318779141079047E-5,9.1740638255564112E-6,0,0,null,0,0,0,0,0,0,null,0,0,0,0,0,0,null,0,0,0,0,0,0,null,0.87397819395429099,0.47984316332766402,0.64583524368862288,0.76201508148848884,0.87397819395429099,0.87397819395429099]
[null,4059,2.6453421911403667E-5,2.4985402538988527E-5,2.3672467384868316E-5,8.3866948525166461E-6,0,0,null,null,0,0,0,0,0,0,null,2.6453421911403667E-5,2.4985402538988527E-5,2.3672467384868316E-5,8.3866948525166461E-6,0,0,null,0,0,0,0,0,0,null,0,0,0,0,0,0,null,0,0,0,0,0,0,null,0,0,0,0,0,0]
[null,4079,2.5255477172674574E-5,2.3853937142305503E-5,2.2600458332451009E-5,7.1419263248844519E-6,0,0,null,null,0,0,0,0,0,0,null,2.5255477172674574E-5,2.3853937142305503E-5,2.2600458332451009E-5,7.1419263248844519E-6,0,0,null,0,0,0,0,0,0,null,0,0,0,0,0,0,null,0,0,0,0,0,0,null,0,0,0,0,0,0]
[null,4096,2.4389806269510164E-5,2.3036306211445531E-5,2.1825792344443046E-5,6.2261088049878401E-6,0,0,null,null,0.22243519635588735,0.22243519635588735,0.22243519635588735,0.22243519635588735,0.22243519635588735,0.22243519635588735,null,2.4389806269510164E-5,2.3036306211445531E-5,2.1825792344443046E-5,6.2261088049878401E-6,0,0,null,0,0,0,0,0,0,null,0,0,0,0,0,0,null,0,0,0,0,0,0,null,0.22243519635588735,5.075927335533225E-2,0.1145686469417898,0.16500579575275648,0.22243519635588735,0.22243519635588735]
[null,4109,2.3731562079353466E-5,2.2414590952259125E-5,2.12367470339743E-5,5.5347571581964301E-6,0,0,null,null,0,0,0,0,0,0,null,2.3731562079353466E-5,2.2414590952259125E-5,2.12367470339743E-5,5.5347571581964301E-6,0,0,null,0,0,0,0,0,0,null,0,0,0,0,0,0,null,0,0,0,0,0,0,null,0,0,0,0,0,0]
[null,4131,2.2839572720702859E-5,2.1572102095391348E-5,2.0438529356464556E-5,4.5698209614554182E-6,0,0,null,null,0,0,0,0,0,0,null,2.2839572720702859E-5,2.1572102095391348E-5,2.0438529356464556E-5,4.5698209614554182E-6,0,0,null,0,0,0,0,0,0,null,0,0,0,0,0,0,null,0,0,0,0,0,0,null,0,0,0,0,0,0]
[null,4148,2.2110368218098709E-5,2.088336443068289E-5,1.9785983539798224E-5,3.7992592939954304E-6,0,0,null,null,0,0,0,0,0,0,null,2.2110368218098709E-5,2.088336443068289E-5,1.9785983539798224E-5,3.7992592939954304E-6,0,0,null,0,0,0,0,0,0,null,0,0,0,0,0,0,null,0,0,0,0,0,0,null,0,0,0,0,0,0]
[null,4165,2.1429658104420532E-5,2.0240429983125537E-5,1.9176834068755686E-5,3.0797307864733644E-6,0,0,null,null,0.70215692685841868,0.70215692685841868,0.70215692685841868,0.70215692685841868,0.70215692685841868,0.70215692685841868,null,2.1429658104420532E-5,2.0240429983125537E-5,1.9176834068755686E-5,3.0797307864733644E-6,0,0,null,0,0,0,0,0,0,null,0,0,0,0,0,0,null,0,0,0,0,0,0,null,0.70215692685841868,0.72080674422491664,0.75285484401281599,0.74814695846569845,0.70215692685841868,0.70215692685841868]
[null,4176,2.1095775275582665E-5,1.9925075814303464E-5,1.8878051158835636E-5,2.7118143893882808E-6,0,0,null,null,0,0,0,0,0,0,null,2.1095775275582665E-5,1.9925075814303464E-5,1.8878051158835636E-5,2.7118143893882808E-6,0,0,null,0,0,0,0,0,0,null,0,0,0,0,0,0,null,0,0,0,0,0,0,null,0,0,0,0,0,0]
[null,4200,1.9955583934287518E-5,1.8848158819249313E-5,1.7857724093788407E-5,1.5627769674612839E-6,0,0,null,null,0,0,0,0,0,0,null,1.9955583934287518E-5,1.8848158819249313E-5,1.7857724093788407E-5,1.5627769674612839E-6,0,0,null,0,0,0,0,0,0,null,0,0,0,0,0,0,null,0,0,0,0,0,0,null,0,0,0,0,0,0]
[null,4217,1.9264325781991953E-5,1.8195261691183749E-5,1.7239135462058802E-5,8.6115860460651602E-7,0,0,null,null,1.3293344307765164E-2,1.3293344307765164E-2,1.3293344307765164E-2,1.3293344307765164E-2,1.3293344307765164E-2,1.3293344307765164E-2,null,1.9264325781991953E-5,1.8195261691183749E-5,1.7239135462058802E-5,8.6115860460651602E-7,0,0,null,0,0,0,0,0,0,null,0,0,0,0,0,0,null,0,0,0,0,0,0,null,1.3293344307765164E-2,4.6640948800926327E-2,3.727840999458043E-2,2.7541123615652186E-2,1.3293344307765164E-2,1.3293344307765164E-2]
[null,4226,1.8856969973889556E-5,1.7810511889206496E-5,1.6874603526884709E-5,4.5723372132587282E-7,0,0,null,null,0,0,0,0,0,0,null,1.8856969973889556E-5,1.7810511889206496E-5,1.6874603526884709E-5,4.5723372132587282E-7,0,0,null,0,0,0,0,0,0,null,0,0,0,0,0,0,null,0,0,0,0,0,0,null,0,0,0,0,0,0]
[null,4252,1.7742349728876376E-5,1.6757746935279875E-5,1.5877159359360439E-5,0,0,0,null,null,0,0,0,0,0,0,null,1.7742349728876376E-5,1.6757746935279875E-5,1.5877159359360439E-5,0,0,0,null,0,0,0,0,0,0,null,0,0,0,0,0,0,null,0,0,0,0,0,0,null,0,0,0,0,0,0]
[null,4253,1.7634349978405517E-5,1.6655740576758012E-5,1.5780513240035769E-5,0,0,0,null,null,0,0,0,0,0,0,null,1.7634349978405517E-5,1.6655740576758012E-5,1.5780513240035769E-5,0,0,0,null,0,0,0,0,0,0,null,0,0,0,0,0,0,null,0,0,0,0,0,0,null,0,0,0,0,0,0]
[null,4270,1.694103974672906E-5,1.6000905248426891E-5,1.5160088256760495E-5,0,0,0,null,null,0,0,0,0,0,0,null,1.694103974672906E-5,1.6000905248426891E-5,1.5160088256760495E-5,0,0,0,null,0,0,0,0,0,0,null,0,0,0,0,0,0,null,0,0,0,0,0,0,null,0,0,0,0,0,0]
[null,4292,1.6094762713278408E-5,1.5201591934214392E-5,1.4402777329651756E-5,0,0,0,null,null,0,0,0,0,0,0,null,1.6094762713278408E-5,1.5201591934214392E-5,1.4402777329651756E-5,0,0,0,null,0,0,0,0,0,0,null,0,0,0,0,0,0,null,0,0,0,0,0,0,null,0,0,0,0,0,0]
[null,4305,1.5768197953589927E-5,1.4893149721967085E-5,1.4110543166197828E-5,0,0,0,null,null,0.68377851191214467,0.68377851191214467,0.68377851191214467,0.68377851191214467,0.68377851191214467,0.68377851191214467,null,1.5768197953589927E-5,1.4893149721967085E-5,1.4110543166197828E-5,0,0,0,null,0,0,0,0,0,0,null,0,0,0,0,0,0,null,0,0,0,0,0,0,null,0.68377851191214467,0,0.2433001354689282,0.44397464271152609,0.68377851191214467,0.68377851191214467]
[null,4322,1.5230874347722398E-5,1.4385644619932869E-5,1.3629706487388584E-5,0,0,0,null,null,0,0,0,0,0,0,null,1.5230874347722398E-5,1.4385644619932869E-5,1.3629706487388584E-5,0,0,0,null,0,0,0,0,0,0,null,0,0,0,0,0,0,null,0,0,0,0,0,0,null,0,0,0,0,0,0]
[null,4343,1.4455589910469392E-5,1.3653384203422103E-5,1.2935924956351345E-5,0,0,0,null,null,0,0,0,0,0,0,null,1.4455589910469392E-5,1.3653384203422103E-5,1.2935924956351345E-5,0,0,0,null,0,0,0,0,0,0,null,0,0,0,0,0,0,null,0,0,0,0,0,0,null,0,0,0,0,0,0]
[null,4357,1.3729795047271594E-5,1.2967866961892391E-5,1.2286430335780227E-5,0,0,0,null,null,0.77940264513874036,0.77940264513874036,0.77940264513874036,0.77940264513874036,0.77940264513874036,0.77940264513874036,null,1.3729795047271594E-5,1.2967866961892391E-5,1.2286430335780227E-5,0,0,0,null,0,0,0,0,0,0,null,0,0,0,0,0,0,null,0,0,0,0,0,0,null,0.77940264513874036,0.58345738205016773,0.68449087471112202,0.74261624468250798,0.77940264513874036,0.77940264513874036]
[null,4374,1.3151384885543551E-5,1.2421555381794441E-5,1.1768826385166905E-5,0,0,0,null,null,3.3825303582099653E-5,3.3825303582099653E-5,3.3825303582099653E-5,3.3825303582099653E-5,3.3825303582099653E-5,3.3825303582099653E-5,null,1.3151384885543551E-5,1.2421555381794441E-5,1.1768826385166905E-5,0,0,0,null,0,0,0,0,0,0,null,0,0,0,0,0,0,null,0,0,0,0,0,0,null,3.3825303582099653E-5,0,1.2035623817409257E-5,2.1962633821989906E-5,3.3825303582099653E-5,3.3825303582099653E-5]
[null,4393,1.2457096642567355E-5,1.1765796316409812E-5,1.1147526205454939E-5,0,0,0,null,null,0,0,0,0,0,0,null,1.2457096642567355E-5,1.1765796316409812E-5,1.1147526205454939E-5,0,0,0,null,0,0,0,0,0,0,null,0,0,0,0,0,0,null,0,0,0,0,0,0,null,0,0,0,0,0,0]
[null,4409,1.1690517130983511E-5,1.1041757750087062E-5,1.0461534482091014E-5,0,0,0,null,null,6.106594806688391E-2,6.106594806688391E-2,6.106594806688391E-2,6.106594806688391E-2,6.106594806688391E-2,6.106594806688391E-2,null,1.1690517130983511E-5,1.1041757750087062E-5,1.0461534482091014E-5,0,0,0,null,0,0,0,0,0,0,null,0,0,0,0,0,0,null,0,0,0,0,0,0,null,6.106594806688391E-2,0.10953345469099159,9.8166289911125651E-2,8.4058419529289469E-2,6.106594806688391E-2,6.106594806688391E-2]
[null,4426,1.1159771400016381E-5,1.054046548708698E-5,9.9865841694979485E-6,0,0,0,null,null,0.8479327101960743,0.8479327101960743,0.8479327101960743,0.8479327101960743,0.8479327101960743,0.8479327101960743,null,1.1159771400016381E-5,1.054046548708698E-5,9.9865841694979485E-6,0,0,0,null,0,0,0,0,0,0,null,0,0,0,0,0,0,null,0,0,0,0,0,0,null,0.8479327101960743,0.7976907539552458,0.85837791607161651,0.87396995143409117,0.8479327101960743,0.8479327101960743]
[null,4443,1.0511339245444229E-5,9.9280177494948658E-6,9.4063193900747611E-6,0,0,0,null,null,0,0,0,0,0,0,null,1.0511339245444229E-5,9.9280177494948658E-6,9.4063193900747611E-6,0,0,0,null,0,0,0,0,0,0,null,0,0,0,0,0,0,null,0,0,0,0,0,0,null,0,0,0,0,0,0]
[null,4459,9.7639822284645852E-6,9.2221349350857244E-6,8.7375293685586229E-6,0,0,0,null,null,0,0,0,0,0,0,null,9.7639822284645852E-6,9.2221349350857244E-6,8.7375293685586229E-6,0,0,0,null,0,0,0,0,0,0,null,0,0,0,0,0,0,null,0,0,0,0,0,0,null,0,0,0,0,0,0]
[null,4478,8.8955337680751821E-6,8.4018805861449482E-6,7.9603778180764208E-6,0,0,0,null,null,0.72836026203335191,0.72836026203335191,0.72836026203335191,0.72836026203335191,0.72836026203335191,0.72836026203335191,null,8.8955337680751821E-6,8.4018805861449482E-6,7.9603778180764208E-6,0,0,0,null,0,0,0,0,0,0,null,0,0,0,0,0,0,null,0,0,0,0,0,0,null,0.72836026203335191,0.51952839004593887,0.6217162387971451,0.68355566785293298,0.72836026203335191,0.72836026203335191]
[null,4495,8.3513217186755327E-6,7.8878693112952262E-6,7.4733768533992592E-6,0,0,0,null,null,0.28603804219142875,0.28603804219142875,0.28603804219142875,0.28603804219142875,0.28603804219142875,0.28603804219142875,null,8.3513217186755327E-6,7.8878693112952262E-6,7.4733768533992592E-6,0,0,0,null,0,0,0,0,0,0,null,0,0,0,0,0,0,null,0,0,0,0,0,0,null,0.28603804219142875,0,0.1017772468746185,0.18572335247668736,0.28603804219142875,0.28603804219142875]
[null,4509,7.7053108244440842E-6,7.2777084674164007E-6,6.8952787957951828E-6,0,0,0,null,null,0,0,0,0,0,0,null,7.7053108244440842E-6,7.2777084674164007E-6,6.8952787957951828E-6,0,0,0,null,0,0,0,0,0,0,null,0,0,0,0,0,0,null,0,0,0,0,0,0,null,0,0,0,0,0,0]
[null,4514,7.4013631063194066E-6,6.990628175362452E-6,6.6232840244529604E-6,0,0,0,null,null,0,0,0,0,0,0,null,7.4013631063194066E-6,6.990628175362452E-6,6.6232840244529604E-6,0,0,0,null,0,0,0,0,0,0,null,0,0,0,0,0,0,null,0,0,0,0,0,0,null,0,0,0,0,0,0]
[null,4531,6.6738111694228784E-6,6.3034513680570727E-6,5.9722170451161088E-6,0,0,0,null,null,0,0,0,0,0,0,null,6.6738111694228784E-6,6.3034513680570727E-6,5.9722170451161088E-6,0,0,0,null,0,0,0,0,0,0,null,0,0,0,0,0,0,null,0,0,0,0,0,0,null,0,0,0,0,0,0]
[null,4560,5.5676564383166504E-6,5.2586821385918469E-6,4.9823484420133161E-6,0,0,0,null,null,0,0,0,0,0,0,null,5.5676564383166504E-6,5.2586821385918469E-6,4.9823484420133161E-6,0,0,0,null,0,0,0,0,0,0,null,0,0,0,0,0,0,null,0,0,0,0,0,0,null,0,0,0,0,0,0]
[null,4566,5.3384150518389854E-6,5.0421623878040983E-6,4.7772063903411606E-6,0,0,0,null,null,0,0,0,0,0,0,null,5.3384150518389854E-6,5.0421623878040983E-6,4.7772063903411606E-6,0,0,0,null,0,0,0,0,0,0,null,0,0,0,0,0,0,null,0,0,0,0,0,0,null,0,0,0,0,0,0]
[null,4583,4.5753620660519567E-6,4.3214546444989764E-6,4.094370461610784E-6,0,0,0,null,null,0,0,0,0,0,0,null,4.5753620660519567E-6,4.3214546444989764E-6,4.094370461610784E-6,0,0,0,null,0,0,0,0,0,0,null,0,0,0,0,0,0,null,0,0,0,0,0,0,null,0,0,0,0,0,0]
[null,4600,3.8302479318962385E-6,3.6176902452571137E-6,3.4275875365933636E-6,0,0,0,null,null,0.25186321047231408,0.25186321047231408,0.25186321047231408,0.25186321047231408,0.25186321047231408,0.25186321047231408,null,3.8302479318962385E-6,3.6176902452571137E-6,3.4275875365933636E-6,0,0,0,null,0,0,0,0,0,0,null,0,0,0,0,0,0,null,0,0,0,0,0,0,null,0.25186321047231408,0.27984527785621821,0.28490742437785321,0.27699245434578657,0.25186321047231408,0.25186321047231408]
[null,4626,2.6982560437092533E-6,2.5485176787760632E-6,2.4145979451980026E-6,0,0,0,null,null,0,0,0,0,0,0,null,2.6982560437092533E-6,2.5485176787760632E-6,2.4145979451980026E-6,0,0,0,null,0,0,0,0,0,0,null,0,0,0,0,0,0,null,0,0,0,0,0,0,null,0,0,0,0,0,0]
[null,4635,2.3373292222824787E-6,2.2076203101608478E-6,2.0916140818186372E-6,0,0,0,null,null,0,0,0,0,0,0,null,2.3373292222824787E-6,2.2076203101608478E-6,2.0916140818186372E-6,0,0,0,null,0,0,0,0,0,0,null,0,0,0,0,0,0,null,0,0,0,0,0,0,null,0,0,0,0,0,0]
[null,4652,1.3688155970785696E-6,1.2928538625058075E-6,1.224916862788664E-6,0,0,0,null,null,0,0,0,0,0,0,null,1.3688155970785696E-6,1.2928538625058075E-6,1.224916862788664E-6,0,0,0,null,0,0,0,0,0,0,null,0,0,0,0,0,0,null,0,0,0,0,0,0,null,0,0,0,0,0,0]
[null,4676,3.6736294992625189E-7,3.4697632739380639E-7,3.2874338449156664E-7,0,0,0,null,null,0,0,0,0,0,0,null,3.6736294992625189E-7,3.4697632739380639E-7,3.2874338449156664E-7,0,0,0,null,0,0,0,0,0,0,null,0,0,0,0,0,0,null,0,0,0,0,0,0,null,0,0,0,0,0,0]
[null,4687,0,0,0,0,0,0,null,null,0.28275698774396507,0.28275698774396507,0.28275698774396507,0.28275698774396507,0.28275698774396507,0.28275698774396507,null,0,0,0,0,0,0,null,0,0,0,0,0,0,null,0,0,0,0,0,0,null,0,0,0,0,0,0,null,0.28275698774396507,0,0.10060979136432979,0.18359297699595434,0.28275698774396507,0.28275698774396507]
[null,4704,0,0,0,0,0,0,null,null,0,0,0,0,0,0,null,0,0,0,0,0,0,null,0,0,0,0,0,0,null,0,0,0,0,0,0,null,0,0,0,0,0,0,null,0,0,0,0,0,0]
[null,4721,0,0,0,0,0,0,null,null,3.3588526457024953E-2,3.3588526457024953E-2,3.3588526457024953E-2,3.3588526457024953E-2,3.3588526457024953E-2,3.3588526457024953E-2,null,0,0,0,0,0,0,null,0,0,0,0,0,0,null,0,0,0,0,0,0,null,0,0,0,0,0,0,null,3.3588526457024953E-2,0,1.1951374450687391E-2,2.1808895385235973E-2,3.3588526457024953E-2,3.3588526457024953E-2]
[null,4726,0,0,0,0,0,0,null,null,0,0,0,0,0,0,null,0,0,0,0,0,0,null,0,0,0,0,0,0,null,0,0,0,0,0,0,null,0,0,0,0,0,0,null,0,0,0,0,0,0]
[null,4756,0,0,0,0,0,0,null,null,0,0,0,0,0,0,null,0,0,0,0,0,0,null,0,0,0,0,0,0,null,0,0,0,0,0,0,null,0,0,0,0,0,0,null,0,0,0,0,0,0]
[null,4773,0,0,0,0,0,0,null,null,0,0,0,0,0,0,null,0,0,0,0,0,0,null,0,0,0,0,0,0,null,0,0,0,0,0,0,null,0,0,0,0,0,0,null,0,0,0,0,0,0]
[null,4776,0,0,0,0,0,0,null,null,0,0,0,0,0,0,null,0,0,0,0,0,0,null,0,0,0,0,0,0,null,0,0,0,0,0,0,null,0,0,0,0,0,0,null,0,0,0,0,0,0]
[null,4792,0,0,0,0,0,0,null,null,0.19880258425319375,0.19880258425319375,0.19880258425319375,0.19880258425319375,0.19880258425319375,0.19880258425319375,null,0,0,0,0,0,0,null,0,0,0,0,0,0,null,0,0,0,0,0,0,null,0,0,0,0,0,0,null,0.19880258425319375,0.13883605640501129,0.16762418560003806,0.18537052422203465,0.19880258425319375,0.19880258425319375]
[null,4809,0,0,0,0,0,0,null,null,0.68994599226528064,0.68994599226528064,0.68994599226528064,0.68994599226528064,0.68994599226528064,0.68994599226528064,null,0,0,0,0,0,0,null,0,0,0,0,0,0,null,0,0,0,0,0,0,null,0,0,0,0,0,0,null,0.68994599226528064,3.1281339931653648E-2,0.26732432985394816,0.46066166970526112,0.68994599226528064,0.68994599226528064]
[null,4826,0,0,0,0,0,0,null,null,0,0,0,0,0,0,null,0,0,0,0,0,0,null,0,0,0,0,0,0,null,0,0,0,0,0,0,null,0,0,0,0,0,0,null,0,0,0,0,0,0]
[null,4844,0,0,0,0,0,0,null,null,0,0,0,0,0,0,null,0,0,0,0,0,0,null,0,0,0,0,0,0,null,0,0,0,0,0,0,null,0,0,0,0,0,0,null,0,0,0,0,0,0]
[null,4861,0,0,0,0,0,0,null,null,0.33571613805233907,0.33571613805233907,0.33571613805233907,0.33571613805233907,0.33571613805233907,0.33571613805233907,null,0,0,0,0,0,0,null,0,0,0,0,0,0,null,0,0,0,0,0,0,null,0,0,0,0,0,0,null,0.33571613805233907,0.83450864696124516,0.70181584995811008,0.55631699896071096,0.33571613805233907,0.33571613805233907]
[null,4878,0,0,0,0,0,0,null,null,1.1376577104779517E-2,1.1376577104779517E-2,1.1376577104779517E-2,1.1376577104779517E-2,1.1376577104779517E-2,1.1376577104779517E-2,null,0,0,0,0,0,0,null,0,0,0,0,0,0,null,0,0,0,0,0,0,null,0,0,0,0,0,0,null,1.1376577104779517E-2,0,4.0479814772553134E-3,7.3867658421292726E-3,1.1376577104779517E-2,1.1376577104779517E-2]
[null,4893,0,0,0,0,0,0,null,null,0,0,0,0,0,0,null,0,0,0,0,0,0,null,0,0,0,0,0,0,null,0,0,0,0,0,0,null,0,0,0,0,0,0,null,0,0,0,0,0,0]
[null,4913,0,0,0,0,0,0,null,null,1.8288214136721877E-2,1.8288214136721877E-2,1.8288214136721877E-2,1.8288214136721877E-2,1.8288214136721877E-2,1.8288214136721877E-2,null,0,0,0,0,0,0,null,0,0,0,0,0,0,null,0,0,0,0,0,0,null,0,0,0,0,0,0,null,1.8288214136721877E-2,4.6144120705104687E-2,3.8708958705680245E-2,3.0582841731972447E-2,1.8288214136721877E-2,1.8288214136721877E-2]
[null,4930,0,0,0,0,0,0,null,null,0.85399871463846411,0.85399871463846411,0.85399871463846411,0.85399871463846411,0.85399871463846411,0.85399871463846411,null,0,0,0,0,0,0,null,0,0,0,0,0,0,null,0,0,0,0,0,0,null,0,0,0,0,0,0,null,0.85399871463846411,6.6714318749565682E-2,0.35042402765161784,0.581546164467871,0.85399871463846411,0.85399871463846411]
[null,4943,0,0,0,0,0,0,null,null,0,0,0,0,0,0,null,0,0,0,0,0,0,null,0,0,0,0,0,0,null,0,0,0,0,0,0,null,0,0,0,0,0,0,null,0,0,0,0,0,0]
[null,4965,0,0,0,0,0,0,null,null,0,0,0,0,0,0,null,0,0,0,0,0,0,null,0,0,0,0,0,0,null,0,0,0,0,0,0,null,0,0,0,0,0,0,null,0,0,0,0,0,0]
[null,4982,0,0,0,0,0,0,null,null,0.62120170028526023,0.62120170028526023,0.62120170028526023,0.62120170028526023,0.62120170028526023,0.62120170028526023,null,0,0,0,0,0,0,null,0,0,0,0,0,0,null,0,0,0,0,0,0,null,0,0,0,0,0,0,null,0.62120170028526023,0.79648490404123917,0.77686162664794356,0.72626552483436657,0.62120170028526023,0.62120170028526023]
[null,4999,0,0,0,0,0,0,null,null,0.24768014792932774,0.24768014792932774,0.24768014792932774,0.24768014792932774,0.24768014792932774,0.24768014792932774,null,0,0,0,0,0,0,null,0,0,0,0,0,0,null,0,0,0,0,0,0,null,0,0,0,0,0,0,null,0.24768014792932774,3.050340558587885E-2,0.10941566656259873,0.1731848317479654,0.24768014792932774,0.24768014792932774]
[null,5009,0,0,0,0,0,0,null,null,2.4399318983887888E-2,2.4399318983887888E-2,2.4399318983887888E-2,2.4399318983887888E-2,2.4399318983887888E-2,2.4399318983887888E-2,null,0,0,0,0,0,0,null,0,0,0,0,0,0,null,0,0,0,0,0,0,null,0,0,0,0,0,0,null,2.4399318983887888E-2,3.9004658412958915E-2,3.5901117351541736E-2,3.1656179562782133E-2,2.4399318983887888E-2,2.4399318983887888E-2]
[null,5034,0,0,0,0,0,0,null,null,0,0,0,0,0,0,null,0,0,0,0,0,0,null,0,0,0,0,0,0,null,0,0,0,0,0,0,null,0,0,0,0,0,0,null,0,0,0,0,0,0]
[null,5035,0,0,0,0,0,0,null,null,0,0,0,0,0,0,null,0,0,0,0,0,0,null,0,0,0,0,0,0,null,0,0,0,0,0,0,null,0,0,0,0,0,0,null,0,0,0,0,0,0]
[null,5059,0,0,0,0,0,0,null,null,0,0,0,0,0,0,null,0,0,0,0,0,0,null,0,0,0,0,0,0,null,0,0,0,0,0,0,null,0,0,0,0,0,0,null,0,0,0,0,0,0]
[null,5070,0,0,0,0,0,0,null,null,0,0,0,0,0,0,null,0,0,0,0,0,0,null,0,0,0,0,0,0,null,0,0,0,0,0,0,null,0,0,0,0,0,0,null,0,0,0,0,0,0]
[null,5087,0,0,0,0,0,0,null,null,0,0,0,0,0,0,null,0,0,0,0,0,0,null,0,0,0,0,0,0,null,0,0,0,0,0,0,null,0,0,0,0,0,0,null,0,0,0,0,0,0]
[null,5110,0,0,0,0,0,0,null,null,0,0,0,0,0,0,null,0,0,0,0,0,0,null,0,0,0,0,0,0,null,0,0,0,0,0,0,null,0,0,0,0,0,0,null,0,0,0,0,0,0]
[null,5122,0,0,0,0,0,0,null,null,0.77789178157873995,0.77789178157873995,0.77789178157873995,0.77789178157873995,0.77789178157873995,0.77789178157873995,null,0,0,0,0,0,0,null,0,0,0,0,0,0,null,0,0,0,0,0,0,null,0,0,0,0,0,0,null,0.77789178157873995,6.4170909290729605E-2,0.32156895447845518,0.53109905467466123,0.77789178157873995,0.77789178157873995]
[null,5139,0,0,0,0,0,0,null,null,0,0,0,0,0,0,null,0,0,0,0,0,0,null,0,0,0,0,0,0,null,0,0,0,0,0,0,null,0,0,0,0,0,0,null,0,0,0,0,0,0]
[null,5156,0,0,0,0,0,0,null,null,0,0,0,0,0,0,null,0,0,0,0,0,0,null,0,0,0,0,0,0,null,0,0,0,0,0,0,null,0,0,0,0,0,0,null,0,0,0,0,0,0]
[null,5176,0,0,0,0,0,0,null,null,0.19660393952035723,0.19660393952035723,0.19660393952035723,0.19660393952035723,0.19660393952035723,0.19660393952035723,null,0,0,0,0,0,0,null,0,0,0,0,0,0,null,0,0,0,0,0,0,null,0,0,0,0,0,0,null,0.19660393952035723,0.23830548202791246,0.23625665929599121,0.22427120193017955,0.19660393952035723,0.19660393952035723]
[null,5191,0,0,0,0,0,0,null,null,0.28787588368605616,0.28787588368605616,0.28787588368605616,0.28787588368605616,0.28787588368605616,0.28787588368605616,null,0,0,0,0,0,0,null,0,0,0,0,0,0,null,0,0,0,0,0,0,null,0,0,0,0,0,0,null,0.28787588368605616,2.0484440307494085E-2,0.11672625951883318,0.19522173628555597,0.28787588368605616,0.28787588368605616]
[null,5208,0,0,0,0,0,0,null,null,0,0,0,0,0,0,null,0,0,0,0,0,0,null,0,0,0,0,0,0,null,0,0,0,0,0,0,null,0,0,0,0,0,0,null,0,0,0,0,0,0]
[null,5226,0,0,0,0,0,0,null,null,0,0,0,0,0,0,null,0,0,0,0,0,0,null,0,0,0,0,0,0,null,0,0,0,0,0,0,null,0,0,0,0,0,0,null,0,0,0,0,0,0]
[null,5243,0,0,0,0,0,0,null,null,0.93725406185520521,0.93725406185520521,0.93725406185520521,0.93725406185520521,0.93725406185520521,0.93725406185520521,null,0,0,0,0,0,0,null,0,0,0,0,0,0,null,0,0,0,0,0,0,null,0,0,0,0,0,0,null,0.93725406185520521,6.0303072343551492E-2,0.37557361817676704,0.63300419236860406,0.93725406185520521,0.93725406185520521]
[null,5260,0,0,0,0,0,0,null,null,0,0,0,0,0,0,null,0,0,0,0,0,0,null,0,0,0,0,0,0,null,0,0,0,0,0,0,null,0,0,0,0,0,0,null,0,0,0,0,0,0]
[null,5276,0,0,0,0,0,0,null,null,0,0,0,0,0,0,null,0,0,0,0,0,0,null,0,0,0,0,0,0,null,0,0,0,0,0,0,null,0,0,0,0,0,0,null,0,0,0,0,0,0]
[null,5295,0,0,0,0,0,0,null,null,0.412747629409974,0.412747629409974,0.412747629409974,0.412747629409974,0.412747629409974,0.412747629409974,null,0,0,0,0,0,0,null,0,0,0,0,0,0,null,0,0,0,0,0,0,null,0,0,0,0,0,0,null,0.412747629409974,0,0.14686269369463356,0.26799537877386154,0.412747629409974,0.412747629409974]
[null,5296,0,0,0,0,0,0,null,null,0.19412341725766993,0.19412341725766993,0.19412341725766993,0.19412341725766993,0.19412341725766993,0.19412341725766993,null,0,0,0,0,0,0,null,0,0,0,0,0,0,null,0,0,0,0,0,0,null,0,0,0,0,0,0,null,0.19412341725766993,0,6.907244508811175E-2,0.12604355550440008,0.19412341725766993,0.19412341725766993]
[null,5313,0,0,0,0,0,0,null,null,0.75227475166589652,0.75227475166589652,0.75227475166589652,0.75227475166589652,0.75227475166589652,0.75227475166589652,null,0,0,0,0,0,0,null,0,0,0,0,0,0,null,0,0,0,0,0,0,null,0,0,0,0,0,0,null,0.75227475166589652,0.2330085712312647,0.43027742360124088,0.58291848378224964,0.75227475166589652,0.75227475166589652]
[null,5343,0,0,0,0,0,0,null,null,0.37479563879085825,0.37479563879085825,0.37479563879085825,0.37479563879085825,0.37479563879085825,0.37479563879085825,null,0,0,0,0,0,0,null,0,0,0,0,0,0,null,0,0,0,0,0,0,null,0,0,0,0,0,0,null,0.37479563879085825,0.26054772585542368,0.31518208672973419,0.34898811024620979,0.37479563879085825,0.37479563879085825]
[null,5348,0,0,0,0,0,0,null,null,0,0,0,0,0,0,null,0,0,0,0,0,0,null,0,0,0,0,0,0,null,0,0,0,0,0,0,null,0,0,0,0,0,0,null,0,0,0,0,0,0]
[null,5365,0,0,0,0,0,0,null,null,0.83145978735159176,0.83145978735159176,0.83145978735159176,0.83145978735159176,0.83145978735159176,0.83145978735159176,null,0,0,0,0,0,0,null,0,0,0,0,0,0,null,0,0,0,0,0,0,null,0,0,0,0,0,0,null,0.83145978735159176,0.66713535132970792,0.76140841317215036,0.81034259979474921,0.83145978735159176,0.83145978735159176]
[null,5393,0,0,0,0,0,0,null,null,0,0,0,0,0,0,null,0,0,0,0,0,0,null,0,0,0,0,0,0,null,0,0,0,0,0,0,null,0,0,0,0,0,0,null,0,0,0,0,0,0]
[null,5400,0,0,0,0,0,0,null,null,0,0,0,0,0,0,null,0,0,0,0,0,0,null,0,0,0,0,0,0,null,0,0,0,0,0,0,null,0,0,0,0,0,0,null,0,0,0,0,0,0]
[null,5417,0,0,0,0,0,0,null,null,0,0,0,0,0,0,null,0,0,0,0,0,0,null,0,0,0,0,0,0,null,0,0,0,0,0,0,null,0,0,0,0,0,0,null,0,0,0,0,0,0]
[null,5434,0,0,0,0,0,0,null,null,0.82776155415994879,0.82776155415994879,0.82776155415994879,0.82776155415994879,0.82776155415994879,0.82776155415994879,null,0,0,0,0,0,0,null,0,0,0,0,0,0,null,0,0,0,0,0,0,null,0,0,0,0,0,0,null,0.82776155415994879,9.1541387314701392E-2,0.35841397786489632,0.57457620968170209,0.82776155415994879,0.82776155415994879]
[null,5443,0,0,0,0,0,0,null,null,0,0,0,0,0,0,null,0,0,0,0,0,0,null,0,0,0,0,0,0,null,0,0,0,0,0,0,null,0,0,0,0,0,0,null,0,0,0,0,0,0]
[null,5469,0,0,0,0,0,0,null,null,0,0,0,0,0,0,null,0,0,0,0,0,0,null,0,0,0,0,0,0,null,0,0,0,0,0,0,null,0,0,0,0,0,0,null,0,0,0,0,0,0]
[null,5486,0,0,0,0,0,0,null,null,0.48827953230880244,0.48827953230880244,0.48827953230880244,0.48827953230880244,0.48827953230880244,0.48827953230880244,null,0,0,0,0,0,0,null,0,0,0,0,0,0,null,0,0,0,0,0,0,null,0,0,0,0,0,0,null,0.48827953230880244,0.68765745213165486,0.65362034427399218,0.595837387449765,0.48827953230880244,0.48827953230880244]
[null,5493,0,0,0,0,0,0,null,null,0,0,0,0,0,0,null,0,0,0,0,0,0,null,0,0,0,0,0,0,null,0,0,0,0,0,0,null,0,0,0,0,0,0,null,0,0,0,0,0,0]
[null,5521,0,0,0,0,0,0,null,null,0,0,0,0,0,0,null,0,0,0,0,0,0,null,0,0,0,0,0,0,null,0,0,0,0,0,0,null,0,0,0,0,0,0,null,0,0,0,0,0,0]
[null,5538,0,0,0,0,0,0,null,null,0,0,0,0,0,0,null,0,0,0,0,0,0,null,0,0,0,0,0,0,null,0,0,0,0,0,0,null,0,0,0,0,0,0,null,0,0,0,0,0,0]
[null,5543,0,0,0,0,0,0,null,null,0,0,0,0,0,0,null,0,0,0,0,0,0,null,0,0,0,0,0,0,null,0,0,0,0,0,0,null,0,0,0,0,0,0,null,0,0,0,0,0,0]
[null,5557,0,0,0,0,0,0,null,null,0.79749918255516339,0.79749918255516339,0.79749918255516339,0.79749918255516339,0.79749918255516339,0.79749918255516339,null,0,0,0,0,0,0,null,0,0,0,0,0,0,null,0,0,0,0,0,0,null,0,0,0,0,0,0,null,0.79749918255516339,0.38822285170511805,0.55468541718924091,0.67521161218154824,0.79749918255516339,0.79749918255516339]
[null,5574,0,0,0,0,0,0,null,null,0,0,0,0,0,0,null,0,0,0,0,0,0,null,0,0,0,0,0,0,null,0,0,0,0,0,0,null,0,0,0,0,0,0,null,0,0,0,0,0,0]
[null,5591,0,0,0,0,0,0,null,null,0,0,0,0,0,0,null,0,0,0,0,0,0,null,0,0,0,0,0,0,null,0,0,0,0,0,0,null,0,0,0,0,0,0,null,0,0,0,0,0,0]
[null,5609,3.8847246427981849E-8,3.6691437984285648E-8,3.4763373038779248E-8,0,0,0,null,null,0,0,0,0,0,0,null,3.8847246427981849E-8,3.6691437984285648E-8,3.4763373038779248E-8,0,0,0,null,0,0,0,0,0,0,null,0,0,0,0,0,0,null,0,0,0,0,0,0,null,0,4.9303334276856459E-2,3.4406356892350491E-2,1.9989229094164229E-2,0,0]
[null,5626,6.5852538137828204E-7,6.2198084584227094E-7,5.8929694105340684E-7,0,0,0,null,null,0.7105005017420033,0.7105005017420033,0.7105005017420033,0.7105005017420033,0.7105005017420033,0.7105005017420033,null,6.5852538137828204E-7,6.2198084584227094E-7,5.8929694105340684E-7,0,0,0,null,0,0,0,0,0,0,null,0,0,0,0,0,0,null,0,0,0,0,0,0,null,0.7105005017420033,0.67391382098370078,0.72309938089550441,0.73455244070972603,0.7105005017420033,0.7105005017420033]
[null,5643,1.3817528351326936E-6,1.3050731550271151E-6,1.2364940548401207E-6,0,0,0,null,null,0,0,0,0,0,0,null,1.3817528351326936E-6,1.3050731550271151E-6,1.2364940548401207E-6,0,0,0,null,0,0,0,0,0,0,null,0,0,0,0,0,0,null,0,0,0,0,0,0,null,0,0,0,0,0,0]
[null,5660,2.4261977879158729E-6,2.2915571593461582E-6,2.1711402099899671E-6,0,0,0,null,null,0,0,0,0,0,0,null,2.4261977879158729E-6,2.2915571593461582E-6,2.1711402099899671E-6,0,0,0,null,0,0,0,0,0,0,null,0,0,0,0,0,0,null,0,0,0,0,0,0,null,0,0,0,0,0,0]
[null,5678,3.0248388326202285E-6,2.8569769197232117E-6,2.7068482425261404E-6,0,0,0,null,null,0.48646424101656333,0.48646424101656333,0.48646424101656333,0.48646424101656333,0.48646424101656333,0.48646424101656333,null,3.0248388326202285E-6,2.8569769197232117E-6,2.7068482425261404E-6,0,0,0,null,0,0,0,0,0,0,null,0,0,0,0,0,0,null,0,0,0,0,0,0,null,0.48646424101656333,0.74983115274169265,0.69636238104408676,0.61986603435652121,0.48646424101656333,0.48646424101656333]
[null,5695,3.8931548659107073E-6,3.6771061905404546E-6,3.4838812875011667E-6,0,0,0,null,null,0.28299376486903971,0.28299376486903971,0.28299376486903971,0.28299376486903971,0.28299376486903971,0.28299376486903971,null,3.8931548659107073E-6,3.6771061905404546E-6,3.4838812875011667E-6,0,0,0,null,0,0,0,0,0,0,null,0,0,0,0,0,0,null,0,0,0,0,0,0,null,0.28299376486903971,0,0.10069404073105163,0.18374671543270821,0.28299376486903971,0.28299376486903971]
[null,5710,4.5586960018611406E-6,4.3057134551759935E-6,4.0794564417039245E-6,0,0,0,null,null,0,0,0,0,0,0,null,4.5586960018611406E-6,4.3057134551759935E-6,4.0794564417039245E-6,0,0,0,null,0,0,0,0,0,0,null,0,0,0,0,0,0,null,0,0,0,0,0,0,null,0,0,0,0,0,0]
[null,5730,5.4117015030362524E-6,5.1113818441734957E-6,4.8427884965628206E-6,0,0,0,null,null,0,0,0,0,0,0,null,5.4117015030362524E-6,5.1113818441734957E-6,4.8427884965628206E-6,0,0,0,null,0,0,0,0,0,0,null,0,0,0,0,0,0,null,0,0,0,0,0,0,null,0,0,0,0,0,0]
[null,5747,6.2092498159000519E-6,5.8646706136919268E-6,5.5564933808442058E-6,0,0,0,null,null,0.95993956545760006,0.95993956545760006,0.95993956545760006,0.95993956545760006,0.95993956545760006,0.95993956545760006,null,6.2092498159000519E-6,5.8646706136919268E-6,5.5564933808442058E-6,0,0,0,null,0,0,0,0,0,0,null,0,0,0,0,0,0,null,0,0,0,0,0,0,null,0.95993956545760006,9.65237982935679E-2,0.4089221619035302,0.66241889867939929,0.95993956545760006,0.95993956545760006]
[null,5764,6.7295089954176264E-6,6.3560582711521101E-6,6.0220595559899243E-6,0,0,0,null,null,0,0,0,0,0,0,null,6.7295089954176264E-6,6.3560582711521101E-6,6.0220595559899243E-6,0,0,0,null,0,0,0,0,0,0,null,0,0,0,0,0,0,null,0,0,0,0,0,0,null,0,0,0,0,0,0]
[null,5776,7.228244150608832E-6,6.8271163692133428E-6,6.468364451231531E-6,0,0,0,null,null,0.1240373882355594,0.1240373882355594,0.1240373882355594,0.1240373882355594,0.1240373882355594,0.1240373882355594,null,7.228244150608832E-6,6.8271163692133428E-6,6.468364451231531E-6,0,0,0,null,0,0,0,0,0,0,null,0,0,0,0,0,0,null,0,0,0,0,0,0,null,0.1240373882355594,5.7904212438831044E-2,8.4543116629060305E-2,0.10401329245293968,0.1240373882355594,0.1240373882355594]
[null,5799,8.3554299559745275E-6,7.8917495640271728E-6,7.4770532062656463E-6,0,0,0,null,null,0.34519849815652104,0.34519849815652104,0.34519849815652104,0.34519849815652104,0.34519849815652104,0.34519849815652104,null,8.3554299559745275E-6,7.8917495640271728E-6,7.4770532062656463E-6,0,0,0,null,0,0,0,0,0,0,null,0,0,0,0,0,0,null,0,0,0,0,0,0,null,0.34519849815652104,0.45793726107060506,0.44239930339798456,0.40979915866457606,0.34519849815652104,0.34519849815652104]
[null,5816,8.8978293398291652E-6,8.404048766296556E-6,7.9624320645046449E-6,0,0,0,null,null,0.52979445490523303,0.52979445490523303,0.52979445490523303,0.52979445490523303,0.52979445490523303,0.52979445490523303,null,8.8978293398291652E-6,8.404048766296556E-6,7.9624320645046449E-6,0,0,0,null,0,0,0,0,0,0,null,0,0,0,0,0,0,null,0,0,0,0,0,0,null,0.52979445490523303,8.2102695314418203E-2,0.24580537164603561,0.37728060531629781,0.52979445490523303,0.52979445490523303]
[null,5826,9.3962988517196412E-6,8.8748559627987111E-6,8.4084992425846082E-6,0,0,0,null,null,0,0,0,0,0,0,null,9.3962988517196412E-6,8.8748559627987111E-6,8.4084992425846082E-6,0,0,0,null,0,0,0,0,0,0,null,0,0,0,0,0,0,null,0,0,0,0,0,0,null,0,0,0,0,0,0]
[null,5835,9.7786756999507836E-6,9.2360129997462187E-6,8.7506781674434133E-6,0,0,0,null,null,0,0,0,0,0,0,null,9.7786756999507836E-6,9.2360129997462187E-6,8.7506781674434133E-6,0,0,0,null,0,0,0,0,0,0,null,0,0,0,0,0,0,null,0,0,0,0,0,0,null,0,0,0,0,0,0]
[null,5852,1.0606500741182256E-5,1.0017898305786975E-5,9.491476894903375E-6,0,0,0,null,null,0,0,0,0,0,0,null,1.0606500741182256E-5,1.0017898305786975E-5,9.491476894903375E-6,0,0,0,null,0,0,0,0,0,0,null,0,0,0,0,0,0,null,0,0,0,0,0,0,null,0,0,0,0,0,0]
[null,5869,1.1202808267716951E-5,1.0581114045414037E-5,1.0025096723767892E-5,0,0,0,null,null,0.76616567633694532,0.76616567633694532,0.76616567633694532,0.76616567633694532,0.76616567633694532,0.76616567633694532,null,1.1202808267716951E-5,1.0581114045414037E-5,1.0025096723767892E-5,0,0,0,null,0,0,0,0,0,0,null,0,0,0,0,0,0,null,0,0,0,0,0,0,null,0.76616567633694532,0.16586670065782999,0.38836506459904302,0.5647162340370393,0.76616567633694532,0.76616567633694532]
[null,5893,1.2044684405911347E-5,1.1376270689843786E-5,1.0778469406147196E-5,0,0,0,null,null,0.76181348727604836,0.76181348727604836,0.76181348727604836,0.76181348727604836,0.76181348727604836,0.76181348727604836,null,1.2044684405911347E-5,1.1376270689843786E-5,1.0778469406147196E-5,0,0,0,null,0,0,0,0,0,0,null,0,0,0,0,0,0,null,0,0,0,0,0,0,null,0.76181348727604836,0.29131882533641568,0.47436330999165549,0.61275288368875513,0.76181348727604836,0.76181348727604836]
[null,5904,1.2567349383209199E-5,1.1869930636543862E-5,1.12461884660758E-5,0,0,0,null,null,0,0,0,0,0,0,null,1.2567349383209199E-5,1.1869930636543862E-5,1.12461884660758E-5,0,0,0,null,0,0,0,0,0,0,null,0,0,0,0,0,0,null,0,0,0,0,0,0,null,0,0,0,0,0,0]
[null,5921,1.3165146200412886E-5,1.243455301940169E-5,1.1781141021757524E-5,0,0,0,null,null,0,0,0,0,0,0,null,1.3165146200412886E-5,1.243455301940169E-5,1.1781141021757524E-5,0,0,0,null,0,0,0,0,0,0,null,0,0,0,0,0,0,null,0,0,0,0,0,0,null,0,0,0,0,0,0]
[null,5943,1.404376535789437E-5,1.3264413647703937E-5,1.2567394059979195E-5,0,0,0,null,null,0.33674217226099612,0.33674217226099612,0.33674217226099612,0.33674217226099612,0.33674217226099612,0.33674217226099612,null,1.404376535789437E-5,1.3264413647703937E-5,1.2567394059979195E-5,0,0,0,null,0,0,0,0,0,0,null,0,0,0,0,0,0,null,0,0,0,0,0,0,null,0.33674217226099612,0.17520873324225858,0.24208815055123065,0.28968085083994666,0.33674217226099612,0.33674217226099612]
[null,5956,1.4537842190763925E-5,1.3731071934702819E-5,1.3009530345821355E-5,0,0,0,null,null,0,0,0,0,0,0,null,1.4537842190763925E-5,1.3731071934702819E-5,1.3009530345821355E-5,0,0,0,null,0,0,0,0,0,0,null,0,0,0,0,0,0,null,0,0,0,0,0,0,null,0,0,0,0,0,0]
[null,5973,1.5282121619015698E-5,1.443404794962595E-5,1.3675566314609319E-5,0,0,0,null,null,0,0,0,0,0,0,null,1.5282121619015698E-5,1.443404794962595E-5,1.3675566314609319E-5,0,0,0,null,0,0,0,0,0,0,null,0,0,0,0,0,0,null,0,0,0,0,0,0,null,0,0,0,0,0,0]
[null,5993,1.5870413245992905E-5,1.4989692628018414E-5,1.4202012927038148E-5,0,0,0,null,null,0,0,0,0,0,0,null,1.5870413245992905E-5,1.4989692628018414E-5,1.4202012927038148E-5,0,0,0,null,0,0,0,0,0,0,null,0,0,0,0,0,0,null,0,0,0,0,0,0,null,0,0,0,0,0,0]
[null,6008,1.6423980251844595E-5,1.5512539710706973E-5,1.4697385394738228E-5,0,0,0,null,null,0.35869479428577877,0.35869479428577877,0.35869479428577877,0.35869479428577877,0.35869479428577877,0.35869479428577877,null,1.6423980251844595E-5,1.5512539710706973E-5,1.4697385394738228E-5,0,0,0,null,0,0,0,0,0,0,null,0,0,0,0,0,0,null,0,0,0,0,0,0,null,0.35869479428577877,0.10352485630303239,0.19987464044052658,0.27487154675776837,0.35869479428577877,0.35869479428577877]
[null,6025,1.711245593206073E-5,1.6162808778584678E-5,1.5313484065820387E-5,0,0,0,null,null,0,0,0,0,0,0,null,1.711245593206073E-5,1.6162808778584678E-5,1.5313484065820387E-5,0,0,0,null,0,0,0,0,0,0,null,0,0,0,0,0,0,null,0,0,0,0,0,0,null,0,0,0,0,0,0]
[null,6042,1.7756151546234831E-5,1.6770782827710939E-5,1.5889510240556986E-5,0,0,0,null,null,0,0,0,0,0,0,null,1.7756151546234831E-5,1.6770782827710939E-5,1.5889510240556986E-5,0,0,0,null,0,0,0,0,0,0,null,0,0,0,0,0,0,null,0,0,0,0,0,0,null,0,0,0,0,0,0]
[null,6060,1.8680366839634188E-5,1.7643709257252278E-5,1.671656605446518E-5,2.6463710085344889E-7,0,0,null,null,0.88930105647698188,0.88930105647698188,0.88930105647698188,0.88930105647698188,0.88930105647698188,0.88930105647698188,null,1.8680366839634188E-5,1.7643709257252278E-5,1.671656605446518E-5,2.6463710085344889E-7,0,0,null,0,0,0,0,0,0,null,0,0,0,0,0,0,null,0,0,0,0,0,0,null,0.88930105647698188,0.40895206244784971,0.60181599048583734,0.74322251924160498,0.88930105647698188,0.88930105647698188]
[null,6077,1.9287823184039339E-5,1.8217455116697494E-5,1.726016266547539E-5,8.8442872801032827E-7,0,0,null,null,0,0,0,0,0,0,null,1.9287823184039339E-5,1.8217455116697494E-5,1.726016266547539E-5,8.8442872801032827E-7,0,0,null,0,0,0,0,0,0,null,0,0,0,0,0,0,null,0,0,0,0,0,0,null,0,0,0,0,0,0]
[null,6078,1.9359573022021315E-5,1.828522323343078E-5,1.732436969718518E-5,9.5258848625674452E-7,0,0,null,null,0,0,0,0,0,0,null,1.9359573022021315E-5,1.828522323343078E-5,1.732436969718518E-5,9.5258848625674452E-7,0,0,null,0,0,0,0,0,0,null,0,0,0,0,0,0,null,0,0,0,0,0,0,null,0,0,0,0,0,0]
[null,6110,2.076563640484668E-5,1.9613257834507444E-5,1.858261861796629E-5,2.373670343076091E-6,0,0,null,null,0.57099367466823037,0.57099367466823037,0.57099367466823037,0.57099367466823037,0.57099367466823037,0.57099367466823037,null,2.076563640484668E-5,1.9613257834507444E-5,1.858261861796629E-5,2.373670343076091E-6,0,0,null,0,0,0,0,0,0,null,0,0,0,0,0,0,null,0,0,0,0,0,0,null,0.57099367466823037,2.2371746923904721E-2,0.21878148875237233,0.37981415892150577,0.57099367466823037,0.57099367466823037]
[null,6113,2.087215553876299E-5,1.9713865742547356E-5,1.8677939772709272E-5,2.4864432318968087E-6,0,0,null,null,0,0,0,0,0,0,null,2.087215553876299E-5,1.9713865742547356E-5,1.8677939772709272E-5,2.4864432318968087E-6,0,0,null,0,0,0,0,0,0,null,0,0,0,0,0,0,null,0,0,0,0,0,0,null,0,0,0,0,0,0]
[null,6130,2.1480835288875164E-5,2.0288767115413888E-5,1.9222631177118797E-5,3.1351140560989102E-6,0,0,null,null,0.90569505361310643,0.90569505361310643,0.90569505361310643,0.90569505361310643,0.90569505361310643,0.90569505361310643,null,2.1480835288875164E-5,2.0288767115413888E-5,1.9222631177118797E-5,3.1351140560989102E-6,0,0,null,0,0,0,0,0,0,null,0,0,0,0,0,0,null,0,0,0,0,0,0,null,0.90569505361310643,0.55238567680994877,0.70774447687107878,0.81201988468666186,0.90569505361310643,0.90569505361310643]
[null,6143,2.1999029207680491E-5,2.0778204122768526E-5,1.9686349205094153E-5,3.6830962023772676E-6,0,0,null,null,0,0,0,0,0,0,null,2.1999029207680491E-5,2.0778204122768526E-5,1.9686349205094153E-5,3.6830962023772676E-6,0,0,null,0,0,0,0,0,0,null,0,0,0,0,0,0,null,0,0,0,0,0,0,null,0,0,0,0,0,0]
[null,6165,2.2954312298091993E-5,2.1680474257519265E-5,2.0541206768581391E-5,4.690416521025168E-6,0,0,null,null,0,0,0,0,0,0,null,2.2954312298091993E-5,2.1680474257519265E-5,2.0541206768581391E-5,4.690416521025168E-6,0,0,null,2.1314396407712733E-6,2.0082228417798919E-6,1.8973064865775183E-6,4.2356632289038978E-7,0,0,null,0,0,0,0,0,0,null,0,0,0,0,0,0,null,0,0,0,0,0,0]
[null,6182,2.358534648199747E-5,2.2276489516095083E-5,2.1105902564356676E-5,5.3852514002309603E-6,0,0,null,null,0.51524957436493013,0.51524957436493013,0.51524957436493013,0.51524957436493013,0.51524957436493013,0.51524957436493013,null,2.358534648199747E-5,2.2276489516095083E-5,2.1105902564356676E-5,5.3852514002309603E-6,0,0,null,3.9518387691539418E-6,3.7233861712239391E-6,3.5177394598475012E-6,8.7753449760266358E-7,0,0,null,0,0,0,0,0,0,null,0,0,0,0,0,0,null,0.51524957436493013,0.65632164531196702,0.6413490396099204,0.60064433801627437,0.51524957436493013,0.51524957436493013]
[null,6199,2.4466989960416054E-5,2.3109206632161883E-5,2.1894861987369877E-5,6.3072751750855732E-6,0,0,null,null,0.15160501065497067,0.15160501065497067,0.15160501065497067,0.15160501065497067,0.15160501065497067,0.15160501065497067,null,2.4466989960416054E-5,2.3109206632161883E-5,2.1894861987369877E-5,6.3072751750855732E-6,0,0,null,5.9074073576357964E-6,5.5659049237772295E-6,5.2584938762058586E-6,1.4810148526773786E-6,0,0,null,0,0,0,0,0,0,null,0,0,0,0,0,0,null,0.15160501065497067,0,5.3943665949628301E-2,9.8436524790158783E-2,0.15160501065497067,0.15160501065497067]
[null,6210,2.5151031317184452E-5,2.3755287457146064E-5,2.2506992499718469E-5,7.0074736592668388E-6,0,0,null,null,0,0,0,0,0,0,null,2.5151031317184452E-5,2.3755287457146064E-5,2.2506992499718469E-5,7.0074736592668388E-6,0,0,null,7.2599671653332941E-6,6.8402743446765443E-6,6.4624784730673032E-6,1.9671686370111038E-6,0,0,null,0,0,0,0,0,0,null,0,0,0,0,0,0,null,0,0,0,0,0,0]
[null,6234,2.6413889874357733E-5,2.494806431249795E-5,2.363709121082318E-5,8.3470748157208046E-6,0,0,null,null,0,0,0,0,0,0,null,2.6413889874357733E-5,2.494806431249795E-5,2.363709121082318E-5,8.3470748157208046E-6,0,0,null,1.0288292171579962E-5,9.6935343355046912E-6,9.1581497779969621E-6,3.1618880675201847E-6,0,0,null,0,0,0,0,0,0,null,0,0,0,0,0,0,null,0,0,0,0,0,0]
[null,6251,2.7297705591796179E-5,2.5782833120270422E-5,2.4427994513063876E-5,9.2966168583879953E-6,0,0,null,null,0,0,0,0,0,0,null,2.7297705591796179E-5,2.5782833120270422E-5,2.4427994513063876E-5,9.2966168583879953E-6,0,0,null,1.2522099379072784E-5,1.179820695790012E-5,1.1146579017778824E-5,4.1474121212048809E-6,0,0,null,0,0,0,0,0,0,null,0,0,0,0,0,0,null,0,0.46963833656579623,0.32773735195020282,0.19040716898172549,0,0]
[null,6260,2.7741462252016745E-5,2.6201963727346565E-5,2.4825100607733655E-5,9.7815687883286195E-6,0,0,null,null,0,0,0,0,0,0,null,2.7741462252016745E-5,2.6201963727346565E-5,2.4825100607733655E-5,9.7815687883286195E-6,0,0,null,1.3717951402157148E-5,1.2924927744268578E-5,1.2211069776505541E-5,4.704025676831067E-6,0,0,null,0,0,0,0,0,0,null,0,0,0,0,0,0,null,0,0,0,0,0,0]
[null,6286,2.9352921388840018E-5,2.7723995748137931E-5,2.6267152754569608E-5,1.1482726513335233E-5,0,0,null,null,0,0,0,0,0,0,null,2.9352921388840018E-5,2.7723995748137931E-5,2.6267152754569608E-5,1.1482726513335233E-5,0,0,null,1.7432527422854941E-5,1.6424767134322253E-5,1.5517609189653069E-5,6.6321647514001311E-6,0,0,null,0,0,0,0,0,0,null,0,0,0,0,0,0,null,0,0,0,0,0,0]
[null,6303,3.0378142791167799E-5,2.8692323003286097E-5,2.7184596263018363E-5,1.2580312994013704E-5,0,0,null,null,0.26666741834007957,0.26666741834007957,0.26666741834007957,0.26666741834007957,0.26666741834007957,0.26666741834007957,null,3.0378142791167799E-5,2.8692323003286097E-5,2.7184596263018363E-5,1.2580312994013704E-5,0,0,null,1.9907574747698091E-5,1.8756733978308343E-5,1.7720778941301302E-5,8.0177007270347395E-6,0,0,null,0,0,0,0,0,0,null,0,0,0,0,0,0,null,0.26666741834007957,0.24508783363116607,0.26591951561112653,0.27251293078859978,0.26666741834007957,0.26666741834007957]
[null,6320,3.1382299113915242E-5,2.9640754174873008E-5,2.8083189189073833E-5,1.366736564637938E-5,0,0,null,null,0.50162925212253795,0.50162925212253795,0.50162925212253795,0.50162925212253795,0.50162925212253795,0.50162925212253795,null,3.1382299113915242E-5,2.9640754174873008E-5,2.8083189189073833E-5,1.366736564637938E-5,0,0,null,2.2394072535639604E-5,2.1099489343396898E-5,1.9934141352171625E-5,9.4849358014372742E-6,0,0,null,0,0,0,0,0,0,null,0,0,0,0,0,0,null,0.50162925212253795,1.6476976908901278E-2,0.1899867679254294,0.3323861799081797,0.50162925212253795,0.50162925212253795]
[null,6326,3.1574464044478156E-5,2.9822255009058907E-5,2.8255152501287338E-5,1.3911341401468827E-5,0,0,null,null,0.45656267264998729,0.45656267264998729,0.45656267264998729,0.45656267264998729,0.45656267264998729,0.45656267264998729,null,3.1574464044478156E-5,2.9822255009058907E-5,2.8255152501287338E-5,1.3911341401468827E-5,0,0,null,2.3154924402822828E-5,2.1816356980490916E-5,2.0611415601612244E-5,9.9215071141544141E-6,0,0,null,0,0,0,0,0,0,null,0,0,0,0,0,0,null,0.45656267264998729,8.9773070652585593E-2,0.22510102141092614,0.332841331100722,0.45656267264998729,0.45656267264998729]
[null,6339,3.2253981315399068E-5,3.0464062810069135E-5,2.8863234528905683E-5,1.4672810727291561E-5,1.2448266550631167E-8,0,null,null,0,0,0,0,0,0,null,3.2253981315399068E-5,3.0464062810069135E-5,2.8863234528905683E-5,1.4672810727291561E-5,1.2448266550631167E-8,0,null,2.4984353786299969E-5,2.3540028533297678E-5,2.2239886879715482E-5,1.1053488547700959E-5,9.2842469124154912E-9,0,null,0,0,0,0,0,0,null,0,0,0,0,0,0,null,0,0,0,0,0,0]
[null,6356,3.322642284066384E-5,3.1382539180942521E-5,2.9733446721778863E-5,1.5748406964656502E-5,1.2889342908320559E-6,0,null,null,0,0,0,0,0,0,null,3.322642284066384E-5,3.1382539180942521E-5,2.9733446721778863E-5,1.5748406964656502E-5,1.2889342908320559E-6,0,null,2.7420413448566997E-5,2.583526155989795E-5,2.4408351663093808E-5,1.2639453591672259E-5,1.0241750713974651E-6,0,null,0,0,0,0,0,0,null,0,0,0,0,0,0,null,0,0,0,0,0,0]
[null,6376,3.4562940373637885E-5,3.264488734420138E-5,3.0929460901516939E-5,1.7191262113895271E-5,2.9719121232543093E-6,0,null,null,2.0971688220901789E-2,2.0971688220901789E-2,2.0971688220901789E-2,2.0971688220901789E-2,2.0971688220901789E-2,2.0971688220901789E-2,null,3.4562940373637885E-5,3.264488734420138E-5,3.0929460901516939E-5,1.7191262113895271E-5,2.9719121232543093E-6,0,null,3.0405656850074475E-5,2.8647930458657231E-5,2.706567376659159E-5,1.4707969785555886E-5,2.517286710777624E-6,0,null,0,0,0,0,0,0,null,0,0,0,0,0,0,null,2.0971688220901789E-2,5.0173245163655351E-2,4.2475511413784785E-2,3.3958753180185479E-2,2.0971688220901789E-2,2.0971688220901789E-2]
[null,6391,3.5464758038415253E-5,3.3496659090280101E-5,3.1736473670150001E-5,1.8192310871165816E-5,4.1628835198148055E-6,0,null,null,0.29460711909889392,0.29460711909889392,0.29460711909889392,0.29460711909889392,0.29460711909889392,0.29460711909889392,null,3.5464758038415253E-5,3.3496659090280101E-5,3.1736473670150001E-5,1.8192310871165816E-5,4.1628835198148055E-6,0,null,3.2511230397917E-5,3.0631782505386922E-5,2.8939955483920485E-5,1.6219054477993919E-5,3.6743766759374886E-6,0,null,0,0,0,0,0,0,null,0,0,0,0,0,0,null,0.29460711909889392,0,0.10482627157502883,0.19128721971159141,0.29460711909889392,0.29460711909889392]
[null,6408,3.6398514960448252E-5,3.4378597640562847E-5,3.2572068035077598E-5,1.9256551551763466E-5,5.4519352645198278E-6,0,null,null,0,0,0,0,0,0,null,3.6398514960448252E-5,3.4378597640562847E-5,3.2572068035077598E-5,1.9256551551763466E-5,5.4519352645198278E-6,0,null,3.4741498611023941E-5,3.2733120719795041E-5,3.0925234478733711E-5,1.7874942733975047E-5,5.0103560071919145E-6,0,null,0,0,0,0,0,0,null,0,0,0,0,0,0,null,0,0,0,0,0,0]
[null,6427,3.7286416160433508E-5,3.5217225209078639E-5,3.3366627327558985E-5,2.031848215420622E-5,6.778353448704434E-6,0,null,null,0,0,0,0,0,0,null,3.7286416160433508E-5,3.5217225209078639E-5,3.3366627327558985E-5,2.031848215420622E-5,6.778353448704434E-6,0,null,3.6958531185472094E-5,3.4821988437093274E-5,3.2898731735701317E-5,1.9586488489287993E-5,6.4690615483351509E-6,0,null,0,0,0,0,0,0,null,0,0,0,0,0,0,null,0,0,0,0,0,0]
[null,6443,3.837098412173207E-5,3.6241605615692612E-5,3.4337178501486521E-5,2.1513289626371851E-5,8.1923312792681393E-6,0,null,null,0.8733242380850369,0.8733242380850369,0.8733242380850369,0.8733242380850369,0.8733242380850369,0.8733242380850369,null,3.837098412173207E-5,3.6241605615692612E-5,3.4337178501486521E-5,2.1513289626371851E-5,8.1923312792681393E-6,0,null,3.9042615276166065E-5,3.6785593314783935E-5,3.4753884557395034E-5,2.1288450233219593E-5,8.0259505751261476E-6,0,null,0,0,0,0,0,0,null,0,0,0,0,0,0,null,0.8733242380850369,0.69766345383411821,0.79760855543757336,0.84990213857482944,0.8733242380850369,0.8733242380850369]
[null,6460,3.9323383213823564E-5,3.7141151798162679E-5,3.5189455251179722E-5,2.2614871029407469E-5,9.5395513869261091E-6,0,null,null,0,0,0,0,0,0,null,3.9323383213823564E-5,3.7141151798162679E-5,3.5189455251179722E-5,2.2614871029407469E-5,9.5395513869261091E-6,0,null,4.0922593096370212E-5,3.855689114013891E-5,3.6427351656657815E-5,2.2887989437993491E-5,9.558576786853255E-6,0,null,0,0,0,0,0,0,null,0,0,0,0,0,0,null,0,0,0,0,0,0]
[null,6477,4.0050227792594518E-5,3.7827660501826642E-5,3.5839889234444719E-5,2.3526265958276674E-5,1.0710189626735852E-5,0,null,null,0,0,0,0,0,0,null,4.0050227792594518E-5,3.7827660501826642E-5,3.5839889234444719E-5,2.3526265958276674E-5,1.0710189626735852E-5,0,null,4.2405269184318212E-5,3.9953854924532347E-5,3.774715959554891E-5,2.4225296177087266E-5,1.0918550970211869E-5,0,null,0,0,0,0,0,0,null,0,0,0,0,0,0,null,0,0,0,0,0,0]
[null,6493,4.1135501746944202E-5,3.8852707722761695E-5,3.6811072182875098E-5,2.4739918563252728E-5,1.2161498666931842E-5,4.3496412064874665E-7,null,null,0.55089016923926915,0.55089016923926915,0.55089016923926915,0.55089016923926915,0.55089016923926915,0.55089016923926915,null,4.1135501746944202E-5,3.8852707722761695E-5,3.6811072182875098E-5,2.4739918563252728E-5,1.2161498666931842E-5,4.3496412064874665E-7,null,4.4064157832461439E-5,4.1516844563762804E-5,3.9223823598801213E-5,2.5773191472818637E-5,1.2543212604673141E-5,4.4625081547738121E-7,null,0,0,0,0,0,0,null,0,0,0,0,0,0,null,0.55089016923926915,0.50853731821517856,0.55089920743652865,0.56386889907140214,0.55089016923926915,0.55089016923926915]
[null,6512,4.2640399157535961E-5,4.0274091606837107E-5,3.8157765060232072E-5,2.6376900258908825E-5,1.4081393175459785E-5,2.6062606402090243E-6,null,null,0.55178090223359777,0.55178090223359777,0.55178090223359777,0.55178090223359777,0.55178090223359777,0.55178090223359777,null,4.2640399157535961E-5,4.0274091606837107E-5,3.8157765060232072E-5,2.6376900258908825E-5,1.4081393175459785E-5,2.6062606402090243E-6,null,4.6049559039005679E-5,4.3387471334895169E-5,4.0991133596973214E-5,2.7703154924362251E-5,1.4642082549412357E-5,2.6957460214603085E-6,null,0,0,0,0,0,0,null,0,0,0,0,0,0,null,0.55178090223359777,2.1614507937298175E-2,0.21141681481227823,0.36703237277013862,0.55178090223359777,0.55178090223359777]
[null,6529,4.3722371111516977E-5,4.1296020070256735E-5,3.9125993135894245E-5,2.7617268759171399E-5,1.558956809727553E-5,4.3541547313308917E-6,null,null,0,0,0,0,0,0,null,4.3722371111516977E-5,4.1296020070256735E-5,3.9125993135894245E-5,2.7617268759171399E-5,1.558956809727553E-5,4.3541547313308917E-6,null,4.7319350534169866E-5,4.4583857212359584E-5,4.2121441767231417E-5,2.9068127379105433E-5,1.6245091589257677E-5,4.5133170268808331E-6,null,0,0,0,0,0,0,null,0,0,0,0,0,0,null,0,0,0,0,0,0]
[null,6543,4.4641536152481151E-5,4.2164176508587136E-5,3.9948529612513754E-5,2.8667748926328504E-5,1.6864260491133912E-5,5.8294765220050915E-6,null,null,0.22011252550991645,0.22011252550991645,0.22011252550991645,0.22011252550991645,0.22011252550991645,0.22011252550991645,null,4.4641536152481151E-5,4.2164176508587136E-5,3.9948529612513754E-5,2.8667748926328504E-5,1.6864260491133912E-5,5.8294765220050915E-6,null,4.8314134020664756E-5,4.5521133071356729E-5,4.3006950850183429E-5,3.017379396671853E-5,1.7573383339045049E-5,6.0425679076695644E-6,null,0,0,0,0,0,0,null,0,0,0,0,0,0,null,0.22011252550991645,0.13880312354543284,0.17518364639220504,0.19919363144154584,0.22011252550991645,0.22011252550991645]
[null,6564,4.6197623808634453E-5,4.3633909861238232E-5,4.1341031286272851E-5,3.0405513032492632E-5,1.8940349138967762E-5,8.2074449775219429E-6,null,null,0.75611956117306189,0.75611956117306189,0.75611956117306189,0.75611956117306189,0.75611956117306189,0.75611956117306189,null,4.6197623808634453E-5,4.3633909861238232E-5,4.1341031286272851E-5,3.0405513032492632E-5,1.8940349138967762E-5,8.2074449775219429E-6,null,4.999823887114522E-5,4.7107881184694516E-5,4.4506061120900283E-5,3.2002850591879594E-5,1.9736769137871199E-5,8.5074609080129888E-6,null,2.5930340598048291E-6,2.44719235184675E-6,2.3145250302847873E-6,1.6573415397289989E-6,1.0181928186609697E-6,4.3807576522238279E-7,null,0,0,0,0,0,0,null,0.75611956117306189,0.39045652664917901,0.54152060858132189,0.64924959704873753,0.75611956117306189,0.75611956117306189]
[null,6581,4.7736234654187152E-5,4.5087136270121669E-5,4.2717893424613063E-5,3.2061851257989957E-5,2.0868357656817923E-5,1.0376389913310434E-5,null,null,0,0,0,0,0,0,null,4.7736234654187152E-5,4.5087136270121669E-5,4.2717893424613063E-5,3.2061851257989957E-5,2.0868357656817923E-5,1.0376389913310434E-5,null,5.1663429117819786E-5,4.8676808132150018E-5,4.5988334508317456E-5,3.3746203670762484E-5,2.1745848206765898E-5,1.0755689717756965E-5,null,6.4626231928518229E-6,6.0991416563208502E-6,5.7684946653883828E-6,4.2152211719537605E-6,2.7058418687383161E-6,1.3358559312887058E-6,null,0,0,0,0,0,0,null,0,0,0,0,0,0]
[null,6593,4.8839564711261359E-5,4.6129237579422632E-5,4.3705234301657593E-5,3.3249342803071966E-5,2.2250398398362012E-5,1.1930963029377268E-5,null,null,0,0,0,0,0,0,null,4.8839564711261359E-5,4.6129237579422632E-5,4.3705234301657593E-5,3.3249342803071966E-5,2.2250398398362012E-5,1.1930963029377268E-5,null,5.2857528623366223E-5,4.9801877712599744E-5,4.7051265259043504E-5,3.4996079456636185E-5,2.3186002179369726E-5,1.2367088886415135E-5,null,9.3260875750377487E-6,8.8015543413275451E-6,8.3244040105965706E-6,6.1656925790885492E-6,4.0692930083444851E-6,2.1664859141855568E-6,null,0,0,0,0,0,0,null,0,0,0,0,0,0]
[null,6600,4.9299761693679542E-5,4.6563896161267184E-5,4.4117052405697015E-5,3.3783255331899007E-5,2.290465889239975E-5,1.2693081781164452E-5,null,null,0,0,0,0,0,0,null,4.9299761693679542E-5,4.6563896161267184E-5,4.4117052405697015E-5,3.3783255331899007E-5,2.290465889239975E-5,1.2693081781164452E-5,null,5.3355585379489334E-5,5.027114221111837E-5,4.7494611763443786E-5,3.5558040798019396E-5,2.3867773578202357E-5,1.3157066218684835E-5,null,1.1002051023684575E-5,1.0383255483275491E-5,9.8203578863537827E-6,7.3215229333348899E-6,4.8956022889206503E-6,2.6936959791348278E-6,null,0,0,0,0,0,0,null,0,0,0,0,0,0]
[null,6617,5.0619523035118035E-5,4.7810418009430087E-5,4.5298071912951945E-5,3.5259890176826947E-5,2.4671067460538391E-5,1.4718115472251385E-5,null,null,0,0,0,0,0,0,null,5.0619523035118035E-5,4.7810418009430087E-5,4.5298071912951945E-5,3.5259890176826947E-5,2.4671067460538391E-5,1.4718115472251385E-5,null,5.4783921673916062E-5,5.1616907541434278E-5,4.8766048995158821E-5,3.7112249874198833E-5,2.5708457604495334E-5,1.5256123234785955E-5,null,1.5215414861042266E-5,1.4359644346870088E-5,1.3581178545992608E-5,1.0292427146690901E-5,7.102433177346807E-6,4.2069816772987579E-6,null,0,0,0,0,0,0,null,0,0,0,0,0,0]
[null,6634,5.1953001425965441E-5,4.9069895686229335E-5,4.6491366444808104E-5,3.6753506157713336E-5,2.6459127518575694E-5,1.6769007367647868E-5,null,null,0.69179510886110218,0.69179510886110218,0.69179510886110218,0.69179510886110218,0.69179510886110218,0.69179510886110218,null,5.1953001425965441E-5,4.9069895686229335E-5,4.6491366444808104E-5,3.6753506157713336E-5,2.6459127518575694E-5,1.6769007367647868E-5,null,5.6227103500567453E-5,5.2976660195783054E-5,5.0050701015624039E-5,3.8684332181340632E-5,2.7571703541051189E-5,1.7381983679105895E-5,null,1.9562821280199254E-5,1.8462536747801845E-5,1.7461644726493514E-5,1.3439735356142418E-5,9.5422288959367178E-6,6.0045555270187586E-6,null,0,0,0,0,0,0,null,0.69179510886110218,6.960294014797444E-2,0.2947250254840732,0.47739915863215066,0.69179510886110218,0.69179510886110218]
[null,6660,5.3714369758639696E-5,5.073351776728503E-5,4.806756836483256E-5,3.8804548349494239E-5,2.8978440635396005E-5,1.9708142906384302E-5,null,null,0.71769401630379637,0.71769401630379637,0.71769401630379637,0.71769401630379637,0.71769401630379637,0.71769401630379637,null,5.3714369758639696E-5,5.073351776728503E-5,4.806756836483256E-5,3.8804548349494239E-5,2.8978440635396005E-5,1.9708142906384302E-5,null,5.8133377186891957E-5,5.4772733744539801E-5,5.174757544784901E-5,4.0843124790794731E-5,3.0196950890393508E-5,2.0428556731698138E-5,null,2.6270943966725798E-5,2.4793370109455813E-5,2.3449270614198031E-5,1.843057664695166E-5,1.3574182115787895E-5,9.1660782717392639E-6,null,0,0,0,0,0,0,null,0.71769401630379637,0.78030094762324409,0.79990126730971522,0.78235607827966858,0.71769401630379637,0.71769401630379637]
[null,6669,5.4381309764888551E-5,5.1363446272613843E-5,4.8664395331055164E-5,3.9566964717306901E-5,2.9903741858518929E-5,2.077920074371594E-5,null,null,0,0,0,0,0,0,null,5.4381309764888551E-5,5.1363446272613843E-5,4.8664395331055164E-5,3.9566964717306901E-5,2.9903741858518929E-5,2.077920074371594E-5,null,5.8855185431473593E-5,5.5452814839226275E-5,5.2390094916058904E-5,4.1645594299591959E-5,3.1161159970689394E-5,2.1538766145989088E-5,null,2.8648963460132368E-5,2.7037641099573489E-5,2.5571875066377466E-5,2.0242450347043362E-5,1.5088228456117609E-5,1.0409760890824434E-5,null,0,0,0,0,0,0,null,0,0,0,0,0,0]
[null,6686,5.6059643579230883E-5,5.2948641794258711E-5,5.0166291857485777E-5,4.1375602975093063E-5,3.2010636015438991E-5,2.3150664431131784E-5,null,null,0.38564228613951818,0.38564228613951818,0.38564228613951818,0.38564228613951818,0.38564228613951818,0.38564228613951818,null,5.6059643579230883E-5,5.2948641794258711E-5,5.0166291857485777E-5,4.1375602975093063E-5,3.2010636015438991E-5,2.3150664431131784E-5,null,6.067159346368335E-5,5.7164217794534052E-5,5.4006975204789973E-5,4.3549248412477125E-5,3.3356646614993527E-5,2.3996916602156272E-5,null,3.3416948963057819E-5,3.1537457680213999E-5,2.9827747351906408E-5,2.3951454710573134E-5,1.8275288108522171E-5,1.3122983661359591E-5,null,0,0,0,0,0,0,null,0.38564228613951818,0,0.13721814714228298,0.25039598820450698,0.38564228613951818,0.38564228613951818]
[null,6710,5.7772627322427655E-5,5.4566564364346494E-5,5.1699195688507893E-5,4.3363485649271535E-5,3.4447004487279462E-5,2.5988984898786041E-5,null,null,0.39362505778489376,0.39362505778489376,0.39362505778489376,0.39362505778489376,0.39362505778489376,0.39362505778489376,null,5.7772627322427655E-5,5.4566564364346494E-5,5.1699195688507893E-5,4.3363485649271535E-5,3.4447004487279462E-5,2.5988984898786041E-5,null,6.2525502026805884E-5,5.8910953405441052E-5,5.5657236687710107E-5,4.5641563452448157E-5,3.5895461591987351E-5,2.6938989377436987E-5,null,3.9800855987014985E-5,3.7562310452531464E-5,3.5525980486210807E-5,2.9011192131304102E-5,2.2728732726105308E-5,1.7025986154390926E-5,null,0,0,0,0,0,0,null,0.39362505778489376,2.5166412677161326E-2,0.15762094824528328,0.26578247947864042,0.39362505778489376,0.39362505778489376]
[null,6721,5.8663616625224138E-5,5.5408108662957866E-5,5.2496518442492475E-5,4.4369635165542525E-5,3.5658178371278159E-5,2.7383361939593925E-5,null,null,0,0,0,0,0,0,null,5.8663616625224138E-5,5.5408108662957866E-5,5.2496518442492475E-5,4.4369635165542525E-5,3.5658178371278159E-5,2.7383361939593925E-5,null,6.3489791795850838E-5,5.9819498364091624E-5,5.6515601709525735E-5,4.6700570501857341E-5,3.7157563951289676E-5,2.8384336644240788E-5,null,4.2783492237578226E-5,4.0377192344699355E-5,3.8188261851956921E-5,3.1424208809042108E-5,2.4906919470575722E-5,1.8990956076014944E-5,null,0,0,0,0,0,0,null,0,0,0,0,0,0]
[null,6738,5.9911076690986592E-5,5.6586341558451495E-5,5.3612837451034694E-5,4.5814737271165287E-5,3.7427296134838581E-5,2.9442826028074605E-5,null,null,0,0,0,0,0,0,null,5.9911076690986592E-5,5.6586341558451495E-5,5.3612837451034694E-5,4.5814737271165287E-5,3.7427296134838581E-5,2.9442826028074605E-5,null,6.4839878687950872E-5,6.1091537826640891E-5,5.7717385034198145E-5,4.8221590282935661E-5,3.9001071091570518E-5,3.051908263062156E-5,null,4.725633552204382E-5,4.4598466583409958E-5,4.2180692147768779E-5,3.5093704425095191E-5,2.8274493654828245E-5,2.2084373050662488E-5,null,0,0,0,0,0,0,null,0,0,0,0,0,0]
[null,6755,6.1079979964181731E-5,5.7690377131154937E-5,5.4658858064301725E-5,4.7194941432527125E-5,3.9137615453593228E-5,3.1449475940391383E-5,null,null,0.81464861147128798,0.81464861147128798,0.81464861147128798,0.81464861147128798,0.81464861147128798,0.81464861147128798,null,6.1079979964181731E-5,5.7690377131154937E-5,5.4658858064301725E-5,4.7194941432527125E-5,3.9137615453593228E-5,3.1449475940391383E-5,null,6.6104946028049669E-5,6.2283472648617293E-5,5.8843487985656013E-5,4.9674302740546579E-5,4.0783307379752333E-5,3.259908386509307E-5,null,5.1578032058871792E-5,4.8677095119713899E-5,4.6038209857557881E-5,3.8701912798422345E-5,3.1652914860815218E-5,2.525410372318015E-5,null,0,0,0,0,0,0,null,0.81464861147128798,0,0.28986596401848452,0.52894807296880486,0.81464861147128798,0.81464861147128798]
[null,6777,6.2531709358437036E-5,5.9061543531276284E-5,5.5957972290516389E-5,4.8932963131258691E-5,4.1309856461695761E-5,3.4011933521963226E-5,null,null,0.49897960334194019,0.49897960334194019,0.49897960334194019,0.49897960334194019,0.49897960334194019,0.49897960334194019,null,6.2531709358437036E-5,5.9061543531276284E-5,5.5957972290516389E-5,4.8932963131258691E-5,4.1309856461695761E-5,3.4011933521963226E-5,null,6.7676107205752353E-5,6.3763806271406904E-5,6.0242061155119722E-5,5.1503630490764487E-5,4.3046888635523884E-5,3.525520982918647E-5,null,5.6926893399141792E-5,5.3725116958649063E-5,5.0812568068845443E-5,4.3260326765451634E-5,3.6018393259511604E-5,2.9444295674961065E-5,null,0,0,0,0,0,0,null,0.49897960334194019,0,0.17754551067981561,0.32398545326405448,0.49897960334194019,0.49897960334194019]
[null,6790,6.3314130666686209E-5,5.9800544761709175E-5,5.6658140418586432E-5,4.989670177275104E-5,4.253505166438782E-5,3.5472555989773063E-5,null,null,0,0,0,0,0,0,null,6.3314130666686209E-5,5.9800544761709175E-5,5.6658140418586432E-5,4.989670177275104E-5,4.253505166438782E-5,3.5472555989773063E-5,null,6.8522897240446822E-5,6.4561644060165342E-5,6.0995833485737386E-5,5.2517998632500531E-5,4.4323601893919412E-5,3.6769224066295547E-5,null,5.9888709875707377E-5,5.6520350056964218E-5,5.3456265842193221E-5,4.5833945646034798E-5,3.8534057408199607E-5,3.1907256040232288E-5,null,0,0,0,0,0,0,null,0,0,0,0,0,0]
[null,6807,6.4849248456390704E-5,6.1250471960125588E-5,5.8031876713664584E-5,5.1606239385151947E-5,4.4573472737651483E-5,3.7804318682693494E-5,null,null,7.0469382462707619E-2,7.0469382462707619E-2,7.0469382462707619E-2,7.0469382462707619E-2,7.0469382462707619E-2,7.0469382462707619E-2,null,6.4849248456390704E-5,6.1250471960125588E-5,5.8031876713664584E-5,5.1606239385151947E-5,4.4573472737651483E-5,3.7804318682693494E-5,null,7.0184307062365949E-5,6.6127009126158067E-5,6.247474171832055E-5,5.4317345899964801E-5,4.6447736239785498E-5,3.9186222293041281E-5,null,6.4091163355487049E-5,6.0486442201346866E-5,5.7207347988908085E-5,4.9529793436048423E-5,4.219132310021196E-5,3.5529352105210295E-5,null,0,0,0,0,0,0,null,7.0469382462707619E-2,0,2.5074216286269289E-2,4.575548712914565E-2,7.0469382462707619E-2,7.0469382462707619E-2]
[null,6827,6.6565921663723582E-5,6.2871879249388942E-5,5.95680821485292E-5,5.354308109466876E-5,4.6903598487137732E-5,4.0485831983849452E-5,null,null,0.54745126337508898,0.54745126337508898,0.54745126337508898,0.54745126337508898,0.54745126337508898,0.54745126337508898,null,6.6565921663723582E-5,6.2871879249388942E-5,5.95680821485292E-5,5.354308109466876E-5,4.6903598487137732E-5,4.0485831983849452E-5,null,7.2042208616771928E-5,6.7877506896757073E-5,6.4128557572717143E-5,5.6355938565168251E-5,4.8875841109573845E-5,4.196575595380656E-5,null,6.8701094564139646E-5,6.483709403860171E-5,6.1322142058030534E-5,5.3664385694717219E-5,4.6362979321323025E-5,3.9734471447032586E-5,null,0,0,0,0,0,0,null,0.54745126337508898,0.67545027798509594,0.66615587952058908,0.62930815612761859,0.54745126337508898,0.54745126337508898]
[null,6842,6.7816669149879118E-5,6.4053217131530859E-5,6.0687342982605238E-5,5.4965981662803068E-5,4.8624961414965516E-5,4.2474126557283317E-5,null,null,0,0,0,0,0,0,null,6.7816669149879118E-5,6.4053217131530859E-5,6.0687342982605238E-5,5.4965981662803068E-5,4.8624961414965516E-5,4.2474126557283317E-5,null,7.3395853380825801E-5,6.9152898553564716E-5,6.5333507946273956E-5,5.7853590462718545E-5,5.0669585377947916E-5,4.4026730886130774E-5,null,7.1911715261643814E-5,6.786713769958026E-5,6.4187920831365708E-5,5.6601543948689092E-5,4.9382824718991046E-5,4.28292347032765E-5,null,0,0,0,0,0,0,null,0,0,0,0,0,0]
[null,6859,6.9499852915842289E-5,6.564299345916547E-5,6.2193579602425156E-5,5.6812589478008064E-5,5.080393031222131E-5,4.4948868873633629E-5,null,null,0,0,0,0,0,0,null,6.9499852915842289E-5,6.564299345916547E-5,6.2193579602425156E-5,5.6812589478008064E-5,5.080393031222131E-5,4.4948868873633629E-5,null,7.5217510363515279E-5,7.0869247021777059E-5,6.6955060601795228E-5,5.9797208843656551E-5,5.2940177422909716E-5,4.6591935230651699E-5,null,7.55905862306635E-5,7.1339095526271385E-5,6.7471656696225507E-5,6.0006667583149888E-5,5.2921799806065869E-5,4.6489541213990766E-5,null,0,0,0,0,0,0,null,0,0,0,0,0,0]
[null,6860,6.9695060331913255E-5,6.5827367937653115E-5,6.2368265554424136E-5,5.700520413118365E-5,5.101321551988168E-5,4.5172426457842253E-5,null,null,0,0,0,0,0,0,null,6.9695060331913255E-5,6.5827367937653115E-5,6.2368265554424136E-5,5.700520413118365E-5,5.101321551988168E-5,4.5172426457842253E-5,null,7.5428777225606801E-5,7.1068300717714623E-5,6.7143120343285281E-5,5.9999942405849612E-5,5.3158262833968262E-5,4.6823664765671853E-5,null,7.5903298285142837E-5,7.1634219512459871E-5,6.7750781405223222E-5,6.0289856697021E-5,5.3210190647443518E-5,4.6782640896589807E-5,null,0,0,0,0,0,0,null,0,0,0,0,0,0]
[null,6878,7.1077438845292066E-5,6.7182500335855451E-5,6.3652188334878244E-5,5.8659796476582904E-5,5.3032879978715645E-5,4.7519078879811032E-5,null,null,0.37264209446279789,0.37264209446279789,0.37264209446279789,0.37264209446279789,0.37264209446279789,0.37264209446279789,null,7.1077438845292066E-5,6.7182500335855451E-5,6.3652188334878244E-5,5.8659796476582904E-5,5.3032879978715645E-5,4.7519078879811032E-5,null,7.6924882120710391E-5,7.2531323770360078E-5,6.8525339024423524E-5,6.1741457885746087E-5,5.5262851871239938E-5,4.9256097002411763E-5,null,7.9028761737355094E-5,7.4638854083664455E-5,7.059252856770682E-5,6.333810351417951E-5,5.647445977638053E-5,5.0242829059120513E-5,null,0,0,0,0,0,0,null,0.37264209446279789,0.24517116898852451,0.30368528065257244,0.34135564950816438,0.37264209446279789,0.37264209446279789]
[null,6895,7.1458317975281433E-5,6.8383121509712827E-5,6.4789719160542159E-5,6.0151262017670189E-5,5.4873711021496944E-5,4.967334745934554E-5,null,null,0.26902391448963259,0.26902391448963259,0.26902391448963259,0.26902391448963259,0.26902391448963259,0.26902391448963259,null,7.1458317975281433E-5,6.8383121509712827E-5,6.4789719160542159E-5,6.0151262017670189E-5,5.4873711021496944E-5,4.967334745934554E-5,null,7.7337095653621222E-5,7.3827533983603994E-5,6.9749958122658671E-5,6.3311276780870336E-5,5.7181087752037496E-5,5.1489112974610706E-5,null,8.0595175036575671E-5,7.7065600727578001E-5,7.2887716293861175E-5,6.5882806909542795E-5,5.9275339668954317E-5,5.3276090306155941E-5,null,2.5266935073895485E-6,2.4243940421784552E-6,2.2991827113779088E-6,2.0796095871776886E-6,1.8719179624231492E-6,1.6831695612145702E-6,null,0.26902391448963259,0,9.5723328094461629E-2,0.1746761476642264,0.26902391448963259,0.26902391448963259]
[null,6912,7.1910375076339475E-5,6.9650529792818989E-5,6.5990527560499894E-5,6.1706112178452029E-5,5.6777480398232108E-5,5.1889786362964718E-5,null,null,0,0,0,0,0,0,null,7.1910375076339475E-5,6.9650529792818989E-5,6.5990527560499894E-5,6.1706112178452029E-5,5.6777480398232108E-5,5.1889786362964718E-5,null,7.7826342871524084E-5,7.5195848649947964E-5,7.1042699265784316E-5,6.4947810173189211E-5,5.9164908451681615E-5,5.378657185239566E-5,null,8.1863133705948737E-5,7.9227623454285477E-5,7.4932531329848344E-5,6.8217546005574915E-5,6.1905094852216614E-5,5.6173483802724024E-5,null,8.704944645083229E-6,8.4538277701697208E-6,8.0172176288123233E-6,7.3036497191349623E-6,6.630912248127004E-6,6.0195081695219129E-6,null,0,0,0,0,0,0]
[null,6926,7.2511272512193405E-5,7.0909580876190174E-5,6.7183417915597375E-5,6.3186563448522405E-5,5.8539423803734243E-5,5.3902704407882515E-5,null,null,0.23320291799618903,0.23320291799618903,0.23320291799618903,0.23320291799618903,0.23320291799618903,0.23320291799618903,null,7.2511272512193405E-5,7.0909580876190174E-5,6.7183417915597375E-5,6.3186563448522405E-5,5.8539423803734243E-5,5.3902704407882515E-5,null,7.8476675314147849E-5,7.6555140747069871E-5,7.2326916166104595E-5,6.6506036168389156E-5,6.100093956036082E-5,5.5873070345540914E-5,null,8.2877220809420146E-5,8.0982273326078803E-5,7.659205802973644E-5,7.0133495505434075E-5,6.4081336624187643E-5,5.8585868521128493E-5,null,1.386436063458706E-5,1.3594202971566062E-5,1.2892110730936296E-5,1.181289511600694E-5,1.0798550610339973E-5,9.8766472004174159E-6,null,0.23320291799618903,0,8.2977602471825229E-2,0.15141771844673907,0.23320291799618903,0.23320291799618903]
[null,6947,7.3578607262683287E-5,7.2417246640014477E-5,6.9119778439806864E-5,6.5552188927730487E-5,6.1323889884786745E-5,5.705968643594469E-5,null,null,0,0,0,0,0,0,null,7.3578607262683287E-5,7.2417246640014477E-5,6.9119778439806864E-5,6.5552188927730487E-5,6.1323889884786745E-5,5.705968643594469E-5,null,7.9631818228673534E-5,7.8182841310561193E-5,7.4411522600951368E-5,6.8995938532034085E-5,6.3902489252541488E-5,5.9145453074221434E-5,null,8.4167547387519598E-5,8.2773345945137054E-5,7.8865568595203105E-5,7.2820122335580953E-5,6.7185610878496471E-5,6.2069058092283606E-5,null,2.171902419197424E-5,2.1433113625970798E-5,2.0476640048792753E-5,1.8919656037721068E-5,1.7463896384498765E-5,1.6140715869311534E-5,null,0,0.4803900074605833,0.33524041095059154,0.19476625779008305,0,0]
[null,6964,7.4340022398216104E-5,7.3517524934126475E-5,7.0593699772062324E-5,6.7377134042609303E-5,6.3492294833097763E-5,5.9534210941438778E-5,null,null,0,0,0,0,0,0,null,7.4340022398216104E-5,7.3517524934126475E-5,7.0593699772062324E-5,6.7377134042609303E-5,6.3492294833097763E-5,5.9534210941438778E-5,null,8.0455873941672355E-5,7.9370719713252097E-5,7.5998285941384584E-5,7.0916756174131906E-5,6.6162073146598704E-5,6.1710431646001918E-5,null,8.5038540287300083E-5,8.403097061467447E-5,8.0547310732645804E-5,7.4847403631522218E-5,6.9561285535762007E-5,6.4760825518217746E-5,null,2.8085288170906767E-5,2.784848577507894E-5,2.6766387004688195E-5,2.4888918342872023E-5,2.3141948661202278E-5,2.1553979448083255E-5,null,0,0,0,0,0,0]
[null,6977,7.5048561208495803E-5,7.447710666680855E-5,7.1832482174298765E-5,6.8882101899784992E-5,6.5256650307052321E-5,6.1529040339925654E-5,null,null,0,0,0,0,0,0,null,7.5048561208495803E-5,7.447710666680855E-5,7.1832482174298765E-5,6.8882101899784992E-5,6.5256650307052321E-5,6.1529040339925654E-5,null,8.1222703266760286E-5,8.0406699812077647E-5,7.7331908340101508E-5,7.2500786722384951E-5,6.8000617748447488E-5,6.3778180278159817E-5,null,8.5849047255408433E-5,8.5127778273170004E-5,8.1960759686380353E-5,7.6519230999353858E-5,7.1494289142466728E-5,6.6930784548011475E-5,null,3.3003266132620487E-5,3.2839146350309748E-5,3.1703195388617108E-5,2.9618170854566782E-5,2.768611591921243E-5,2.5929811413328728E-5,null,0,0,0,0,0,0]
[null,6999,7.5708130240081795E-5,7.5589082461094496E-5,7.3442927036037012E-5,7.0956029206871476E-5,6.7787016867944846E-5,6.4468201136317867E-5,null,null,5.3613106177627955E-2,5.3613106177627955E-2,5.3613106177627955E-2,5.3613106177627955E-2,5.3613106177627955E-2,5.3613106177627955E-2,null,7.5708130240081795E-5,7.5589082461094496E-5,7.3442927036037012E-5,7.0956029206871476E-5,6.7787016867944846E-5,6.4468201136317867E-5,null,8.1936534136716922E-5,8.1607207026857686E-5,7.9065647320922765E-5,7.4683666704583593E-5,7.0637383326531576E-5,6.6824779511679227E-5,null,8.6603537042408114E-5,8.6398773255354124E-5,8.3798274976201707E-5,7.8823099759306936E-5,7.4266523967418034E-5,7.0127979513648537E-5,null,4.1010933867514218E-5,4.1055441201209165E-5,3.9927739924630856E-5,3.7582332824878084E-5,3.5426346425323936E-5,3.3466273518915221E-5,null,5.3613106177627955E-2,1.3614379144183704E-2,2.8577265158307795E-2,4.0330501573168913E-2,5.3613106177627955E-2,5.3613106177627955E-2]
[null,7016,7.6423663521596577E-5,7.6640526595834075E-5,7.4868395868448714E-5,7.2735536100280028E-5,6.9913468870039046E-5,6.6904239172731799E-5,null,null,0.53212840085239776,0.53212840085239776,0.53212840085239776,0.53212840085239776,0.53212840085239776,0.53212840085239776,null,7.6423663521596577E-5,7.6640526595834075E-5,7.4868395868448714E-5,7.2735536100280028E-5,6.9913468870039046E-5,6.6904239172731799E-5,null,8.2710933358582167E-5,8.2742363274124366E-5,8.0600248684443163E-5,7.6556659052258016E-5,7.285325020101014E-5,6.9349864775361566E-5,null,8.7422045079183446E-5,8.7600580188713765E-5,8.5424732880443846E-5,8.0799904985717953E-5,7.6596235553439638E-5,7.2777881674729086E-5,null,4.71922070979154E-5,4.7452099044225708E-5,4.6398995341318039E-5,4.3916363670793632E-5,4.1651053631487162E-5,3.9591388994109636E-5,null,0.53212840085239776,5.3887490641025285E-2,0.22694583476268052,0.3673566345945653,0.53212840085239776,0.53212840085239776]
[null,7033,7.6895131128876137E-5,7.745929258421012E-5,7.6059724214178669E-5,7.4299135555761008E-5,7.1831752945885352E-5,6.9140454599839955E-5,null,null,0,0,0,0,0,0,null,7.6895131128876137E-5,7.745929258421012E-5,7.6059724214178669E-5,7.4299135555761008E-5,7.1831752945885352E-5,6.9140454599839955E-5,null,8.3221187958394842E-5,8.3626316397306455E-5,8.1882783989451957E-5,7.8202401378849504E-5,7.4852195926246995E-5,7.1667823090052851E-5,null,8.7961363145312547E-5,8.8536434609427325E-5,8.6784036823401304E-5,8.2536864582254108E-5,7.8697881220672478E-5,7.5210418443185639E-5,null,5.3083223265868284E-5,5.3615021192455371E-5,5.2696382513925521E-5,5.0150988441924114E-5,4.7840709693029878E-5,4.5739913650006925E-5,null,0,0,0,0,0,0]
[null,7043,7.7280572370780348E-5,7.8041949441993606E-5,7.6842088940315325E-5,7.5311577091627385E-5,7.3049551196077169E-5,7.054172673670711E-5,null,null,0.7035212141028967,0.7035212141028967,0.7035212141028967,0.7035212141028967,0.7035212141028967,0.7035212141028967,null,7.7280572370780348E-5,7.8041949441993606E-5,7.6842088940315325E-5,7.5311577091627385E-5,7.3049551196077169E-5,7.054172673670711E-5,null,8.3638338921902087E-5,8.4255362249837195E-5,8.2725045811107002E-5,7.9268030995778509E-5,7.6121201198757469E-5,7.3120317497086257E-5,null,8.8402274508003295E-5,8.9202414882004691E-5,8.7676713859820491E-5,8.3661558016682284E-5,8.0032084245295007E-5,7.6734710760563592E-5,null,5.654109331702136E-5,5.7250132092718202E-5,5.6423581194294743E-5,5.3875697592662761E-5,5.1562519354323956E-5,4.9458919466678108E-5,null,0.7035212141028967,0,0.25032492790368938,0.45679349998562746,0.7035212141028967,0.7035212141028967]
[null,7068,7.8305239807146949E-5,7.9552504048352644E-5,7.8846725236963552E-5,7.7889734299427333E-5,7.613901449528492E-5,7.4087688474504617E-5,null,null,0.64086547676765415,0.64086547676765415,0.64086547676765415,0.64086547676765415,0.64086547676765415,0.64086547676765415,null,7.8305239807146949E-5,7.9552504048352644E-5,7.8846725236963552E-5,7.7889734299427333E-5,7.613901449528492E-5,7.4087688474504617E-5,null,8.4747304340971255E-5,8.5886181654874476E-5,8.4883155146261053E-5,8.1981630330064592E-5,7.93405728929644E-5,7.6795898746578894E-5,null,8.9574405215763714E-5,9.092898782978216E-5,8.9964001014530102E-5,8.6525561894254272E-5,8.3416857772120181E-5,8.0591978804674683E-5,null,6.4945251136159675E-5,6.615534561289199E-5,6.5630822897844423E-5,6.3164649590175182E-5,6.0923736712869033E-5,5.888535361928847E-5,null,0.64086547676765415,0,0.22803094071924163,0.41611138126936154,0.64086547676765415,0.64086547676765415]
[null,7085,7.902487182494925E-5,8.059798213977031E-5,8.0225044069865079E-5,7.9657000430787635E-5,7.8252829840255833E-5,7.6510794077922013E-5,null,null,0,0,0,0,0,0,null,7.902487182494925E-5,8.059798213977031E-5,8.0225044069865079E-5,7.9657000430787635E-5,7.8252829840255833E-5,7.6510794077922013E-5,null,8.5526139496529163E-5,8.7014896864405934E-5,8.6366996751382596E-5,8.384173885372519E-5,8.1543271753353736E-5,7.9307578843554053E-5,null,9.0397601851488442E-5,9.2123975539949507E-5,9.1536660836594186E-5,8.8488769195036655E-5,8.5732724810284733E-5,8.3227813171396817E-5,null,7.0408427154380302E-5,7.2001164962036507E-5,7.1736208602447645E-5,6.9394025840650766E-5,6.7264140825447317E-5,6.5326323588556698E-5,null,0,0,0,0,0,0]
[null,7093,7.9361531529661486E-5,8.1087112109662907E-5,8.0870279072169443E-5,8.0485086959624559E-5,7.92438656582996E-5,7.7647276106097333E-5,null,null,0.46948393861834931,0.46948393861834931,0.46948393861834931,0.46948393861834931,0.46948393861834931,0.46948393861834931,null,7.9361531529661486E-5,8.1087112109662907E-5,8.0870279072169443E-5,8.0485086959624559E-5,7.92438656582996E-5,7.7647276106097333E-5,null,8.5890495732776653E-5,8.7542969562425663E-5,8.7061630328640207E-5,8.4713328470752727E-5,8.257597949303574E-5,8.0485603972426758E-5,null,9.0782711365027796E-5,9.2683054020402037E-5,9.2272873053746702E-5,8.9408667726584266E-5,8.6818490031030451E-5,8.4464068984103379E-5,null,7.2891281685326679E-5,7.4674425754539287E-5,7.4545614801400231E-5,7.22800187073723E-5,7.0218880990826106E-5,6.8343377449239486E-5,null,0.46948393861834931,0,0.16705044671103475,0.30483403657127933,0.46948393861834931,0.46948393861834931]
[null,7120,8.0190610250008867E-5,8.2442910615250842E-5,8.2764910011480744E-5,8.300228978673175E-5,8.2319178072545718E-5,8.1222545525823952E-5,null,null,0,0,0,0,0,0,null,8.0190610250008867E-5,8.2442910615250842E-5,8.2764910011480744E-5,8.300228978673175E-5,8.2319178072545718E-5,8.1222545525823952E-5,null,8.6787781620782957E-5,8.900671175547538E-5,8.9101312401461077E-5,8.7362771218167678E-5,8.5780605273767923E-5,8.4191564220377404E-5,null,9.1731105539352058E-5,9.423273981959838E-5,9.4434644252665889E-5,9.2204959060432809E-5,9.0187760042791503E-5,8.8353217683819727E-5,null,8.0501614270605065E-5,8.2982955488019014E-5,8.338634353336761E-5,8.1472011029351784E-5,7.9726885896035853E-5,7.8138007517817779E-5,null,0,0,0,0,0,0]
[null,7121,8.0195660950847724E-5,8.2468741877769798E-5,8.2811868174743295E-5,8.3072831879439012E-5,8.2411133131794089E-5,8.1333829007749467E-5,null,null,0,0,0,0,0,0,null,8.0195660950847724E-5,8.2468741877769798E-5,8.2811868174743295E-5,8.3072831879439012E-5,8.2411133131794089E-5,8.1333829007749467E-5,null,8.6793247835843137E-5,8.9034599608052976E-5,8.915186563681257E-5,8.7437019202437393E-5,8.5876426937990064E-5,8.4306915572080854E-5,null,9.1736883103212116E-5,9.4262265107121531E-5,9.4488223449959064E-5,9.2283322329528435E-5,9.0288504741808096E-5,8.8474270941133021E-5,null,8.074199906432986E-5,8.3251584399943076E-5,8.3677524077764006E-5,8.1779591029801181E-5,8.0049240751722315E-5,7.8473768830155971E-5,null,0,0,0,0,0,0]
[null,7143,8.1090782026139725E-5,8.3774648160111833E-5,8.454162888055553E-5,8.5302699961333365E-5,8.5087057110854044E-5,8.4408104043196566E-5,null,null,0,0,0,0,0,0,null,8.1090782026139725E-5,8.3774648160111833E-5,8.454162888055553E-5,8.5302699961333365E-5,8.5087057110854044E-5,8.4408104043196566E-5,null,8.7762009292632206E-5,9.0444477342653242E-5,9.1014055168668143E-5,8.9784032225641622E-5,8.8664870457045409E-5,8.7493568026794381E-5,null,9.2760824005670825E-5,9.5754923796805781E-5,9.6461877947655734E-5,9.4760421403897611E-5,9.3220210273458685E-5,9.1818442065890872E-5,null,8.6525480354244271E-5,8.9627163987228013E-5,9.0533800965237544E-5,8.8996432930296782E-5,8.7590849455261455E-5,8.6310044676327218E-5,null,0,0,0,0,0,0]
[null,7156,8.1864172599149709E-5,8.4774528001101864E-5,8.5777910555600187E-5,8.6827874178032182E-5,8.686731164731682E-5,8.6414750850793029E-5,null,null,0,0,0,0,0,0,null,8.1864172599149709E-5,8.4774528001101864E-5,8.5777910555600187E-5,8.6827874178032182E-5,8.686731164731682E-5,8.6414750850793029E-5,null,8.8599025645902255E-5,9.1523963936866794E-5,9.2344985386910098E-5,9.1389330663837324E-5,9.0519982658780076E-5,8.957356604305526E-5,null,9.3645515767645676E-5,9.6897792434069119E-5,9.7872473575231941E-5,9.6454695460337222E-5,9.5170632674519354E-5,9.4001255976220035E-5,null,8.9933213084947061E-5,9.3378334872930478E-5,9.4573466711243576E-5,9.3265858810974859E-5,9.206728137717793E-5,9.0974312245999402E-5,null,0,0,0,0,0,0]
[null,7173,8.2279336271099537E-5,8.5515801028140543E-5,8.6855590849394592E-5,8.8295266041556875E-5,8.8685246264306496E-5,8.8547343036898059E-5,null,null,0,0,0,0,0,0,null,8.2279336271099537E-5,8.5515801028140543E-5,8.6855590849394592E-5,8.8295266041556875E-5,8.8685246264306496E-5,8.8547343036898059E-5,null,8.9048344262953938E-5,9.2324254394316206E-5,9.3505171853770913E-5,9.2933811183469936E-5,9.2414359345292671E-5,9.1784113260333147E-5,null,9.4120427013351423E-5,9.7745071936587065E-5,9.9102105253058508E-5,9.8084780691112808E-5,9.7162336853903389E-5,9.6321072234500731E-5,null,9.3396913227054008E-5,9.7329081103040153E-5,9.8948026102266428E-5,9.7997829093158999E-5,9.7121599106991319E-5,9.632121304039548E-5,null,0,0,0,0,0,0]
[null,7190,8.2827997353118006E-5,8.6379437409334224E-5,8.8046205934574993E-5,8.9870715828513766E-5,9.0605471567368898E-5,9.0776304704765284E-5,null,null,0.14777147624899936,0.14777147624899936,0.14777147624899936,0.14777147624899936,0.14777147624899936,0.14777147624899936,null,8.2827997353118006E-5,8.6379437409334224E-5,8.8046205934574993E-5,8.9870715828513766E-5,9.0605471567368898E-5,9.0776304704765284E-5,null,8.9642142938654084E-5,9.3256650325861944E-5,9.4786939291684332E-5,9.4592026392439115E-5,9.441532792412779E-5,9.409455266099608E-5,null,9.4748047721849091E-5,9.8732213484604048E-5,1.0046059536674645E-4,9.9834904494701515E-5,9.9266109302992582E-5,9.8745718423253197E-5,null,9.6592895862290139E-5,1.0100268252886443E-4,1.0304959382531559E-4,1.0247631940155111E-4,1.0194012348478689E-4,1.0144839742496506E-4,null,0.14777147624899936,0.38012724566458495,0.31785162023841101,0.25006379002052082,0.14777147624899936,0.14777147624899936]
[null,7210,8.3446517405350078E-5,8.7365023705514481E-5,8.9413976054683657E-5,9.1689131664409528E-5,9.2827912240836741E-5,9.3360694153123708E-5,null,null,0.47336257342909649,0.47336257342909649,0.47336257342909649,0.47336257342909649,0.47336257342909649,0.47336257342909649,null,8.3446517405350078E-5,8.7365023705514481E-5,8.9413976054683657E-5,9.1689131664409528E-5,9.2827912240836741E-5,9.3360694153123708E-5,null,9.0311547786102363E-5,9.4320705375830477E-5,9.6259424584645817E-5,9.6505971743332921E-5,9.6731219683726078E-5,9.6773412191971449E-5,null,9.5455581035445479E-5,9.9858744514678266E-5,1.0202121912256241E-4,1.0185493259434094E-4,1.017009847580344E-4,1.0155699603136486E-4,null,9.9761027099070013E-5,1.0472365861087969E-4,1.0728171699524106E-4,1.0717854265888469E-4,1.0706659304503275E-4,1.0696000962472947E-4,null,0.47336257342909649,0,0.16843053157543092,0.30735241858286738,0.47336257342909649,0.47336257342909649]
[null,7225,8.3661048507920836E-5,8.7865004742922512E-5,9.0210082968064865E-5,9.2826699975544672E-5,9.4274240390743565E-5,9.5085046565401995E-5,null,null,0,0,0,0,0,0,null,8.3661048507920836E-5,8.7865004742922512E-5,9.0210082968064865E-5,9.2826699975544672E-5,9.4274240390743565E-5,9.5085046565401995E-5,null,9.0543728067842699E-5,9.4860493063427581E-5,9.7116480682263792E-5,9.7703301604546238E-5,9.8238364276619845E-5,9.8560796789647396E-5,null,9.5700986016777309E-5,1.0043022583018739E-4,1.0292957597502338E-4,1.0311862591926204E-4,1.0328556199970678E-4,1.0343273241784889E-4,null,1.0141898818397995E-4,1.0679881126604051E-4,1.0975357240342551E-4,1.1002874867701087E-4,1.1025840783041106E-4,1.1046198914641026E-4,null,0,0,0,0,0,0]
[null,7242,8.4063852181750213E-5,8.8578484762064262E-5,9.1248083309603876E-5,9.42456828243741E-5,9.6036083976038905E-5,9.7154743619694411E-5,null,null,0,0,0,0,0,0,null,8.4063852181750213E-5,8.8578484762064262E-5,9.1248083309603876E-5,9.42456828243741E-5,9.6036083976038905E-5,9.7154743619694411E-5,null,9.0979669846703886E-5,9.5630777735973975E-5,9.8233949337657252E-5,9.9196829967478306E-5,1.0007429136776682E-4,1.007061497989025E-4,null,9.6161758496254455E-5,1.0124573775848445E-4,1.0411393288393301E-4,1.0469493490808575E-4,1.0521581361572164E-4,1.0568413186850165E-4,null,1.0303939016453362E-4,1.0886211078594392E-4,1.1224974306953379E-4,1.129516942922726E-4,1.1356673488203099E-4,1.1412023782447491E-4,null,0,0,0,0,0,0]
[null,7260,8.501581930327816E-5,8.9825475127234514E-5,9.2808749530419064E-5,9.6194894724610394E-5,9.8329480456039943E-5,9.9754227599818096E-5,null,null,0.58920296309659403,0.58920296309659403,0.58920296309659403,0.58920296309659403,0.58920296309659403,0.58920296309659403,null,8.501581930327816E-5,8.9825475127234514E-5,9.2808749530419064E-5,9.6194894724610394E-5,9.8329480456039943E-5,9.9754227599818096E-5,null,9.2009953995879885E-5,9.6977048884897137E-5,9.9914098672393097E-5,1.0124844268483366E-4,1.0246412254433477E-4,1.0340065562897209E-4,null,9.7250726347011826E-5,1.0267105520254007E-4,1.0589465081547418E-4,1.0686026075539901E-4,1.0772842727713403E-4,1.0851182918424814E-4,null,1.0486938823492132E-4,1.1109717730849261E-4,1.1489616256050907E-4,1.1602145456957681E-4,1.1701874586271558E-4,1.1791931997346518E-4,null,0.58920296309659403,0,0.20964853127545191,0.38256711854524234,0.58920296309659403,0.58920296309659403]
[null,7277,8.5536757342069431E-5,9.0641366857194432E-5,9.393583488532487E-5,9.7694341396284496E-5,1.0016280000785074E-4,1.0188666795415571E-4,null,null,0,0,0,0,0,0,null,8.5536757342069431E-5,9.0641366857194432E-5,9.393583488532487E-5,9.7694341396284496E-5,1.0016280000785074E-4,1.0188666795415571E-4,null,9.2573748891661584E-5,9.7857898911785755E-5,1.0112747260461443E-4,1.0282666199502247E-4,1.0437453108456547E-4,1.0561104546440587E-4,null,9.7846634297666418E-5,1.0360362432869672E-4,1.071806535975488E-4,1.0852595479022928E-4,1.0973698697964658E-4,1.1083148028117972E-4,null,1.0563922693474003E-4,1.1224148133255083E-4,1.1643172835933018E-4,1.1797205204957257E-4,1.1934427578645719E-4,1.2058532476162545E-4,null,0,0,0,0,0,0]
[null,7294,8.624546730884006E-5,9.1629924630539628E-5,9.5222375569627594E-5,9.9345791433163002E-5,1.021394536359446E-4,1.0415360037393053E-4,null,null,0,0,0,0,0,0,null,8.624546730884006E-5,9.1629924630539628E-5,9.5222375569627594E-5,9.9345791433163002E-5,1.021394536359446E-4,1.0415360037393053E-4,null,9.3340763454049895E-5,9.8925162016995596E-5,1.025125096138173E-4,1.0456487008688061E-4,1.0643430073490202E-4,1.0796084360440686E-4,null,9.8657337053961023E-5,1.0473355177493911E-4,1.0864859468299014E-4,1.1036050517952558E-4,1.1190258152604908E-4,1.1329743074188268E-4,null,1.0651449477674149E-4,1.1346561544162584E-4,1.1802637172052271E-4,1.1996628167355476E-4,1.2169946449630798E-4,1.2326829386386564E-4,null,0,0,0,0,0,0]
[null,7310,8.6373760858176425E-5,9.2047086655962687E-5,9.5943022135481192E-5,1.0041884605367048E-4,1.035322691327258E-4,1.0583493753276601E-4,null,null,0.1995918413367761,0.1995918413367761,0.1995918413367761,0.1995918413367761,0.1995918413367761,0.1995918413367761,null,8.6373760858176425E-5,9.2047086655962687E-5,9.5943022135481192E-5,1.0041884605367048E-4,1.035322691327258E-4,1.0583493753276601E-4,null,9.3479611537490668E-5,9.9375536947660545E-5,1.0328832819183852E-4,1.0569429706482139E-4,1.0788568252886604E-4,1.0970364056389391E-4,null,9.8804093751253896E-5,1.0521037046451404E-4,1.0947085138657202E-4,1.1155253202128768E-4,1.1342853104047308E-4,1.1512637548909275E-4,null,1.0667293930741743E-4,1.1398218845141882E-4,1.189195997979756E-4,1.2126206251135215E-4,1.2335900832649723E-4,1.2525819687475996E-4,null,0.1995918413367761,0,7.1018204271926247E-2,0.12959418130562184,0.1995918413367761,0.1995918413367761]
[null,7329,8.7254587583406439E-5,9.3224786112810386E-5,9.7440084974685764E-5,1.0231380742843022E-4,1.0578080490405929E-4,1.083985161606512E-4,null,null,0.6403693723151167,0.6403693723151167,0.6403693723151167,0.6403693723151167,0.6403693723151167,0.6403693723151167,null,8.7254587583406439E-5,9.3224786112810386E-5,9.7440084974685764E-5,1.0231380742843022E-4,1.0578080490405929E-4,1.083985161606512E-4,null,9.4432902667670123E-5,1.0064700050114203E-4,1.0490000473087037E-4,1.0768880923401292E-4,1.1022876665532228E-4,1.1236092855316237E-4,null,9.9811683156572663E-5,1.0655648798601603E-4,1.1117899795043053E-4,1.1365759245311149E-4,1.1589199592606687E-4,1.1791501525767908E-4,null,1.0776077402559177E-4,1.1544053728467712E-4,1.2077518147289129E-4,1.2355034736736314E-4,1.2603814542319085E-4,1.2829225390697727E-4,null,0.6403693723151167,0,0.22785441823658628,0.41578926263997229,0.6403693723151167,0.6403693723151167]
[null,7346,8.771797744182442E-5,9.3966387531525887E-5,9.8478888003028425E-5,1.0371181891605514E-4,1.0750142523768868E-4,1.1040845201179422E-4,null,null,0,0,0,0,0,0,null,8.771797744182442E-5,9.3966387531525887E-5,9.8478888003028425E-5,1.0371181891605514E-4,1.0750142523768868E-4,1.1040845201179422E-4,null,9.493441497331642E-5,1.0144764549560505E-4,1.0601833752600183E-4,1.0916026451636189E-4,1.12021737104262E-4,1.1444433584106305E-4,null,1.0034176097835106E-4,1.0740414284218429E-4,1.1236427072383805E-4,1.1521060493401628E-4,1.1777708391415829E-4,1.2010140696255482E-4,null,1.0833306771468861E-4,1.163588645857878E-4,1.2206275859574857E-4,1.2523853402819526E-4,1.2808826969691679E-4,1.3067106138225137E-4,null,0,0,0,0,0,0]
[null,7363,8.8147739070334671E-5,9.4670949295173407E-5,9.9477747212735055E-5,1.0506654809049958E-4,1.0917609568221469E-4,1.1237022430828257E-4,null,null,0,0,0,0,0,0,null,8.8147739070334671E-5,9.4670949295173407E-5,9.9477747212735055E-5,1.0506654809049958E-4,1.0917609568221469E-4,1.1237022430828257E-4,null,9.5399532500765785E-5,1.0220830187397536E-4,1.0709366844192745E-4,1.1058616367207996E-4,1.1376682552386371E-4,1.1647781899794152E-4,null,1.0083337102070803E-4,1.0820946115112269E-4,1.1350396765716475E-4,1.1671553628456791E-4,1.1961182983531611E-4,1.2223540674839771E-4,null,1.0886383001633258E-4,1.1723132556893541E-4,1.2330082609486381E-4,1.2687445457790596E-4,1.3008364454034446E-4,1.3299286613090456E-4,null,0,0,0,0,0,0]
[null,7377,8.8557269014975632E-5,9.5299637671569082E-5,1.0034248961449049E-4,1.0621988924779949E-4,1.1058830127665904E-4,1.1401440173378095E-4,null,null,0.34630345807353624,0.34630345807353624,0.34630345807353624,0.34630345807353624,0.34630345807353624,0.34630345807353624,null,8.8557269014975632E-5,9.5299637671569082E-5,1.0034248961449049E-4,1.0621988924779949E-4,1.1058830127665904E-4,1.1401440173378095E-4,null,9.5842753911500308E-5,1.0288704410522691E-4,1.0802461469529633E-4,1.1180009499759618E-4,1.1523841274690038E-4,1.1818209788273133E-4,null,1.0130183777082085E-4,1.0892805572472985E-4,1.1449063750394694E-4,1.1799675123014103E-4,1.2115902287422852E-4,1.2402392944299478E-4,null,1.093696058734356E-4,1.1800983230498653E-4,1.2437265829335224E-4,1.2826718645055334E-4,1.3176629172989321E-4,1.3493878970265846E-4,null,0.34630345807353624,0,0.12322071664263598,0.22485344506953264,0.34630345807353624,0.34630345807353624]
[null,7382,8.866458711470965E-5,9.5486482688818576E-5,1.0061477704700572E-4,1.0659539417439738E-4,1.110567931172726E-4,1.1456643876965753E-4,null,null,6.7402554937930584E-2,6.7402554937930584E-2,6.7402554937930584E-2,6.7402554937930584E-2,6.7402554937930584E-2,6.7402554937930584E-2,null,8.866458711470965E-5,9.5486482688818576E-5,1.0061477704700572E-4,1.0659539417439738E-4,1.110567931172726E-4,1.1456643876965753E-4,null,9.5958900923907815E-5,1.0308876503513057E-4,1.083177481933472E-4,1.1219532687707754E-4,1.1572660413309518E-4,1.1875431414678886E-4,null,1.0142460037235602E-4,1.0914162069672883E-4,1.148013170760081E-4,1.1841388931720959E-4,1.2167229609551879E-4,1.2462443079498488E-4,null,1.0950214539731151E-4,1.1824120306033636E-4,1.2471015352525148E-4,1.2872063222962648E-4,1.3232450115919738E-4,1.3559213882662405E-4,null,6.7402554937930584E-2,0,2.3982986393490849E-2,4.3764208329285223E-2,6.7402554937930584E-2,6.7402554937930584E-2]
[null,7399,8.9348107545833674E-5,9.6419086856406561E-5,1.0181886700432676E-4,1.081402994603786E-4,1.1290540238044639E-4,1.1668612129776461E-4,null,null,0,0,0,0,0,0,null,8.9348107545833674E-5,9.6419086856406561E-5,1.0181886700432676E-4,1.081402994603786E-4,1.1290540238044639E-4,1.1668612129776461E-4,null,9.6698653642147395E-5,1.0409561971441093E-4,1.0961402212673084E-4,1.1382139294585352E-4,1.1765294529954844E-4,1.2095147980487822E-4,null,1.0220648848382272E-4,1.1020759283700324E-4,1.161751819995856E-4,1.2013008207541125E-4,1.2369760699564792E-4,1.2693020403336351E-4,null,1.1034630377064429E-4,1.1939604964856029E-4,1.2620260073671396E-4,1.3058620237631636E-4,1.345271246252778E-4,1.3810083413657713E-4,null,0,0,0,0,0,0]
[null,7427,8.9708151321228824E-5,9.7219383611656077E-5,1.0309319564269585E-4,1.099827745844407E-4,1.1526216207938569E-4,1.1950626552365996E-4,null,null,0.48735497401089195,0.48735497401089195,0.48735497401089195,0.48735497401089195,0.48735497401089195,0.48735497401089195,null,8.9708151321228824E-5,9.7219383611656077E-5,1.0309319564269585E-4,1.099827745844407E-4,1.1526216207938569E-4,1.1950626552365996E-4,null,9.7088317724457004E-5,1.0495963315209467E-4,1.109859121474377E-4,1.1576066152690335E-4,1.2010880404587453E-4,1.2387471192187342E-4,null,1.0261834734680668E-4,1.1112233681381216E-4,1.1762918915803806E-4,1.2217683697603532E-4,1.2627964052881979E-4,1.2999793375147579E-4,null,1.1079096343833901E-4,1.203870595641142E-4,1.2778210749304642E-4,1.3281110678868351E-4,1.3733521085540089E-4,1.4143854273165288E-4,null,0.48735497401089195,5.7485188229987457E-4,0.17381042863956697,0.31667069238450607,0.48735497401089195,0.48735497401089195]
[null,7434,8.9845327446006553E-5,9.7461518819477391E-5,1.0344926779449673E-4,1.1047771355215925E-4,1.158823158582207E-4,1.2023898033990056E-4,null,null,0,0,0,0,0,0,null,8.9845327446006553E-5,9.7461518819477391E-5,1.0344926779449673E-4,1.1047771355215925E-4,1.158823158582207E-4,1.2023898033990056E-4,null,9.7236779140621299E-5,1.0522104627406683E-4,1.1136924484278734E-4,1.1628160185174079E-4,1.2075503458117459E-4,1.2463421048360135E-4,null,1.0277526494027847E-4,1.1139909880425515E-4,1.1803546697527891E-4,1.22726651051926E-4,1.2695907248507562E-4,1.3079497490846444E-4,null,1.1096037808796703E-4,1.2068689633126542E-4,1.2822345233344111E-4,1.3340877667238955E-4,1.3807412593770188E-4,1.4230572835905787E-4,null,0,0,0,0,0,0]
[null,7451,9.046480564243561E-5,9.8315774061231355E-5,1.0456219296091846E-4,1.1191779658634449E-4,1.176144011872922E-4,1.2223194955872225E-4,null,null,0.13747730885884704,0.13747730885884704,0.13747730885884704,0.13747730885884704,0.13747730885884704,0.13747730885884704,null,9.046480564243561E-5,9.8315774061231355E-5,1.0456219296091846E-4,1.1191779658634449E-4,1.176144011872922E-4,1.2223194955872225E-4,null,9.7907220957473722E-5,1.0614331417437474E-4,1.1256737449603091E-4,1.1779733888711593E-4,1.2255995211548994E-4,1.267000309388629E-4,null,1.0348389428776439E-4,1.1237551765379585E-4,1.1930531300249378E-4,1.2432639965587232E-4,1.2885672136459038E-4,1.3296291045010195E-4,null,1.117254433044562E-4,1.2174472320540807E-4,1.2960290247426612E-4,1.3514776736761797E-4,1.4013791078778778E-4,1.446644554164553E-4,null,0.13747730885884704,0.47200744212373635,0.37830742053689037,0.28063114874515155,0.13747730885884704,0.13747730885884704]
[null,7468,9.1626137999364804E-5,9.9675715288528261E-5,1.0614837612585643E-4,1.1381362670714408E-4,1.1978078584837907E-4,1.2463689433115524E-4,null,null,0,0,0,0,0,0,null,9.1626137999364804E-5,9.9675715288528261E-5,1.0614837612585643E-4,1.1381362670714408E-4,1.1978078584837907E-4,1.2463689433115524E-4,null,9.916409453242334E-5,1.0761152891739003E-4,1.1427499432773823E-4,1.1979276544146146E-4,1.2481743077155801E-4,1.2919288635165438E-4,null,1.0481235781569626E-4,1.1392993860867791E-4,1.2111514573087716E-4,1.2643242515375931E-4,1.312301826229414E-4,1.3557898961409195E-4,null,1.1315970684462854E-4,1.234287425794484E-4,1.3156894714309411E-4,1.3743710128902585E-4,1.4271916459091666E-4,1.4751076546114234E-4,null,0,0,0,0,0,0]
[null,7493,9.2625257151342024E-5,1.0099490079300529E-4,1.0782508530833459E-4,1.1595154487251331E-4,1.2232917577342239E-4,1.2755137295199361E-4,null,null,0,0,0,0,0,0,null,9.2625257151342024E-5,1.0099490079300529E-4,1.0782508530833459E-4,1.1595154487251331E-4,1.2232917577342239E-4,1.2755137295199361E-4,null,1.0024540984483464E-4,1.0903574311692203E-4,1.1608007076234877E-4,1.2204299800786679E-4,1.274729775756228E-4,1.3221390117440721E-4,null,1.0595526350117083E-4,1.1543777552866863E-4,1.2302826851613171E-4,1.2880737959681057E-4,1.3402216359793034E-4,1.3874933551195475E-4,null,1.1439363455138598E-4,1.2506229401748232E-4,1.336471971348062E-4,1.4001877172641167E-4,1.4575557880858989E-4,1.509601210840266E-4,null,0,0,0,0,0,0]
[null,7503,9.3126243410178219E-5,1.0161443745410741E-4,1.0857906031412454E-4,1.1688424905494819E-4,1.234198092834844E-4,1.2878223922866962E-4,null,null,0,0,0,0,0,0,null,9.3126243410178219E-5,1.0161443745410741E-4,1.0857906031412454E-4,1.1688424905494819E-4,1.234198092834844E-4,1.2878223922866962E-4,null,1.0078761155512632E-4,1.0970460500698812E-4,1.1689176937380698E-4,1.2302470131163892E-4,1.286094709762557E-4,1.3348976068494812E-4,null,1.0652834834539126E-4,1.1614590963697045E-4,1.2388855292213535E-4,1.2984349500010694E-4,1.3521704668110953E-4,1.4008826173470226E-4,null,1.1501236038029175E-4,1.2582946815654268E-4,1.3458173519656958E-4,1.4114507059679072E-4,1.4705507189780658E-4,1.5241688095940002E-4,null,0,0,0,0,0,0]
[null,7520,9.3820146687880572E-5,1.0251348545382144E-4,1.0970972669043721E-4,1.1831759358212152E-4,1.2512220381004767E-4,1.3072441194250886E-4,null,null,0.25609137342007654,0.25609137342007654,0.25609137342007654,0.25609137342007654,0.25609137342007654,0.25609137342007654,null,9.3820146687880572E-5,1.0251348545382144E-4,1.0970972669043721E-4,1.1831759358212152E-4,1.2512220381004767E-4,1.3072441194250886E-4,null,1.0153860130247233E-4,1.1067523189980041E-4,1.1810899848701073E-4,1.2453334583609725E-4,1.3038344924380657E-4,1.3550292781367687E-4,null,1.073221135331429E-4,1.1717352687670811E-4,1.2517864164452661E-4,1.3143575798209325E-4,1.3708216672548779E-4,1.4220094125557317E-4,null,1.1586934173078661E-4,1.26942762039632E-4,1.3598317523862144E-4,1.4287592412165102E-4,1.4908348006790161E-4,1.5471548913006716E-4,null,0.25609137342007654,0,9.1121707921605524E-2,0.16627910066628565,0.25609137342007654,0.25609137342007654]
[null,7544,9.5043635302637338E-5,1.0400183159135231E-4,1.1150252960479244E-4,1.2052182748805486E-4,1.2768936359562754E-4,1.3361348778539702E-4,null,null,0.191417392971102,0.191417392971102,0.191417392971102,0.191417392971102,0.191417392971102,0.191417392971102,null,9.5043635302637338E-5,1.0400183159135231E-4,1.1150252960479244E-4,1.2052182748805486E-4,1.2768936359562754E-4,1.3361348778539702E-4,null,1.0286274464521506E-4,1.122820746794521E-4,1.2003905667862908E-4,1.2685337800545272E-4,1.3305855515955624E-4,1.384976112822801E-4,null,1.0872167843103488E-4,1.1887471541181432E-4,1.2722422721223633E-4,1.3388438075597592E-4,1.3989471170169424E-4,1.4534365422029557E-4,null,1.1738036921701086E-4,1.2878578560607094E-4,1.3820532126181746E-4,1.4553767498013103E-4,1.5214225863054297E-4,1.581347799535966E-4,null,0.191417392971102,0,6.8109595182719015E-2,0.12428654479864092,0.191417392971102,0.191417392971102]
[null,7555,9.55406158253887E-5,1.0461927781636915E-4,1.1225851273978229E-4,1.2146362873979558E-4,1.2879566276611078E-4,1.3486601948392622E-4,null,null,0,0,0,0,0,0,null,9.55406158253887E-5,1.0461927781636915E-4,1.1225851273978229E-4,1.2146362873979558E-4,1.2879566276611078E-4,1.3486601948392622E-4,null,1.0340061107301572E-4,1.1294867970060493E-4,1.2085291715973907E-4,1.2784465628825934E-4,1.3421137294369748E-4,1.3979592817510948E-4,null,1.0929018106047462E-4,1.1958046013917044E-4,1.2808680289079236E-4,1.3493060184316454E-4,1.4110675786711092E-4,1.4670614791092795E-4,null,1.1799414789949145E-4,1.2955037115174422E-4,1.391423483625488E-4,1.4667495913295645E-4,1.5346041740100597E-4,1.5961718137739558E-4,null,0,0,0,0,0,0]
[null,7572,9.6599705987750615E-5,1.0584277889985762E-4,1.136764052783289E-4,1.2315683011723013E-4,1.3072933261470195E-4,1.3701167508640811E-4,null,null,0.55392317146046399,0.55392317146046399,0.55392317146046399,0.55392317146046399,0.55392317146046399,0.55392317146046399,null,9.6599705987750615E-5,1.0584277889985762E-4,1.136764052783289E-4,1.2315683011723013E-4,1.3072933261470195E-4,1.3701167508640811E-4,null,1.0454683112847134E-4,1.1426959143768309E-4,1.2237936219557872E-4,1.2962680910528614E-4,1.3622635139580992E-4,1.4202001633045709E-4,null,1.1050168838229724E-4,1.2097892919380421E-4,1.2970461625454258E-4,1.3681153264746598E-4,1.4322525997549E-4,1.4904017444621197E-4,null,1.1930214073768938E-4,1.310654362791169E-4,1.4089979991543399E-4,1.4871960612247709E-4,1.5576439080901907E-4,1.6215661644625363E-4,null,0.55392317146046399,0,0.19709537563389401,0.35966009146890676,0.55392317146046399,0.55392317146046399]
[null,7577,9.686855570168685E-5,1.0616104152623092E-4,1.1405272577986439E-4,1.2361383137007422E-4,1.3125723253452462E-4,1.3760231364750609E-4,null,null,0,0,0,0,0,0,null,9.686855570168685E-5,1.0616104152623092E-4,1.1405272577986439E-4,1.2361383137007422E-4,1.3125723253452462E-4,1.3760231364750609E-4,null,1.0483779873913252E-4,1.1461319296311139E-4,1.2278449343496191E-4,1.3010781867744638E-4,1.3677644890293584E-4,1.4263224516453002E-4,null,1.1080922914556642E-4,1.2134270527887354E-4,1.3013399740994481E-4,1.3731920276014996E-4,1.4380361987181473E-4,1.4968266622018077E-4,null,1.196341743197934E-4,1.3145954186109921E-4,1.4136624221047843E-4,1.4927146383313561E-4,1.5639338514238462E-4,1.6285565140477035E-4,null,0,0,0,0,0,0]
[null,7607,9.9461679004659602E-5,1.0898356456370125E-4,1.1716295841533595E-4,1.271738708313848E-4,1.3520148905341641E-4,1.4188046568663432E-4,null,null,0,0,0,0,0,0,null,9.9461679004659602E-5,1.0898356456370125E-4,1.1716295841533595E-4,1.271738708313848E-4,1.3520148905341641E-4,1.4188046568663432E-4,null,1.0764425473482235E-4,1.1766043489749351E-4,1.2613284250772631E-4,1.3385488293055621E-4,1.4088655689317077E-4,1.4706678128765963E-4,null,1.1377553737841243E-4,1.2456886598862852E-4,1.3368276841003464E-4,1.4127395260653478E-4,1.4812489310123814E-4,1.5433640485827107E-4,null,1.2283672196813372E-4,1.3495468075634605E-4,1.4522131798416619E-4,1.5357043503889508E-4,1.6109297858152825E-4,1.6791894735287234E-4,null,0,0,0,0,0,0]
[null,7624,1.0110756415411557E-4,1.1073985495743945E-4,1.1906422748870333E-4,1.2931651425480286E-4,1.3754777385487844E-4,1.4440228052495666E-4,null,null,0,0,0,0,0,0,null,1.0110756415411557E-4,1.1073985495743945E-4,1.1906422748870333E-4,1.2931651425480286E-4,1.3754777385487844E-4,1.4440228052495666E-4,null,1.0942554459505082E-4,1.1955655466895449E-4,1.2817967092380078E-4,1.3611008899394491E-4,1.4333150028457206E-4,1.4968077884878027E-4,null,1.1565828728990074E-4,1.265763164108141E-4,1.3585211371044202E-4,1.436541562086883E-4,1.5069545048070838E-4,1.5707961431970981E-4,null,1.2486941575048715E-4,1.3712950051335482E-4,1.4757790580348506E-4,1.5615781152210215E-4,1.6388858393997783E-4,1.709035759345491E-4,null,0,0,0,0,0,0]
[null,7641,1.0289726050452483E-4,1.1262477055361457E-4,1.2108011001241903E-4,1.315634313358825E-4,1.3998746791642157E-4,1.4700690922496345E-4,null,null,0.53994204597986284,0.53994204597986284,0.53994204597986284,0.53994204597986284,0.53994204597986284,0.53994204597986284,null,1.0289726050452483E-4,1.1262477055361457E-4,1.2108011001241903E-4,1.315634313358825E-4,1.3998746791642157E-4,1.4700690922496345E-4,null,1.1136247680622343E-4,1.2159154030810928E-4,1.3034988748641556E-4,1.384750466764971E-4,1.4587378068850847E-4,1.5238061745944211E-4,null,1.1770554474673955E-4,1.2873078620852905E-4,1.3815223279419202E-4,1.4615019454697342E-4,1.5336834576163994E-4,1.5991290801947519E-4,null,1.270797186048388E-4,1.394635972512697E-4,1.5007655487273664E-4,1.5887110499490387E-4,1.667954867111919E-4,1.7398621671553028E-4,null,0.53994204597986284,2.3038859180770734E-2,0.2081983307156238,0.35992293080746346,0.53994204597986284,0.53994204597986284]
[null,7643,1.0300952009564559E-4,1.1275320918155958E-4,1.2122837777529457E-4,1.317406145451407E-4,1.4018991444136547E-4,1.4723163066199889E-4,null,null,0.52929835045269547,0.52929835045269547,0.52929835045269547,0.52929835045269547,0.52929835045269547,0.52929835045269547,null,1.0300952009564559E-4,1.1275320918155958E-4,1.2122837777529457E-4,1.317406145451407E-4,1.4018991444136547E-4,1.4723163066199889E-4,null,1.1148397183972739E-4,1.217302047469368E-4,1.3050950648747781E-4,1.386615381120213E-4,1.4608473985807107E-4,1.5261355339090527E-4,null,1.178339599859901E-4,1.2887759232829856E-4,1.3832140610011776E-4,1.4634702249711581E-4,1.5359014339179908E-4,1.6015735815233024E-4,null,1.2721836094750535E-4,1.3962264319641282E-4,1.5026033002002356E-4,1.590850648464794E-4,1.6703670235116027E-4,1.7425217994712806E-4,null,0.52929835045269547,0.15440097028581273,0.29608223711070936,0.40627063773537164,0.52929835045269547,0.52929835045269547]
[null,7660,1.050790961607345E-4,1.148943126684238E-4,1.2347874089843294E-4,1.3420759629436286E-4,1.4283371026450314E-4,1.5002441701148072E-4,null,null,0,0,0,0,0,0,null,1.050790961607345E-4,1.148943126684238E-4,1.2347874089843294E-4,1.3420759629436286E-4,1.4283371026450314E-4,1.5002441701148072E-4,null,1.1372380908531706E-4,1.2404177501382539E-4,1.3293215526005142E-4,1.4125812144376383E-4,1.48839704269027E-4,1.555084275883833E-4,null,1.2020137557063913E-4,1.3132488641700565E-4,1.4088906721330464E-4,1.4908752461789256E-4,1.5648664975741349E-4,1.631953281972572E-4,null,1.2977431960659174E-4,1.4227397818158087E-4,1.5304961345145271E-4,1.620641002252434E-4,1.7018679298176257E-4,1.775575098367426E-4,null,0,0,0,0,0,0]
[null,7677,1.0649341075948591E-4,1.1640912496683448E-4,1.2512822573880242E-4,1.3608100048272722E-4,1.4489727759178322E-4,1.5225261419872619E-4,null,null,0,0,0,0,0,0,null,1.0649341075948591E-4,1.1640912496683448E-4,1.2512822573880242E-4,1.3608100048272722E-4,1.4489727759178322E-4,1.5225261419872619E-4,null,1.1525447740367557E-4,1.2567719109268647E-4,1.3470792308294702E-4,1.432299439311646E-4,1.5099004224010414E-4,1.578180745635079E-4,null,1.2181922884946362E-4,1.3305632593225798E-4,1.4277112706305076E-4,1.5116863776471796E-4,1.5874746575804055E-4,1.6561914279027043E-4,null,1.3152102015378603E-4,1.441497748758458E-4,1.5509411937510994E-4,1.6432635342497696E-4,1.7264553962414411E-4,1.8019463485861327E-4,null,0,0,0,0,0,0]
[null,7693,1.0807647688878153E-4,1.1806596727632433E-4,1.2689272573281272E-4,1.3804367021721302E-4,1.4702491532288917E-4,1.5452116942016772E-4,null,null,0.27506736872963439,0.27506736872963439,0.27506736872963439,0.27506736872963439,0.27506736872963439,0.27506736872963439,null,1.0807647688878153E-4,1.1806596727632433E-4,1.2689272573281272E-4,1.3804367021721302E-4,1.4702491532288917E-4,1.5452116942016772E-4,null,1.1696778020923129E-4,1.2746594508941593E-4,1.3660751150969546E-4,1.4529572148297998E-4,1.5320714470214202E-4,1.6016955482526287E-4,null,1.2363011924834512E-4,1.3495010659947496E-4,1.4478441903902317E-4,1.5334891354966797E-4,1.6107847641246993E-4,1.6808685852129322E-4,null,1.3347613146828883E-4,1.4620144776648718E-4,1.5728118445249438E-4,1.6669640037717112E-4,1.7518062634431247E-4,1.8287952458570002E-4,null,0.27506736872963439,0.32411670563740119,0.32405870070257337,0.31000794619618216,0.27506736872963439,0.27506736872963439]
[null,7712,1.1009398861996317E-4,1.2015475745304415E-4,1.2909411209804052E-4,1.4046841601156687E-4,1.4963327688283465E-4,1.5728502503429509E-4,null,null,0.48879818696372818,0.48879818696372818,0.48879818696372818,0.48879818696372818,0.48879818696372818,0.48879818696372818,null,1.1009398861996317E-4,1.2015475745304415E-4,1.2909411209804052E-4,1.4046841601156687E-4,1.4963327688283465E-4,1.5728502503429509E-4,null,1.1915126985966878E-4,1.2972103705292769E-4,1.3897743391059304E-4,1.4784785001628473E-4,1.5592518487970273E-4,1.6303444074980796E-4,null,1.2593797774902143E-4,1.3733760626186752E-4,1.4729619774130314E-4,1.5604249691073921E-4,1.6393616148636475E-4,1.7109335795000176E-4,null,1.3596778986447373E-4,1.4878800301997632E-4,1.6000976209917242E-4,1.6962443318818278E-4,1.782884969443409E-4,1.8615061425342525E-4,null,0.48879818696372818,0,0.17392278791077542,0.31737470048363553,0.48879818696372818,0.48879818696372818]
[null,7729,1.1139087338509998E-4,1.2153554019317979E-4,1.3059301300952239E-4,1.4217027556165089E-4,1.5150745699213416E-4,1.5930836432168836E-4,null,null,0,0,0,0,0,0,null,1.1139087338509998E-4,1.2153554019317979E-4,1.3059301300952239E-4,1.4217027556165089E-4,1.5150745699213416E-4,1.5930836432168836E-4,null,1.2055484755328036E-4,1.3121175263333386E-4,1.4059108924295859E-4,1.4963911585848578E-4,1.5787817211708851E-4,1.6513174142477905E-4,null,1.2742150147944633E-4,1.3891584919055089E-4,1.4900644154300792E-4,1.579330458407181E-4,1.6598948745404529E-4,1.7329432980270543E-4,null,1.3756946273903232E-4,1.5049783050299979E-4,1.6186762203064862E-4,1.7167953546487626E-4,1.8052158815006001E-4,1.8854528501823086E-4,null,0,0,0,0,0,0]
[null,7743,1.1283927300514259E-4,1.2302613788096791E-4,1.3215636847181082E-4,1.4388623121318236E-4,1.5334821158176801E-4,1.6125442182465471E-4,null,null,0,0,0,0,0,0,null,1.1283927300514259E-4,1.2302613788096791E-4,1.3215636847181082E-4,1.4388623121318236E-4,1.5334821158176801E-4,1.6125442182465471E-4,null,1.2212240502081903E-4,1.3282102622338821E-4,1.4227413370492402E-4,1.5144521833337473E-4,1.5979632832997128E-4,1.6714893534768371E-4,null,1.2907834506743077E-4,1.406196112610648E-4,1.5079022789523362E-4,1.5983925374179542E-4,1.6800619288180434E-4,1.7541123516527068E-4,null,1.3935825881814927E-4,1.5234364217099687E-4,1.6380537218463887E-4,1.7375165966924629E-4,1.8271485274912503E-4,1.908484909303683E-4,null,0,0,0,0,0,0]
[null,7764,1.1546255389152486E-4,1.2567781803572242E-4,1.3488515361547351E-4,1.4682347348154556E-4,1.5644945583569695E-4,1.6449020627940279E-4,null,null,0.51718889177030369,0.51718889177030369,0.51718889177030369,0.51718889177030369,0.51718889177030369,0.51718889177030369,null,1.1546255389152486E-4,1.2567781803572242E-4,1.3488515361547351E-4,1.4682347348154556E-4,1.5644945583569695E-4,1.6449020627940279E-4,null,1.2496149962288678E-4,1.3568382339346156E-4,1.452118320305578E-4,1.5453676707212247E-4,1.6302797635455891E-4,1.7050300105642965E-4,null,1.3207915096101195E-4,1.4365049753428127E-4,1.539037678513334E-4,1.6310215532921998E-4,1.714038734606962E-4,1.7893109490935345E-4,null,1.4259805155148695E-4,1.5562722580294595E-4,1.6718765085375141E-4,1.772985641553512E-4,1.8640999455319854E-4,1.9467811974412027E-4,null,0.51718889177030369,0,0.18402468816818754,0.33580867113822571,0.51718889177030369,0.51718889177030369]
[null,7781,1.1725056711947362E-4,1.2749868027808216E-4,1.3677649908050212E-4,1.4888190944241546E-4,1.5864258054973317E-4,1.6679581603993473E-4,null,null,0,0,0,0,0,0,null,1.1725056711947362E-4,1.2749868027808216E-4,1.3677649908050212E-4,1.4888190944241546E-4,1.5864258054973317E-4,1.6679581603993473E-4,null,1.2689661024342568E-4,1.376496559864967E-4,1.4724797709632568E-4,1.5670334187841743E-4,1.6531331945219155E-4,1.7289289035335198E-4,null,1.3412448307168392E-4,1.4573175396556348E-4,1.56061790328783E-4,1.6538881517906513E-4,1.7380663075352418E-4,1.8143911826355196E-4,null,1.4480627572339738E-4,1.5788200507725855E-4,1.6953193854424452E-4,1.7978425483963981E-4,1.8902310920939342E-4,1.9740686441042357E-4,null,0,0,0,0,0,0]
[null,7798,1.1915052605498697E-4,1.2941736758916898E-4,1.3875233811456116E-4,1.5101396103328287E-4,1.6089828509889239E-4,1.6915342496830863E-4,null,null,0,0,0,0,0,0,null,1.1915052605498697E-4,1.2941736758916898E-4,1.3875233811456116E-4,1.5101396103328287E-4,1.6089828509889239E-4,1.6915342496830863E-4,null,1.2895287619114329E-4,1.3972110212021919E-4,1.4937508447799595E-4,1.589473996729297E-4,1.6766387379537449E-4,1.7533667960194945E-4,null,1.3629787136603213E-4,1.4792482503536827E-4,1.5831621984795983E-4,1.6775725260598161E-4,1.7627794965357102E-4,1.8400370588529433E-4,null,1.4715275458689606E-4,1.6025792143286303E-4,1.7198095444936919E-4,1.8235884101991731E-4,1.9171078792630753E-4,2.0019715134390924E-4,null,0,0,0,0,0,0]
[null,7810,1.2037312250496896E-4,1.3065497022015504E-4,1.4003144327938622E-4,1.524009028576006E-4,1.6237151367689951E-4,1.7069833158892813E-4,null,null,0.35165913114070202,0.35165913114070202,0.35165913114070202,0.35165913114070202,0.35165913114070202,0.35165913114070202,null,1.2037312250496896E-4,1.3065497022015504E-4,1.4003144327938622E-4,1.524009028576006E-4,1.6237151367689951E-4,1.7069833158892813E-4,null,1.3027605397194049E-4,1.4105723811811077E-4,1.5075211671145808E-4,1.6040720375305937E-4,1.6919904994857528E-4,1.769380589249235E-4,null,1.3769641570477313E-4,1.493394122431152E-4,1.5977567701628453E-4,1.6929796810261432E-4,1.7789199863453141E-4,1.856842426139711E-4,null,1.4866268023573445E-4,1.6179044854955788E-4,1.7356638162181873E-4,1.8403366036717544E-4,1.9346614418328507E-4,2.0202558552783614E-4,null,0.35165913114070202,0,0.12512635708039244,0.22833086209134773,0.35165913114070202,0.35165913114070202]
[null,7833,1.2271541305060532E-4,1.3301491571669026E-4,1.4245995373706095E-4,1.5502418221636065E-4,1.6514934824092808E-4,1.7360377177477181E-4,null,null,0.53847628282463855,0.53847628282463855,0.53847628282463855,0.53847628282463855,0.53847628282463855,0.53847628282463855,null,1.2271541305060532E-4,1.3301491571669026E-4,1.4245995373706095E-4,1.5502418221636065E-4,1.6514934824092808E-4,1.7360377177477181E-4,null,1.3281104154384379E-4,1.4360507379010713E-4,1.5336655160819724E-4,1.6316829570666149E-4,1.7209368927603274E-4,1.7994970492064214E-4,null,1.4037579301061639E-4,1.5203684405749244E-4,1.6254660398403668E-4,1.7221209693568676E-4,1.8093535600234185E-4,1.8884475657650812E-4,null,1.5155544552385554E-4,1.6471277626348699E-4,1.7657647537646477E-4,1.8720143492432069E-4,1.9677594237455561E-4,2.0546424394527583E-4,null,0.53847628282463855,0,0.19159910742394384,0.34963048869019808,0.53847628282463855,0.53847628282463855]
[null,7850,1.2405576275854299E-4,1.3438051778099386E-4,1.4388623297077299E-4,1.5659299712194268E-4,1.6683510208535487E-4,1.7538841639133432E-4,null,null,0,0,0,0,0,0,null,1.2405576275854299E-4,1.3438051778099386E-4,1.4388623297077299E-4,1.5659299712194268E-4,1.6683510208535487E-4,1.7538841639133432E-4,null,1.3426165998140535E-4,1.4507940006513878E-4,1.549020254165668E-4,1.6481952747426898E-4,1.7385032713981309E-4,1.8179958565108664E-4,null,1.4190903686716201E-4,1.5359773538292342E-4,1.6417398655500638E-4,1.739548502321833E-4,1.8278224474409282E-4,1.9078607832744083E-4,null,1.532107982794258E-4,1.6640380546927681E-4,1.7834432208274932E-4,1.8909587743810695E-4,1.9878452312211442E-4,2.0757641381983789E-4,null,0,0,0,0,0,0]
[null,7860,1.2497898794894334E-4,1.3530732792888637E-4,1.448382822306876E-4,1.5762176200918813E-4,1.6792479228362964E-4,1.7652843842377619E-4,null,null,0,0,0,0,0,0,null,1.2497898794894334E-4,1.3530732792888637E-4,1.448382822306876E-4,1.5762176200918813E-4,1.6792479228362964E-4,1.7652843842377619E-4,null,1.3526083764025425E-4,1.4607999942619848E-4,1.5592696265769306E-4,1.6590233798121569E-4,1.74985837563478E-4,1.8298128018596747E-4,null,1.4296512644065658E-4,1.5465708492403926E-4,1.6526027340239835E-4,1.7509767682835319E-4,1.8397609434784345E-4,1.9202618492770323E-4,null,1.5435099576213541E-4,1.6755147730522111E-4,1.7952436951566351E-4,1.9033817564177247E-4,2.0008289225251525E-4,2.0892565734480296E-4,null,0,0,0,0,0,0]
[null,7885,1.2685375081706259E-4,1.3720275221031151E-4,1.4680601760280987E-4,1.5977759716563861E-4,1.7023401414290666E-4,1.7896682145907166E-4,null,null,0.30122560349979155,0.30122560349979155,0.30122560349979155,0.30122560349979155,0.30122560349979155,0.30122560349979155,null,1.2685375081706259E-4,1.3720275221031151E-4,1.4680601760280987E-4,1.5977759716563861E-4,1.7023401414290666E-4,1.7896682145907166E-4,null,1.3728983467471776E-4,1.4812633041344926E-4,1.5804534596881552E-4,1.6817142879836051E-4,1.7739215955840399E-4,1.8550879616790241E-4,null,1.451096926184241E-4,1.5682356621183409E-4,1.6750545665486581E-4,1.7749253476362589E-4,1.8650604607727526E-4,1.9467863795930021E-4,null,1.5666635709015562E-4,1.6989858698016701E-4,1.8196334108183605E-4,1.9294148197100423E-4,2.0283433700449971E-4,2.1181154237871777E-4,null,0.30122560349979155,0,0.10718124196863528,0.19558457506276086,0.30122560349979155,0.30122560349979155]
[null,7902,1.2848164211701405E-4,1.3881497714999855E-4,1.4843978882278874E-4,1.6152027197040923E-4,1.7206009462142452E-4,1.8085992295060671E-4,null,null,0,0,0,0,0,0,null,1.2848164211701405E-4,1.3881497714999855E-4,1.4843978882278874E-4,1.6152027197040923E-4,1.7206009462142452E-4,1.8085992295060671E-4,null,1.390516503561559E-4,1.4986691476959118E-4,1.5980419715156506E-4,1.7000565410308431E-4,1.792950246305969E-4,1.8747109831896699E-4,null,1.4697185912615964E-4,1.5866634895856662E-4,1.6936958728616289E-4,1.7942842423658364E-4,1.8850667475058707E-4,1.9673793820772667E-4,null,1.586768281882467E-4,1.7189501004555231E-4,1.8398837026391648E-4,1.9504587123076638E-4,2.0501011735628123E-4,2.1405207357624585E-4,null,0,0,0,0,0,0]
[null,7903,1.2853137135438627E-4,1.3886608304265275E-4,1.4849419055274675E-4,1.6158183314526753E-4,1.7212771779146125E-4,1.8093278380321943E-4,null,null,0,0,0,0,0,0,null,1.2853137135438627E-4,1.3886608304265275E-4,1.4849419055274675E-4,1.6158183314526753E-4,1.7212771779146125E-4,1.8093278380321943E-4,null,1.3910547074958817E-4,1.4992208952534073E-4,1.5986276382596242E-4,1.700704493617318E-4,1.7936549127752052E-4,1.8754662253594618E-4,null,1.4702874506215089E-4,1.5872476329946983E-4,1.6943165958243679E-4,1.7949681085124337E-4,1.8858076176621823E-4,1.9681719564456078E-4,null,1.5873824457057512E-4,1.719582946284665E-4,1.8405580020109093E-4,1.9512021021520312E-4,2.0509069056563425E-4,2.1413830614966424E-4,null,0,0,0,0,0,0]
[null,7927,1.3080007248595345E-4,1.410995905250297E-4,1.507448544869037E-4,1.6397071377416243E-4,1.7462051968058096E-4,1.8350786714598703E-4,null,null,0,0,0,0,0,0,null,1.3080007248595345E-4,1.410995905250297E-4,1.507448544869037E-4,1.6397071377416243E-4,1.7462051968058096E-4,1.8350786714598703E-4,null,1.4156081480739513E-4,1.5233342065380345E-4,1.6228573643935863E-4,1.7258482857206316E-4,1.8196311263238675E-4,1.9021583578482807E-4,null,1.4962394245855696E-4,1.6127767570759896E-4,1.7199966392056673E-4,1.8215055258720601E-4,1.9131184125309087E-4,1.9961835014747141E-4,null,1.6154012578669709E-4,1.7472405376341306E-4,1.868454564822089E-4,1.9800493358673426E-4,2.0806087147224613E-4,2.1718597928895662E-4,null,0,0,0,0,0,0]
[null,7938,1.3160889364021539E-4,1.4189959059532627E-4,1.5155865595107502E-4,1.6484696250655318E-4,1.7554593824675583E-4,1.8447364715921586E-4,null,null,0,0,0,0,0,0,null,1.3160889364021539E-4,1.4189959059532627E-4,1.5155865595107502E-4,1.6484696250655318E-4,1.7554593824675583E-4,1.8447364715921586E-4,null,1.424361765671761E-4,1.5319711378557012E-4,1.631618417656598E-4,1.7350711056855696E-4,1.8292744398987556E-4,1.9121691903677639E-4,null,1.5054916373362584E-4,1.6219208057173255E-4,1.7292821023023658E-4,1.8312395318500208E-4,1.9232571711457931E-4,2.0066891771083792E-4,null,1.6253903250375911E-4,1.7571469629308386E-4,1.8785414833160258E-4,1.9906305895600878E-4,2.0916351046167957E-4,2.1832900318876546E-4,null,0,0,0,0,0,0]
[null,7955,1.3269572856846733E-4,1.4297501357838884E-4,1.5265663678287175E-4,1.6603752580475353E-4,1.7681058451719041E-4,1.8579983507774461E-4,null,null,0.58874068394763868,0.58874068394763868,0.58874068394763868,0.58874068394763868,0.58874068394763868,0.58874068394763868,null,1.3269572856846733E-4,1.4297501357838884E-4,1.5265663678287175E-4,1.6603752580475353E-4,1.7681058451719041E-4,1.8579983507774461E-4,null,1.4361242391230662E-4,1.5435815798881734E-4,1.6434388296030576E-4,1.7476021948047583E-4,1.8424526718824972E-4,1.9259158458792691E-4,null,1.5179240866213442E-4,1.6342129547211243E-4,1.7418100479296356E-4,1.8444651718235058E-4,1.9371124618626723E-4,2.0211153403241293E-4,null,1.6388129055975559E-4,1.7704639585657553E-4,1.8921507524631594E-4,2.0050073890119489E-4,2.1067034027533524E-4,2.1989857852243612E-4,null,0.58874068394763868,3.8209721062477039E-2,0.23614871768699486,0.39775846792440372,0.58874068394763868,0.58874068394763868]
[null,7977,1.3477291776268452E-4,1.4498786468948984E-4,1.5465295377255046E-4,1.6812479603743103E-4,1.7896061312429174E-4,1.8799592414588226E-4,null,null,0.50587996527268841,0.50587996527268841,0.50587996527268841,0.50587996527268841,0.50587996527268841,0.50587996527268841,null,1.3477291776268452E-4,1.4498786468948984E-4,1.5465295377255046E-4,1.6812479603743103E-4,1.7896061312429174E-4,1.8799592414588226E-4,null,1.4586050060870202E-4,1.5653126489777346E-4,1.664930360703017E-4,1.7695714335181031E-4,1.8648570203698609E-4,1.9486794975989745E-4,null,1.5416853300644214E-4,1.6572199632840752E-4,1.7645879963028906E-4,1.8676520823107453E-4,1.9606678797668098E-4,2.0450042167726679E-4,null,1.6644665155183489E-4,1.7953891553324582E-4,1.9168947319833434E-4,2.0302124877936799E-4,2.1323210579122099E-4,2.2249770281224004E-4,null,0.50587996527268841,0,0.18000077793856709,0.3284658305637404,0.50587996527268841,0.50587996527268841]
[null,7990,1.3578267956465011E-4,1.4596512442047895E-4,1.5562462269878125E-4,1.6914774440841363E-4,1.8002062478083861E-4,1.8908431869995565E-4,null,null,0,0,0,0,0,0,null,1.3578267956465011E-4,1.4596512442047895E-4,1.5562462269878125E-4,1.6914774440841363E-4,1.8002062478083861E-4,1.8908431869995565E-4,null,1.4695333412729952E-4,1.5758633045207345E-4,1.6753909504064156E-4,1.7803383177488602E-4,1.8759028597021863E-4,1.9599612961935834E-4,null,1.5532361296077761E-4,1.6683901004467769E-4,1.7756747248895885E-4,1.8790157341942943E-4,1.9722812217803757E-4,2.056843683307407E-4,null,1.6769372309701039E-4,1.8074905924197527E-4,1.9289383884443965E-4,2.042565231743922E-4,2.1449511285038741E-4,2.2378584397346417E-4,null,0,0,0,0,0,0]
[null,8007,1.3708735998982298E-4,1.4722080821115354E-4,1.568663267650234E-4,1.7044856364163344E-4,1.8136284328411185E-4,1.9045734983585879E-4,null,null,0,0,0,0,0,0,null,1.3708735998982298E-4,1.4722080821115354E-4,1.568663267650234E-4,1.7044856364163344E-4,1.8136284328411185E-4,1.9045734983585879E-4,null,1.483653488191917E-4,1.5894198716504641E-4,1.6887586278316747E-4,1.794029888591059E-4,1.889889432250197E-4,1.9741935070048306E-4,null,1.5681605425039413E-4,1.6827426412606907E-4,1.789842550571559E-4,1.8934661770016238E-4,1.9869863832181541E-4,2.0717794031930317E-4,null,1.6930502373307463E-4,1.8230397631391923E-4,1.9443290804758108E-4,2.0582734408474567E-4,2.1609437021148127E-4,2.2541085938279328E-4,null,0,0,0,0,0,0]
[null,8027,1.3846296368297381E-4,1.4853690454780892E-4,1.5816303911053137E-4,1.7180630307685277E-4,1.8276315878960526E-4,1.9188924154852637E-4,null,null,0.57325997000823103,0.57325997000823103,0.57325997000823103,0.57325997000823103,0.57325997000823103,0.57325997000823103,null,1.3846296368297381E-4,1.4853690454780892E-4,1.5816303911053137E-4,1.7180630307685277E-4,1.8276315878960526E-4,1.9188924154852637E-4,null,1.4985412153891177E-4,1.6036286624858341E-4,1.7027185018623367E-4,1.8083205641805791E-4,1.9044814039447647E-4,1.9890358395497211E-4,null,1.5838962560947638E-4,1.6977857010876726E-4,1.8046380199352179E-4,1.9085489306655049E-4,2.0023280474269902E-4,2.0873554035966084E-4,null,1.7100391570920939E-4,1.8393370242600747E-4,1.9604015899453528E-4,2.074668997133744E-4,2.177628503244829E-4,2.2710553770197427E-4,null,0.57325997000823103,0,0.20397574058284634,0.37221539713714435,0.57325997000823103,0.57325997000823103]
[null,8042,1.3985147841402801E-4,1.498533870126174E-4,1.5943956090709889E-4,1.7311194881844587E-4,1.8408194103462718E-4,1.9321277360247888E-4,null,null,0,0,0,0,0,0,null,1.3985147841402801E-4,1.498533870126174E-4,1.5943956090709889E-4,1.7311194881844587E-4,1.8408194103462718E-4,1.9321277360247888E-4,null,1.5135686746989136E-4,1.6178416220237609E-4,1.7164610127123406E-4,1.8220629356871789E-4,1.9182237592319597E-4,2.0027549655875335E-4,null,1.5997796607652328E-4,1.7128331743825336E-4,1.8192031154234999E-4,1.9230529898258417E-4,2.0167764444406139E-4,2.1017526765357088E-4,null,1.7271875301815096E-4,1.8556390668176672E-4,1.9762238412985406E-4,2.0904354893567397E-4,2.1933418331377476E-4,2.2867196975597076E-4,null,0,0,0,0,0,0]
[null,8059,1.4131962640789365E-4,1.5123787546943084E-4,1.6077598809170914E-4,1.7447477880340351E-4,1.8545472352765358E-4,1.9458705082938031E-4,null,null,0,0,0,0,0,0,null,1.4131962640789365E-4,1.5123787546943084E-4,1.6077598809170914E-4,1.7447477880340351E-4,1.8545472352765358E-4,1.9458705082938031E-4,null,1.5294579798284485E-4,1.6327887853498434E-4,1.7308484404351818E-4,1.8364071910674859E-4,1.9325288234853054E-4,2.0170000928063653E-4,null,1.616574000919623E-4,1.7286579602325867E-4,1.8344517305347535E-4,1.938192293005576E-4,2.0318164607491953E-4,2.116701951296832E-4,null,1.7453193864637765E-4,1.8727832296506689E-4,1.9927886088465718E-4,2.1068925172277781E-4,2.2096985776007342E-4,2.3029845994399989E-4,null,0,0,0,0,0,0]
[null,8076,1.4259186243110834E-4,1.5242895567356722E-4,1.61920209191163E-4,1.7564023749215877E-4,1.866274315874179E-4,1.9575987480763973E-4,null,null,0.10607615203346454,0.10607615203346454,0.10607615203346454,0.10607615203346454,0.10607615203346454,0.10607615203346454,null,1.4259186243110834E-4,1.5242895567356722E-4,1.61920209191163E-4,1.7564023749215877E-4,1.866274315874179E-4,1.9575987480763973E-4,null,1.5432269911638921E-4,1.6456478816161035E-4,1.7431666561650898E-4,1.8486740455183167E-4,1.9447490143972406E-4,2.0291570480760609E-4,null,1.631127277986929E-4,1.7422720781892485E-4,1.8475072769563386E-4,1.9511390527828567E-4,2.0446644890666143E-4,2.1294598341709919E-4,null,1.7610316994093631E-4,1.8875324121854788E-4,2.0069710175511161E-4,2.1209661627558999E-4,2.2236714292073729E-4,2.3168652536164871E-4,null,0.10607615203346454,0,3.7743716291395446E-2,6.8874819665760367E-2,0.10607615203346454,0.10607615203346454]
[null,8093,1.4402908504412257E-4,1.5376750397433101E-4,1.6319518022608808E-4,1.7692314084740313E-4,1.8790378672892797E-4,1.9702297425826416E-4,null,null,0,0,0,0,0,0,null,1.4402908504412257E-4,1.5376750397433101E-4,1.6319518022608808E-4,1.7692314084740313E-4,1.8790378672892797E-4,1.9702297425826416E-4,null,1.5587816005988185E-4,1.6600990675201134E-4,1.7568924721503805E-4,1.8621770455689429E-4,1.9580492585379838E-4,2.0422497574741136E-4,null,1.6475678585969183E-4,1.7575717653085565E-4,1.8620546782764031E-4,1.9653904730331577E-4,2.0586480605656453E-4,2.1431997262163417E-4,null,1.7787816224237206E-4,1.9041076966634372E-4,2.0227740475008292E-4,2.136458026382427E-4,2.2388792388929946E-4,2.3318143397450382E-4,null,0,0,0,0,0,0]
[null,8111,1.4593561115250925E-4,1.5553909501337778E-4,1.6487105660538837E-4,1.785882825136479E-4,1.8954064769023045E-4,1.9862440734747812E-4,null,null,0,0,0,0,0,0,null,1.4593561115250925E-4,1.5553909501337778E-4,1.6487105660538837E-4,1.785882825136479E-4,1.8954064769023045E-4,1.9862440734747812E-4,null,1.579415334527657E-4,1.6792254534985155E-4,1.7749342708785556E-4,1.8797032356063212E-4,1.9751061494469027E-4,2.0588494781430906E-4,null,1.6693768643042832E-4,1.7778211568212263E-4,1.8811764038565695E-4,1.9838880734680874E-4,2.0765812842758315E-4,2.1606199837841627E-4,null,1.8023275166660562E-4,1.9260453625915519E-4,2.0435462249767324E-4,2.1565656576446416E-4,2.2583824862038184E-4,2.3507676859506251E-4,null,0,0,0,0,0,0]
[null,8128,1.4783526028872964E-4,1.5729722505954311E-4,1.6652509019456066E-4,1.802200309119441E-4,1.9113361553991289E-4,2.0017246289707159E-4,null,null,0,0,0,0,0,0,null,1.4783526028872964E-4,1.5729722505954311E-4,1.6652509019456066E-4,1.802200309119441E-4,1.9113361553991289E-4,2.0017246289707159E-4,null,1.5999746411442798E-4,1.6982065124009565E-4,1.7927409190741383E-4,1.8968779499873635E-4,1.9917056526886617E-4,2.074895911725854E-4,null,1.6911072034124519E-4,1.7979166883803303E-4,1.9000489035129792E-4,2.0020147172809761E-4,2.094033621088091E-4,2.177459604861588E-4,null,1.8257884792315457E-4,1.9478163406338141E-4,2.0640476651126314E-4,2.1762700442267416E-4,2.2773627457768896E-4,2.3690892961225038E-4,null,0,0,0,0,0,0]
[null,8144,1.4957045639630003E-4,1.5889455025002282E-4,1.6801926834025853E-4,1.8168560535319008E-4,1.9255628080873478E-4,2.0154734823382505E-4,null,null,0.4021264840851948,0.4021264840851948,0.4021264840851948,0.4021264840851948,0.4021264840851948,0.4021264840851948,null,1.4957045639630003E-4,1.5889455025002282E-4,1.6801926834025853E-4,1.8168560535319008E-4,1.9255628080873478E-4,2.0154734823382505E-4,null,1.6187541242263447E-4,1.7154514958383181E-4,1.8088266290356174E-4,1.9123036261877127E-4,2.0065305198361399E-4,2.0891473423324125E-4,null,1.7109563424548869E-4,1.8161742108232509E-4,1.9170974548398049E-4,2.0182953803448889E-4,2.1096201462320432E-4,2.192415494591718E-4,null,1.8472184212915251E-4,1.9675960672383021E-4,2.0825677266197992E-4,2.1939677759268676E-4,2.294313845005424E-4,2.3853613951293148E-4,null,0.4021264840851948,0,0.1430835078159671,0.26109911175375672,0.4021264840851948,0.4021264840851948]
[null,8163,1.5187532378666438E-4,1.610125887713099E-4,1.6999289358984781E-4,1.8360866389647781E-4,1.9441077577370586E-4,2.033278545426845E-4,null,null,0,0,0,0,0,0,null,1.5187532378666438E-4,1.610125887713099E-4,1.6999289358984781E-4,1.8360866389647781E-4,1.9441077577370586E-4,2.033278545426845E-4,null,1.6436989808767883E-4,1.7383181853746675E-4,1.8300738701553955E-4,1.9325444802639148E-4,2.0258552633888732E-4,2.1076032538378539E-4,null,1.7373220270631667E-4,1.8403835177745526E-4,1.9396164907823545E-4,2.0396581083744722E-4,2.1299377381732529E-4,2.211783695929862E-4,null,1.8756838923791728E-4,1.9938238029170035E-4,2.1070304462223686E-4,2.2171899154408499E-4,2.3164102079791785E-4,2.4064341160068438E-4,null,0,0,0,0,0,0]
[null,8164,1.5195387396377204E-4,1.6108339214254672E-4,1.7005792403862181E-4,1.8367165991005379E-4,1.9447117025298805E-4,2.0338549778618995E-4,null,null,0,0,0,0,0,0,null,1.5195387396377204E-4,1.6108339214254672E-4,1.7005792403862181E-4,1.8367165991005379E-4,1.9447117025298805E-4,2.0338549778618995E-4,null,1.6445491047997564E-4,1.7390825901255383E-4,1.8307739613330473E-4,1.9332075350225048E-4,2.0264846033688538E-4,2.1082007572534439E-4,null,1.7382205729856798E-4,1.8411928045416402E-4,1.9403584872751571E-4,2.0403579137494407E-4,2.1305994117872204E-4,2.2124107343966408E-4,null,1.8766539992949702E-4,1.9947005632248529E-4,2.107836486596203E-4,2.2179506318637548E-4,2.3171298100061654E-4,2.4071163376731313E-4,null,0,0,0,0,0,0]
[null,8194,1.5458093912347194E-4,1.6344975745785477E-4,1.7222400999655768E-4,1.8575510047331187E-4,1.964541222959282E-4,2.0526414888856722E-4,null,null,0.29581355492665551,0.29581355492665551,0.29581355492665551,0.29581355492665551,0.29581355492665551,0.29581355492665551,null,1.5458093912347194E-4,1.6344975745785477E-4,1.7222400999655768E-4,1.8575510047331187E-4,1.964541222959282E-4,2.0526414888856722E-4,null,1.6729810068232947E-4,1.7646302562566773E-4,1.8540931556147413E-4,1.955136465145064E-4,2.0471479324320226E-4,2.1276739926598856E-4,null,1.7682719207272514E-4,1.8682405015978736E-4,1.9650734971543433E-4,2.0635022814932284E-4,2.1523243618186026E-4,2.2328465467349177E-4,null,1.9090986629929465E-4,2.0240033371760226E-4,2.1346847210495647E-4,2.2431094849823674E-4,2.3407567429059464E-4,2.4293506258133503E-4,null,0.29581355492665551,0,0.10525554215784977,0.1920705536512424,0.29581355492665551,0.29581355492665551]
[null,8199,1.5514705230310836E-4,1.6396281003844737E-4,1.7269474983821803E-4,1.8620626219451446E-4,1.9688194189696219E-4,2.0566792544072916E-4,null,null,0,0,0,0,0,0,null,1.5514705230310836E-4,1.6396281003844737E-4,1.7269474983821803E-4,1.8620626219451446E-4,1.9688194189696219E-4,2.0566792544072916E-4,null,1.6791078721574976E-4,1.7701692556461239E-4,1.8591609479540034E-4,1.9598850977831623E-4,2.0516060216870365E-4,2.1318593551478436E-4,null,1.7747477646778769E-4,1.8741047232732072E-4,1.9704446320322261E-4,2.0685141128704116E-4,2.1570114945649541E-4,2.237238794894321E-4,null,1.916090248892702E-4,2.0303564829464221E-4,2.1405194542415377E-4,2.2485575460773891E-4,2.3458542262479306E-4,2.4341294185299287E-4,null,0,0,0,0,0,0]
[null,8216,1.5684913733357773E-4,1.6549154377456295E-4,1.7408520403477799E-4,1.8752892244610134E-4,1.9812639085911338E-4,2.0683287886535346E-4,null,null,0.31767597614188592,0.31767597614188592,0.31767597614188592,0.31767597614188592,0.31767597614188592,0.31767597614188592,null,1.5684913733357773E-4,1.6549154377456295E-4,1.7408520403477799E-4,1.8752892244610134E-4,1.9812639085911338E-4,2.0683287886535346E-4,null,1.6975290044401718E-4,1.7866737145481537E-4,1.8741300083602105E-4,1.9738065528726123E-4,2.0645737878510238E-4,2.1439347278695494E-4,null,1.7942181417058306E-4,1.8915782412911623E-4,1.9863096945790898E-4,2.0832071815389734E-4,2.1706455063483425E-4,2.2499110625326968E-4,null,1.9371112639958245E-4,2.0492868394772316E-4,2.1577538766009706E-4,2.2645294991929912E-4,2.3606818728522092E-4,2.4479169228090649E-4,null,0.31767597614188592,0,0.11303456701850195,0.20626573597818854,0.31767597614188592,0.31767597614188592]
[null,8233,1.5868952756429821E-4,1.6714273999237869E-4,1.7558282573110735E-4,1.8894602078694622E-4,1.9945227321856653E-4,2.0806675403055603E-4,null,null,0,0,0,0,0,0,null,1.5868952756429821E-4,1.6714273999237869E-4,1.7558282573110735E-4,1.8894602078694622E-4,1.9945227321856653E-4,2.0806675403055603E-4,null,1.717446970514108E-4,1.8045002983883011E-4,1.8902527901774486E-4,1.9887220014057764E-4,2.0783901297993695E-4,2.1567245117329537E-4,null,1.8152706103130006E-4,1.9104515127978756E-4,2.0033975367694961E-4,2.0989493369467265E-4,2.1851716912397843E-4,2.2633330552023479E-4,null,1.9598403698530952E-4,2.0697336526580537E-4,2.1763166202807307E-4,2.2816418515397233E-4,2.3764798008209335E-4,2.4625201324829946E-4,null,0,0,0,0,0,0]
[null,8260,1.622044560236112E-4,1.7030764976274799E-4,1.7845719571471687E-4,1.9165947806454425E-4,2.0198474306671907E-4,2.1041722002553559E-4,null,null,0,0,0,0,0,0,null,1.622044560236112E-4,1.7030764976274799E-4,1.7845719571471687E-4,1.9165947806454425E-4,2.0198474306671907E-4,2.1041722002553559E-4,null,1.7554879384763759E-4,1.8386691807774727E-4,1.9211970801949753E-4,2.0172820746232941E-4,2.1047797028610253E-4,2.1810883638485241E-4,null,1.8554783444179395E-4,1.9466266207262639E-4,2.0361940572774086E-4,2.1290923869560715E-4,2.2129170828154269E-4,2.2889012311771848E-4,null,2.0032502835218847E-4,2.1089248269780291E-4,2.2119439041116983E-4,2.3144085521092675E-4,2.406654254805358E-4,2.4903384634812463E-4,null,0,0,0,0,0,0]
[null,8268,1.6316706062658291E-4,1.7116701166914518E-4,1.7923033883782783E-4,1.9238208279123565E-4,2.0265191992427015E-4,2.1102926807760837E-4,null,null,0.11841111273973684,0.11841111273973684,0.11841111273973684,0.11841111273973684,0.11841111273973684,0.11841111273973684,null,1.6316706062658291E-4,1.7116701166914518E-4,1.7923033883782783E-4,1.9238208279123565E-4,2.0265191992427015E-4,2.1102926807760837E-4,null,1.7659059060924609E-4,1.8479469921654394E-4,1.9295204224101481E-4,2.024887738464775E-4,2.1117320116674797E-4,2.1874325731500733E-4,null,1.8664897064904525E-4,1.9564491787039075E-4,2.0450156092826307E-4,2.1371196039657046E-4,2.2202265807652114E-4,2.295559039600654E-4,null,2.0151386002247368E-4,2.119566331703653E-4,2.2215268699950414E-4,2.3231344579509078E-4,2.4146036870176843E-4,2.4975821995470998E-4,null,0.11841111273973684,0,4.2132707110144003E-2,7.6883860132845996E-2,0.11841111273973684,0.11841111273973684]
[null,8285,1.6488666645426416E-4,1.726794172751565E-4,1.8056959487053475E-4,1.9361426402945368E-4,2.037699299306803E-4,2.1203516571258944E-4,null,null,0,0,0,0,0,0,null,1.6488666645426416E-4,1.726794172751565E-4,1.8056959487053475E-4,1.9361426402945368E-4,2.037699299306803E-4,2.1203516571258944E-4,null,1.7845166604664881E-4,1.8642751699101385E-4,1.9439383043530156E-4,2.0378568707489988E-4,2.1233822221406059E-4,2.1978592465307675E-4,null,1.8861605062478465E-4,1.9737360652183927E-4,2.0602965015103114E-4,2.1508075661793793E-4,2.2324753447281725E-4,2.306501111427603E-4,null,2.036375999901025E-4,2.1382944965008384E-4,2.238126700591542E-4,2.3380138201628824E-4,2.4279248096826432E-4,2.5094872402581887E-4,null,0,0,0,0,0,0]
[null,8310,1.6752294923576592E-4,1.7499055871582637E-4,1.8260575603974274E-4,1.9547330821635315E-4,2.0544207505428588E-4,2.1352467202283149E-4,null,null,0,0,0,0,0,0,null,1.6752294923576592E-4,1.7499055871582637E-4,1.8260575603974274E-4,1.9547330821635315E-4,2.0544207505428588E-4,2.1352467202283149E-4,null,1.8130483219189062E-4,1.8892266300782351E-4,1.9658587815712182E-4,2.0574239516574732E-4,2.1408067912588808E-4,2.2132987855606704E-4,null,1.9163172955910835E-4,2.0001525500852732E-4,2.0835290714035882E-4,2.1714591763439945E-4,2.2507951368708445E-4,2.3227038386898751E-4,null,2.0689345026632334E-4,2.1669134315262253E-4,2.2633645413408634E-4,2.3604629461250235E-4,2.4478484688426227E-4,2.5271159060847963E-4,null,0,0,0,0,0,0]
[null,8320,1.6877669937147234E-4,1.7609840708244449E-4,1.8358874953058085E-4,1.9637525812628639E-4,2.0625794512776753E-4,2.1425616689663479E-4,null,null,0,0,0,0,0,0,null,1.6877669937147234E-4,1.7609840708244449E-4,1.8358874953058085E-4,1.9637525812628639E-4,2.0625794512776753E-4,2.1425616689663479E-4,null,1.8266172662935006E-4,1.9011871418433439E-4,1.9764412868990944E-4,2.0669172853756405E-4,2.1493085560197401E-4,2.2208811258143509E-4,null,1.9306591101326992E-4,2.0128153231620621E-4,2.0947450131109018E-4,2.1814786896289461E-4,2.2597336972569082E-4,2.3306609798261611E-4,null,2.0844185120202506E-4,2.1806319516757473E-4,2.2755485636837718E-4,2.371354557675905E-4,2.4575695851700299E-4,2.5357733240463615E-4,null,0,0,0,0,0,0]
[null,8337,1.7050674569357837E-4,1.7759646140293192E-4,1.8488798998804007E-4,1.9753828662576488E-4,2.0728015082631377E-4,2.1514209817991204E-4,null,null,0.53155337069150199,0.53155337069150199,0.53155337069150199,0.53155337069150199,0.53155337069150199,0.53155337069150199,null,1.7050674569357837E-4,1.7759646140293192E-4,1.8488798998804007E-4,1.9753828662576488E-4,2.0728015082631377E-4,2.1514209817991204E-4,null,1.8453410148631483E-4,1.91736038076742E-4,1.9904283775476112E-4,2.0791585612466089E-4,2.159960438799512E-4,2.2300642830335696E-4,null,1.9504493400943247E-4,2.0299381736248409E-4,2.1095693281958592E-4,2.1943984531024681E-4,2.2709328423909395E-4,2.3402980675359293E-4,null,2.1057848534280379E-4,2.1991824040661057E-4,2.2916524086329348E-4,2.3853988571424477E-4,2.4697491966413772E-4,2.5462585340994115E-4,null,0.53155337069150199,0,0.18913581641598068,0.34513546963463071,0.53155337069150199,0.53155337069150199]
[null,8354,1.726514464978578E-4,1.7947836922019205E-4,1.8654239530332088E-4,1.9903781559555E-4,2.0861762645466253E-4,2.1632184713874143E-4,null,null,0,0,0,0,0,0,null,1.726514464978578E-4,1.7947836922019205E-4,1.8654239530332088E-4,1.9903781559555E-4,2.0861762645466253E-4,2.1632184713874143E-4,null,1.8685524388021123E-4,1.9376777646869372E-4,2.0082390275942343E-4,2.0949416205644851E-4,2.1738975882736676E-4,2.2422930194746884E-4,null,1.9749828578234367E-4,2.0514484925091353E-4,2.1284460692418643E-4,2.2110563076778333E-4,2.2855860415429402E-4,2.3531312797797605E-4,null,2.1322722422431576E-4,2.2224861260271143E-4,2.3121584562451331E-4,2.4035066110967686E-4,2.4856852587557362E-4,2.5602211470883494E-4,null,0,0,0,0,0,0]
[null,8360,1.7328203319896314E-4,1.8002137085999941E-4,1.8700944937477646E-4,1.994508280118867E-4,2.0897529657991153E-4,2.166262104746908E-4,null,null,0,0,0,0,0,0,null,1.7328203319896314E-4,1.8002137085999941E-4,1.8700944937477646E-4,1.994508280118867E-4,2.0897529657991153E-4,2.166262104746908E-4,null,1.8753770808316317E-4,1.9435400990073053E-4,2.0132671404410148E-4,2.099288718618213E-4,2.1776246857193156E-4,2.2454479101739416E-4,null,1.982196222960635E-4,2.0576550337221666E-4,2.133775149534291E-4,2.2156443489279755E-4,2.2895046262744352E-4,2.3564421191411738E-4,null,2.1400600861701488E-4,2.2292101319121979E-4,2.3179475049977437E-4,2.4084939953792985E-4,2.4899469089956401E-4,2.5638233604542341E-4,null,0,0,0,0,0,0]
[null,8389,1.7647593059290156E-4,1.8277037567774294E-4,1.8937008900607328E-4,2.015307731534025E-4,2.1076850429742699E-4,2.1814356452791502E-4,null,null,0.18379542456393549,0.18379542456393549,0.18379542456393549,0.18379542456393549,0.18379542456393549,0.18379542456393549,null,1.7647593059290156E-4,1.8277037567774294E-4,1.8937008900607328E-4,2.015307731534025E-4,2.1076850429742699E-4,2.1814356452791502E-4,null,1.9099436302917394E-4,1.9732188036528992E-4,2.038680819888775E-4,2.121180858222009E-4,2.1963107862115372E-4,2.2611761061311171E-4,null,2.0187316400140543E-4,2.0890763231720479E-4,2.1607100140510696E-4,2.238749886993754E-4,2.3091507635562776E-4,2.3729477718635846E-4,null,2.1795052162041574E-4,2.2632511425050742E-4,2.3472071962157926E-4,2.4336106390853882E-4,2.5113130325829194E-4,2.5817816110242434E-4,null,0.18379542456393549,0,6.53975679491961E-2,0.11933763131075249,0.18379542456393549,0.18379542456393549]
[null,8406,1.7859553037466653E-4,1.8460518541778967E-4,1.9095424446128671E-4,2.0293243271314926E-4,2.1198320001898473E-4,2.1917813710246474E-4,null,null,0,0,0,0,0,0,null,1.7859553037466653E-4,1.8460518541778967E-4,1.9095424446128671E-4,2.0293243271314926E-4,2.1198320001898473E-4,2.1917813710246474E-4,null,1.9328833937390759E-4,1.9930277090444886E-4,2.0557351887134221E-4,2.1359338082621278E-4,2.2089685090725277E-4,2.2719000107793838E-4,null,2.0429780238083773E-4,2.1100483082174554E-4,2.1787852051958733E-4,2.2543205372318602E-4,2.3224588029252218E-4,2.3842017673271764E-4,null,2.2056826034835521E-4,2.2859716475379143E-4,2.3668425098174155E-4,2.4505365584554238E-4,2.5257861684356369E-4,2.5940260265495095E-4,null,0,0,0,0,0,0]
[null,8410,1.7886927747213851E-4,1.8482331667214494E-4,1.9112342380496204E-4,2.0306240833501392E-4,2.1207488085805431E-4,2.1923380896806102E-4,null,null,0.46804072566551286,0.46804072566551286,0.46804072566551286,0.46804072566551286,0.46804072566551286,0.46804072566551286,null,1.7886927747213851E-4,1.8482331667214494E-4,1.9112342380496204E-4,2.0306240833501392E-4,2.1207488085805431E-4,2.1923380896806102E-4,null,1.9358460726912193E-4,1.9953826896651835E-4,2.057556504238395E-4,2.1373018464868656E-4,2.2099238682065151E-4,2.2724770797960311E-4,null,2.0461094532626495E-4,2.1125415614983966E-4,2.1807155390937368E-4,2.2557644006389636E-4,2.3234632455967997E-4,2.3848073613070314E-4,null,2.2090634227536727E-4,2.288672773520749E-4,2.3689394564630552E-4,2.4521060957089272E-4,2.5268785483752344E-4,2.5946849164835717E-4,null,0.46804072566551286,2.4740149160622473E-2,0.18380185243184222,0.31392745232816105,0.46804072566551286,0.46804072566551286]
[null,8425,1.8031748978723425E-4,1.8603589397790503E-4,1.9212766013549951E-4,2.0390570051985967E-4,2.1275757843838952E-4,2.1976381865496686E-4,null,null,0,0,0,0,0,0,null,1.8031748978723425E-4,1.8603589397790503E-4,1.9212766013549951E-4,2.0390570051985967E-4,2.1275757843838952E-4,2.1976381865496686E-4,null,1.9515196202239294E-4,2.008473872148866E-4,2.0683677012782643E-4,2.1461777874282593E-4,2.2170379105270643E-4,2.2779709170432728E-4,null,2.0626757465362964E-4,2.1264013926120863E-4,2.1921738612989752E-4,2.2651323014016378E-4,2.3309427864521282E-4,2.3905727631346355E-4,null,2.2269490702995891E-4,2.3036881553213315E-4,2.3813867798714699E-4,2.4622893783946736E-4,2.5350129104637428E-4,2.6009577087443911E-4,null,0,0,0,0,0,0]
[null,8442,1.8293310287567947E-4,1.8832342497119669E-4,1.9412343179980512E-4,2.0568872598195387E-4,2.1432102174840677E-4,2.2111494353405488E-4,null,null,0,0,0,0,0,0,null,1.8293310287567947E-4,1.8832342497119669E-4,1.9412343179980512E-4,2.0568872598195387E-4,2.1432102174840677E-4,2.2111494353405488E-4,null,1.979827580073184E-4,2.0331704300738802E-4,2.0898533616286002E-4,2.1649447450533253E-4,2.2333297536412304E-4,2.2919760576469147E-4,null,2.0925960925117473E-4,2.1525480086535928E-4,2.2149455875175028E-4,2.28493944047678E-4,2.3480716564658788E-4,2.4052701885584834E-4,null,2.2592522991347373E-4,2.3320147214559418E-4,2.4061240001846076E-4,2.4838205305180753E-4,2.5536413842636532E-4,2.6169485970136639E-4,null,0,0,0,0,0,0]
[null,8460,1.8478124498307567E-4,1.8986734648342659E-4,1.9539581425836858E-4,2.0674687219482635E-4,2.1516610001537779E-4,2.2175778573846913E-4,null,null,0.39223822033802758,0.39223822033802758,0.39223822033802758,0.39223822033802758,0.39223822033802758,0.39223822033802758,null,1.8478124498307567E-4,1.8986734648342659E-4,1.9539581425836858E-4,2.0674687219482635E-4,2.1516610001537779E-4,2.2175778573846913E-4,null,1.9998294422763537E-4,2.0498388586854605E-4,2.1035513100609582E-4,2.1760820987032153E-4,2.242135882047979E-4,2.2986394650033494E-4,null,2.1137372358671517E-4,2.1701951238607223E-4,2.2294634532182093E-4,2.296694095497569E-4,2.3573302178052298E-4,2.4122629732410195E-4,null,2.2820771418757485E-4,2.3511331486820997E-4,2.4218949452095272E-4,2.4965983105119732E-4,2.5637105170900749E-4,2.6245567892871271E-4,null,0.39223822033802758,0,0.13956509378667775,0.25467870179979496,0.39223822033802758,0.39223822033802758]
[null,8477,1.869144005275722E-4,1.9168423678419765E-4,1.9692921985750447E-4,2.0806018016185731E-4,2.1625804036152894E-4,2.2263840765870277E-4,null,null,0,0,0,0,0,0,null,1.869144005275722E-4,1.9168423678419765E-4,1.9692921985750447E-4,2.0806018016185731E-4,2.1625804036152894E-4,2.2263840765870277E-4,null,2.0229159154908289E-4,2.0694543028862062E-4,2.1200593267201682E-4,2.1899051177738367E-4,2.2535144339248144E-4,2.3077675878011814E-4,null,2.1381386858341749E-4,2.1909622886436746E-4,2.2469595892291535E-4,2.3112832722112445E-4,2.3692933661535935E-4,2.4218423061358264E-4,null,2.3084219449352088E-4,2.3736317567512588E-4,2.4409012237401029E-4,2.5124573289187028E-4,2.5767210189733293E-4,2.6349791617501618E-4,null,0,0,0,0,0,0]
[null,8494,1.8912149595691119E-4,1.9356383999519924E-4,1.9851419492043348E-4,2.0941470439997183E-4,2.1738100857020327E-4,2.2354043981297854E-4,null,null,0,0,0,0,0,0,null,1.8912149595691119E-4,1.9356383999519924E-4,1.9851419492043348E-4,2.0941470439997183E-4,2.1738100857020327E-4,2.2354043981297854E-4,null,2.046802616881492E-4,2.0897468059004481E-4,2.1371225191058028E-4,2.2041619523055001E-4,2.2652163112878742E-4,2.3171176392621282E-4,null,2.1633859439773557E-4,2.2124462657406246E-4,2.2650441320862995E-4,2.3263303091354808E-4,2.3815964514990702E-4,2.43165453779744E-4,null,2.3356799170832712E-4,2.3969069407026017E-4,2.4605466962276305E-4,2.5288140596809339E-4,2.5901012187665607E-4,2.6456549294882648E-4,null,0,0,0,0,0,0]
[null,8511,1.9082689743950821E-4,1.9496256355105399E-4,1.9963581203918867E-4,2.1030855868015249E-4,2.1805086573311789E-4,2.2399891802318475E-4,null,null,0,0,0,0,0,0,null,1.9082689743950821E-4,1.9496256355105399E-4,1.9963581203918867E-4,2.1030855868015249E-4,2.1805086573311789E-4,2.2399891802318475E-4,null,2.06525964208506E-4,2.1048476536789258E-4,2.1491973896371877E-4,2.2135700767298322E-4,2.2721965501856859E-4,2.3218700140403782E-4,null,2.1828942583422607E-4,2.2284337596239397E-4,2.2778417674105758E-4,2.336259890297858E-4,2.3889353145060171E-4,2.4366418260986613E-4,null,2.3567418908864682E-4,2.4142273772016689E-4,2.4744489327759624E-4,2.5396079114188211E-4,2.5980825868974588E-4,2.6510811294989196E-4,null,0,0,0,0,0,0]
[null,8527,1.9248624434546532E-4,1.9632393156324043E-4,2.0072702944583232E-4,2.1117644185307327E-4,2.1869920098854098E-4,2.2444011915887546E-4,null,null,0,0,0,0,0,0,null,1.9248624434546532E-4,1.9632393156324043E-4,2.0072702944583232E-4,2.1117644185307327E-4,2.1869920098854098E-4,2.2444011915887546E-4,null,2.0832182330545444E-4,2.1195452049115951E-4,2.1609449893184753E-4,2.2227048462976104E-4,2.2789525202928588E-4,2.3264433025908828E-4,null,2.2018757482800719E-4,2.2439942774093657E-4,2.2902925424533342E-4,2.3459009655783124E-4,2.3960383864526116E-4,2.4414411758028189E-4,null,2.3772350834984877E-4,2.431085238862923E-4,2.4879743705203978E-4,2.5500881457277298E-4,2.6058075208568963E-4,2.6563028511726914E-4,null,0,0,0,0,0,0]
[null,8546,1.9461190373899008E-4,1.9807927841036631E-4,2.0214561379039222E-4,2.1231670006276852E-4,2.1956521095300906E-4,2.2504707145951965E-4,null,null,0,0,0,0,0,0,null,1.9461190373899008E-4,1.9807927841036631E-4,2.0214561379039222E-4,2.1231670006276852E-4,2.1956521095300906E-4,2.2504707145951965E-4,null,2.1062235777788505E-4,2.1384962159429931E-4,2.1762168873770753E-4,2.2347064570193387E-4,2.2879767672137548E-4,2.3327346916710422E-4,null,2.2261914487791979E-4,2.264057996837021E-4,2.3064785695875792E-4,2.3585677801702252E-4,2.4055262725927382E-4,2.4480435530609243E-4,null,2.4034873079264627E-4,2.4528217524665013E-4,2.5055574608567145E-4,2.5638574796463102E-4,2.6161260554850412E-4,2.6634862777934274E-4,null,0,0,0,0,0,0]
[null,8563,1.9646799116380351E-4,1.9959946622140839E-4,2.0335927843630368E-4,2.1327363107532466E-4,2.202702058077594E-4,2.2551459477211807E-4,null,null,0,0,0,0,0,0,null,1.9646799116380351E-4,1.9959946622140839E-4,2.0335927843630368E-4,2.1327363107532466E-4,2.202702058077594E-4,2.2551459477211807E-4,null,2.1263114296597098E-4,2.1549084116432476E-4,2.1892827038868699E-4,2.2447784857954501E-4,2.2953231580270938E-4,2.3375808238308178E-4,null,2.247423479677205E-4,2.2814338344203622E-4,2.3203264658835804E-4,2.3691980633904963E-4,2.4132500993218626E-4,2.4531292332428061E-4,null,2.4264102765744858E-4,2.4716462845461942E-4,2.5206006094639091E-4,2.5754130225372944E-4,2.6245260902650955E-4,2.6690195287687837E-4,null,0,0,0,0,0,0]
[null,8577,1.9790909519589367E-4,2.0076383800469655E-4,2.0427033333920882E-4,2.1396911883711257E-4,2.207553340373539E-4,2.2580202390305425E-4,null,null,0,0,0,0,0,0,null,1.9790909519589367E-4,2.0076383800469655E-4,2.0427033333920882E-4,2.1396911883711257E-4,2.207553340373539E-4,2.2580202390305425E-4,null,2.1419080464755617E-4,2.1674791594392584E-4,2.1990907478402038E-4,2.2520987342336838E-4,2.3003784311899687E-4,2.3405601823302786E-4,null,2.2639084603562036E-4,2.2947426735296379E-4,2.3307215893288375E-4,2.3769240455010448E-4,2.418565097525816E-4,2.456255863713431E-4,null,2.4442081357186821E-4,2.4860647358901589E-4,2.5318929663269726E-4,2.5838114739993565E-4,2.6303064076304232E-4,2.6724213217409009E-4,null,0,0,0,0,0,0]
[null,8598,2.0032863705077557E-4,2.027457141358461E-4,2.0585073228501799E-4,2.1521019563395445E-4,2.2166368814335248E-4,2.2639688604636341E-4,null,null,0,0,0,0,0,0,null,2.0032863705077557E-4,2.027457141358461E-4,2.0585073228501799E-4,2.1521019563395445E-4,2.2166368814335248E-4,2.2639688604636341E-4,null,2.1680939888781901E-4,2.1888758175901964E-4,2.2161046756231191E-4,2.2651614953388604E-4,2.3098439247529393E-4,2.3467262503864395E-4,null,2.2915859214149348E-4,2.3173956362195237E-4,2.3487539187549281E-4,2.390710826026942E-4,2.4285169002604703E-4,2.462726725233395E-4,null,2.4740898542953882E-4,2.5106063685343706E-4,2.5514817186899507E-4,2.5987982556677691E-4,2.6411294739713762E-4,2.6794616584384958E-4,null,0,0,0,0,0,0]
[null,8615,2.0260562813062126E-4,2.0464361536726917E-4,2.0740031471813808E-4,2.1646914035631715E-4,2.2263550815288752E-4,2.270971183230809E-4,null,null,0,0,0,0,0,0,null,2.0260562813062126E-4,2.0464361536726917E-4,2.0740031471813808E-4,2.1646914035631715E-4,2.2263550815288752E-4,2.270971183230809E-4,null,2.192737148965639E-4,2.2093658690191162E-4,2.2327868454516246E-4,2.278412322519495E-4,2.3199707640371713E-4,2.3539845369019362E-4,null,2.3176327251998538E-4,2.3390887607840634E-4,2.3664346322108573E-4,2.4046960964192482E-4,2.4391640267110637E-4,2.4703437944071732E-4,null,2.5022110486084078E-4,2.5341081374312819E-4,2.5706885060830346E-4,2.6140008037571873E-4,2.6527087384511689E-4,2.6877490760361097E-4,null,0,0,0,0,0,0]
[null,8627,2.0407390529240407E-4,2.0584824620894007E-4,2.0836199580689989E-4,2.1722413269053474E-4,2.2318784226312496E-4,2.2745851273150218E-4,null,null,0.51521574906134804,0.51521574906134804,0.51521574906134804,0.51521574906134804,0.51521574906134804,0.51521574906134804,null,2.0407390529240407E-4,2.0584824620894007E-4,2.0836199580689989E-4,2.1722413269053474E-4,2.2318784226312496E-4,2.2745851273150218E-4,null,2.2086278520390171E-4,2.2223712601796418E-4,2.2431399101874476E-4,2.2863588770946996E-4,2.3257263553099318E-4,2.3577305855327084E-4,null,2.3344285429232264E-4,2.3528577633380367E-4,2.3774073997145183E-4,2.4130830984461009E-4,2.4452153233060856E-4,2.4742750130891597E-4,null,2.5203445001345607E-4,2.5490251179244208E-4,2.5826083651476518E-4,2.6231178102978278E-4,2.6592898158944186E-4,2.6920262658767006E-4,null,0.51521574906134804,0,0.18332261011217205,0.33452751749860965,0.51521574906134804,0.51521574906134804]
[null,8637,2.0533789956733036E-4,2.0688794492717104E-4,2.0919475156667785E-4,2.1788083529050166E-4,2.2367177613774394E-4,2.2777959452418517E-4,null,null,0,0,0,0,0,0,null,2.0533789956733036E-4,2.0688794492717104E-4,2.0919475156667785E-4,2.1788083529050166E-4,2.2367177613774394E-4,2.2777959452418517E-4,null,2.2223076655184527E-4,2.2335960172188484E-4,2.2521050176340456E-4,2.2932708983349208E-4,2.3307691827104571E-4,2.361058772084073E-4,null,2.3488875415357714E-4,2.3647415818585957E-4,2.386909131053691E-4,2.4203782268697159E-4,2.4505172363210886E-4,2.477767714449303E-4,null,2.5359550262057283E-4,2.5618997388971668E-4,2.5929302186267314E-4,2.6310479065753728E-4,2.6650559024844913E-4,2.6958263462035148E-4,null,0,0,0,0,0,0]
[null,8638,2.0546993905815015E-4,2.0699712559296184E-4,2.0928283517720843E-4,2.1795104283905232E-4,2.2372440259954589E-4,2.2781562998827005E-4,null,null,0,0,0,0,0,0,null,2.0546993905815015E-4,2.0699712559296184E-4,2.0928283517720843E-4,2.1795104283905232E-4,2.2372440259954589E-4,2.2781562998827005E-4,null,2.2237366875023059E-4,2.2347747495048376E-4,2.2530532897095234E-4,2.2940098569850469E-4,2.3313175761532112E-4,2.3614322991717887E-4,null,2.3503979588315109E-4,2.3659895233972938E-4,2.3879141637932652E-4,2.4211581432017205E-4,2.4510938046032343E-4,2.478159705266879E-4,null,2.5375857344729679E-4,2.5632517264152435E-4,2.5940219986728369E-4,2.6318957068116518E-4,2.665682948350867E-4,2.6962528345976158E-4,null,0,0,0,0,0,0]
[null,8639,2.0555511427712824E-4,2.0706202165586324E-4,2.0932893792065068E-4,2.1798029683451172E-4,2.2373748902773194E-4,2.2781365814415251E-4,null,null,0,0,0,0,0,0,null,2.0555511427712824E-4,2.0706202165586324E-4,2.0932893792065068E-4,2.1798029683451172E-4,2.2373748902773194E-4,2.2781365814415251E-4,null,2.2246585121749361E-4,2.2354753779908559E-4,2.2535496129635985E-4,2.2943177653715629E-4,2.3314539431283139E-4,2.361411859940344E-4,null,2.3513722894890601E-4,2.3667312892768663E-4,2.3884401954382507E-4,2.4214831177850267E-4,2.4512371777117488E-4,2.4781382557085787E-4,null,2.5386376616872369E-4,2.5640553363436084E-4,2.594593433643063E-4,2.6322489671771625E-4,2.6658388735341062E-4,2.6962294973477023E-4,null,0,0,0,0,0,0]
[null,8640,2.0566657899061654E-4,2.0715172727602834E-4,2.0939852321836608E-4,2.1803241644061677E-4,2.2377261106801304E-4,2.2783282857138343E-4,null,null,0,0,0,0,0,0,null,2.0566657899061654E-4,2.0715172727602834E-4,2.0939852321836608E-4,2.1803241644061677E-4,2.2377261106801304E-4,2.2783282857138343E-4,null,2.2258648597987395E-4,2.2364438545059736E-4,2.2542987397794711E-4,2.294866342192255E-4,2.3318199319469958E-4,2.3616105717936718E-4,null,2.3526473491706154E-4,2.3677566298795072E-4,2.3892341626924964E-4,2.4220621001431653E-4,2.4516219699576448E-4,2.4783467900409194E-4,null,2.5400142682513964E-4,2.5651661637770748E-4,2.5954559305263128E-4,2.6328783441499068E-4,2.6662573536945212E-4,2.6964563839698555E-4,null,0,0,0,0,0,0]
[null,8641,2.0578174494945478E-4,2.0724490775323134E-4,2.0947137749517377E-4,2.1808769583061668E-4,2.2381075567686224E-4,2.278548773730961E-4,null,null,0,0,0,0,0,0,null,2.0578174494945478E-4,2.0724490775323134E-4,2.0947137749517377E-4,2.1808769583061668E-4,2.2381075567686224E-4,2.278548773730961E-4,null,2.2271112648397588E-4,2.2374498461447635E-4,2.2550830590854093E-4,2.2954481768276669E-4,2.3322174174068399E-4,2.3618391195562858E-4,null,2.3539647478899661E-4,2.3688216883058791E-4,2.3900654289515501E-4,2.4226761836708513E-4,2.4520398770493297E-4,2.4785866350943804E-4,null,2.5414365857718305E-4,2.5663200204713391E-4,2.5963589458002435E-4,2.6335458774973998E-4,2.6667118478498273E-4,2.696717336847059E-4,null,0,0,0,0,0,0]
[null,8642,2.0586625566531582E-4,2.0730911322064017E-4,2.0951675609009077E-4,2.1811616260828491E-4,2.2382300416013852E-4,2.2785202528675662E-4,null,null,0,0,0,0,0,0,null,2.0586625566531582E-4,2.0730911322064017E-4,2.0951675609009077E-4,2.1811616260828491E-4,2.2382300416013852E-4,2.2785202528675662E-4,null,2.2280258978036303E-4,2.2381430188491398E-4,2.2555715864530437E-4,2.2957477994755646E-4,2.3323450525866029E-4,2.3618095561378215E-4,null,2.3549314772079854E-4,2.3695555606376755E-4,2.3905831980721934E-4,2.4229924132683993E-4,2.4521740697485854E-4,2.4785556103335118E-4,null,2.542480306269155E-4,2.5671150787346335E-4,2.5969214050835566E-4,2.6338896317137407E-4,2.6668577888944042E-4,2.6966835817185029E-4,null,0,0,0,0,0,0]
[null,8643,2.0597098197461239E-4,2.0739239148858415E-4,2.0958018202024023E-4,2.1816219638964981E-4,2.2385217600867896E-4,2.2786540473397686E-4,null,null,0,0,0,0,0,0,null,2.0597098197461239E-4,2.0739239148858415E-4,2.0958018202024023E-4,2.1816219638964981E-4,2.2385217600867896E-4,2.2786540473397686E-4,null,2.2291593177929339E-4,2.2390421046207445E-4,2.2562544040403298E-4,2.2962323208929885E-4,2.3326490375003676E-4,2.3619482413492467E-4,null,2.3561294553878345E-4,2.3705074362200909E-4,2.3913068870303793E-4,2.4235037898746417E-4,2.4524936725116081E-4,2.4787011508610939E-4,null,2.5437736924925272E-4,2.5681463160693007E-4,2.5977075577460754E-4,2.6344455185310937E-4,2.6672053723422647E-4,2.6968419306978717E-4,null,0,0,0,0,0,0]
[null,8644,2.0603177545456213E-4,2.0743415404429416E-4,2.0960425061085312E-4,2.1816983440206967E-4,2.238442758375379E-4,2.2784314778886386E-4,null,null,0,0,0,0,0,0,null,2.0603177545456213E-4,2.0743415404429416E-4,2.0960425061085312E-4,2.1816983440206967E-4,2.238442758375379E-4,2.2784314778886386E-4,null,2.2298172665534429E-4,2.2394929799877727E-4,2.2565135166293442E-4,2.2963127136066489E-4,2.3325667138574311E-4,2.3617175360676407E-4,null,2.3568248800900522E-4,2.3709847847291446E-4,2.3915815093059157E-4,2.4235886384522276E-4,2.452407119322442E-4,2.4784590416408259E-4,null,2.5445245014341013E-4,2.5686634630717848E-4,2.5980058834710397E-4,2.6345377523274294E-4,2.6671112415668329E-4,2.6965785143934088E-4,null,0,0,0,0,0,0]
[null,8645,2.0610763913611924E-4,2.0749012960065414E-4,2.0964176216493904E-4,2.1819055075914372E-4,2.2384896822984804E-4,2.2783296226722209E-4,null,null,0,0,0,0,0,0,null,2.0610763913611924E-4,2.0749012960065414E-4,2.0964176216493904E-4,2.1819055075914372E-4,2.2384896822984804E-4,2.2783296226722209E-4,null,2.2306383153779125E-4,2.2400973012293575E-4,2.2569173506574138E-4,2.296530760406103E-4,2.3326156108777817E-4,2.3616119576233961E-4,null,2.3576926948326785E-4,2.3716245886855266E-4,2.3920095156029054E-4,2.4238187707607218E-4,2.4524585285276362E-4,2.4783482443732678E-4,null,2.5454614297116212E-4,2.56935661009528E-4,2.5984708322396332E-4,2.6347879153481419E-4,2.6671671515615528E-4,2.6964579662922981E-4,null,0,0,0,0,0,0]
[null,8646,2.0623770522506651E-4,2.0759727876688047E-4,2.0972773510986124E-4,2.1825848433805329E-4,2.2389919194849316E-4,2.2786648916579542E-4,null,null,0,0,0,0,0,0,null,2.0623770522506651E-4,2.0759727876688047E-4,2.0972773510986124E-4,2.1825848433805329E-4,2.2389919194849316E-4,2.2786648916579542E-4,null,2.2320459798524228E-4,2.2412541011145111E-4,2.2578429001713954E-4,2.2972457847418839E-4,2.3331389665629757E-4,2.3619594820719435E-4,null,2.359180538121951E-4,2.3728493100627244E-4,2.3929904656779983E-4,2.4245734261899008E-4,2.4530087726860059E-4,2.4787129472213178E-4,null,2.5470677661585203E-4,2.5706834414922225E-4,2.5995364509762581E-4,2.6356082559730426E-4,2.6677655686713518E-4,2.6968547652095554E-4,null,0,0,0,0,0,0]
[null,8647,2.0634729572053558E-4,2.0768506778587074E-4,2.0979534213022409E-4,2.183084864004077E-4,2.2393208857337442E-4,2.2788334672929454E-4,null,null,0,0,0,0,0,0,null,2.0634729572053558E-4,2.0768506778587074E-4,2.0979534213022409E-4,2.183084864004077E-4,2.2393208857337442E-4,2.2788334672929454E-4,null,2.2332320434026106E-4,2.242201885690559E-4,2.2585707296635129E-4,2.2977720736846506E-4,2.3334817654659595E-4,2.3621342198409636E-4,null,2.3604341583743276E-4,2.3738527437993298E-4,2.3937618608158728E-4,2.425128885337374E-4,2.4533691835866583E-4,2.4788963224120129E-4,null,2.5484212258383693E-4,2.5717705355948219E-4,2.6003744274779499E-4,2.6362120622752655E-4,2.6681575329407176E-4,2.6970542785325485E-4,null,0,0,0,0,0,0]
[null,8648,2.0647211808871562E-4,2.077872225815201E-4,2.0987653694468336E-4,2.1837170809310897E-4,2.2397771417014575E-4,2.2791240683626038E-4,null,null,0.2345559301394731,0.2345559301394731,0.2345559301394731,0.2345559301394731,0.2345559301394731,0.2345559301394731,null,2.0647211808871562E-4,2.077872225815201E-4,2.0987653694468336E-4,2.1837170809310897E-4,2.2397771417014575E-4,2.2791240683626038E-4,null,2.2345829567323912E-4,2.2433047655358906E-4,2.2594448397818604E-4,2.298437503793829E-4,2.3339572064748058E-4,2.3624354435770615E-4,null,2.3618620180443681E-4,2.3750203792221832E-4,2.3946882924905474E-4,2.4258311977196263E-4,2.4538690513537778E-4,2.4792124358679566E-4,null,2.5499628015174621E-4,2.5730355215484177E-4,2.6013808221720351E-4,2.6369755039153255E-4,2.668701163290865E-4,2.697398211895613E-4,null,0.2345559301394731,0,8.3459027424521617E-2,0.15229622379961871,0.2345559301394731,0.2345559301394731]
[null,8649,2.066505151006382E-4,2.0793995813768026E-4,2.1000563153654846E-4,2.1848159959366614E-4,2.2406834301324371E-4,2.2798467217613225E-4,null,null,0.46589845643864669,0.46589845643864669,0.46589845643864669,0.46589845643864669,0.46589845643864669,0.46589845643864669,null,2.066505151006382E-4,2.0793995813768026E-4,2.1000563153654846E-4,2.1848159959366614E-4,2.2406834301324371E-4,2.2798467217613225E-4,null,2.2365136916232054E-4,2.2449537235263967E-4,2.2608346192859419E-4,2.2995941497184973E-4,2.334901603296814E-4,2.3631845129350017E-4,null,2.3639027251892017E-4,2.3767661557622683E-4,2.3961612599420956E-4,2.4270519521513411E-4,2.4548619685020844E-4,2.479998532297631E-4,null,2.5521660323871577E-4,2.5749268506037898E-4,2.602980925739651E-4,2.6383025127920166E-4,2.6697810086669967E-4,2.6982534895931203E-4,null,0.46589845643864669,0,0.16577467058638934,0.30250599738614842,0.46589845643864669,0.46589845643864669]
[null,8650,2.0675874626233809E-4,2.080264009026836E-4,2.1007189386362631E-4,2.1853021022121881E-4,2.2409981943237101E-4,2.2800009086466276E-4,null,null,0.42757438748012772,0.42757438748012772,0.42757438748012772,0.42757438748012772,0.42757438748012772,0.42757438748012772,null,2.0675874626233809E-4,2.080264009026836E-4,2.1007189386362631E-4,2.1853021022121881E-4,2.2409981943237101E-4,2.2800009086466276E-4,null,2.2376850435304785E-4,2.2458869737246952E-4,2.2615479723608854E-4,2.3001057933303267E-4,2.3352296029619966E-4,2.3633443359862504E-4,null,2.3651407958418113E-4,2.3777542017353008E-4,2.3969173121487716E-4,2.4275919542325987E-4,2.4552068198236993E-4,2.4801662555246388E-4,null,2.5535027040833385E-4,2.5759972740021641E-4,2.6038022350170108E-4,2.6388895166452436E-4,2.6701560511423271E-4,2.6984359734844076E-4,null,0.42757438748012772,0,0.15213830880126464,0.27762233326583374,0.42757438748012772,0.42757438748012772]
[null,8651,2.0680890871787461E-4,2.0805797672137348E-4,2.1008614939218008E-4,2.1852809356277545E-4,2.2408232603576426E-4,2.2796844434188468E-4,null,null,0.52654722576135138,0.52654722576135138,0.52654722576135138,0.52654722576135138,0.52654722576135138,0.52654722576135138,null,2.0680890871787461E-4,2.0805797672137348E-4,2.1008614939218008E-4,2.1852809356277545E-4,2.2408232603576426E-4,2.2796844434188468E-4,null,2.238227936049078E-4,2.2462278714163944E-4,2.2617014415428056E-4,2.3000835147705652E-4,2.3350473132229156E-4,2.3630163026504844E-4,null,2.3657146108419202E-4,2.3781151152310747E-4,2.3970799675262041E-4,2.4275684408565682E-4,2.4550151645748932E-4,2.4798220072499945E-4,null,2.5541222182183949E-4,2.5763882783290984E-4,2.6039789296543895E-4,2.6388639566653633E-4,2.6699476167985477E-4,2.6980614292674459E-4,null,0.52654722576135138,0,0.18735454409100416,0.3418849998289763,0.52654722576135138,0.52654722576135138]
[null,8652,2.0693037434793966E-4,2.0815687807260804E-4,2.1016416964759612E-4,2.1858811326468081E-4,2.2412475880521554E-4,2.2799433809195924E-4,null,null,0.4388269384717729,0.4388269384717729,0.4388269384717729,0.4388269384717729,0.4388269384717729,0.4388269384717729,null,2.0693037434793966E-4,2.0815687807260804E-4,2.1016416964759612E-4,2.1858811326468081E-4,2.2412475880521554E-4,2.2799433809195924E-4,null,2.2395425204553633E-4,2.2472956265448671E-4,2.262541375658665E-4,2.300715242822841E-4,2.3354894834112241E-4,2.3632847053837644E-4,null,2.367104072338243E-4,2.3792455635897198E-4,2.3979701775274828E-4,2.4282351832044264E-4,2.455480052164739E-4,2.4801036773358279E-4,null,2.5556223376591979E-4,2.5776129767811693E-4,2.6049459762768221E-4,2.6395887322558408E-4,2.6704532045156821E-4,2.6983678880343026E-4,null,0.4388269384717729,0,0.15614215965785613,0.28492856945061579,0.4388269384717729,0.4388269384717729]
[null,8653,2.0713845834657279E-4,2.0833757026720936E-4,2.1031965984406937E-4,2.1872363032943872E-4,2.2424000907053293E-4,2.2809015555233839E-4,null,null,0.26868566145381156,0.26868566145381156,0.26868566145381156,0.26868566145381156,0.26868566145381156,0.26868566145381156,null,2.0713845834657279E-4,2.0833757026720936E-4,2.1031965984406937E-4,2.1872363032943872E-4,2.2424000907053293E-4,2.2809015555233839E-4,null,2.241794548289526E-4,2.2492464089664629E-4,2.2642153194313831E-4,2.3021416066442517E-4,2.3366904474816108E-4,2.3642779052172243E-4,null,2.3694843728722028E-4,2.3813108861789185E-4,2.3997443184510569E-4,2.4297406049753317E-4,2.4567427182307379E-4,2.4811459717972957E-4,null,2.558192207436373E-4,2.5798504937439522E-4,2.6068732484770869E-4,2.6412251859120843E-4,2.6718264148739611E-4,2.6995019107489183E-4,null,0.26868566145381156,0,9.5602971856287536E-2,0.1744565213260065,0.26868566145381156,0.26868566145381156]
[null,8654,2.0729475798846386E-4,2.0846933119546892E-4,2.1042876709678792E-4,2.1881390279869354E-4,2.2431157955844663E-4,2.2814398949797318E-4,null,null,8.4630909562413342E-2,8.4630909562413342E-2,8.4630909562413342E-2,8.4630909562413342E-2,8.4630909562413342E-2,8.4630909562413342E-2,null,2.0729475798846386E-4,2.0846933119546892E-4,2.1042876709678792E-4,2.1881390279869354E-4,2.2431157955844663E-4,2.2814398949797318E-4,null,2.2434861302771873E-4,2.2506689214511281E-4,2.2653899234282207E-4,2.3030917555014782E-4,2.3374362469315963E-4,2.3648359231987845E-4,null,2.3712723052624629E-4,2.3828169214678736E-4,2.4009892306480775E-4,2.4307434169885074E-4,2.4575268346591626E-4,2.4817315730348168E-4,null,2.5601225323461098E-4,2.581482093341618E-4,2.6082256126761237E-4,2.6423152826658328E-4,2.6726791793780559E-4,2.7001390484577003E-4,null,8.4630909562413342E-2,0,3.0113130791157967E-2,5.4950509822618752E-2,8.4630909562413342E-2,8.4630909562413342E-2]
[null,8655,2.0734530218212121E-4,2.0850118489038619E-4,2.10443194156291E-4,2.1881184656843942E-4,2.242940414257156E-4,2.2811220102150799E-4,null,null,0,0,0,0,0,0,null,2.0734530218212121E-4,2.0850118489038619E-4,2.10443194156291E-4,2.1881184656843942E-4,2.242940414257156E-4,2.2811220102150799E-4,null,2.2440331542277042E-4,2.2510128191399273E-4,2.2655452392420891E-4,2.3030701129692392E-4,2.3372534910202439E-4,2.364506418436226E-4,null,2.3718504870157042E-4,2.3831810111055429E-4,2.4011538431911947E-4,2.4307205748925982E-4,2.4573346892875269E-4,2.4813857805996271E-4,null,2.560746761006386E-4,2.5818765386183599E-4,2.6084044334078642E-4,2.6422904523942841E-4,2.6724702120020172E-4,2.699762824184672E-4,null,0,0,0,0,0,0]
[null,8656,2.0749052852903448E-4,2.0862244579524224E-4,2.1054230738159577E-4,2.1889232276520445E-4,2.2435610862782819E-4,2.2815685673916044E-4,null,null,0,0,0,0,0,0,null,2.0749052852903448E-4,2.0862244579524224E-4,2.1054230738159577E-4,2.1889232276520445E-4,2.2435610862782819E-4,2.2815685673916044E-4,null,2.2456048934178907E-4,2.252321971658341E-4,2.2666122516329406E-4,2.3039171526815841E-4,2.3379002615893301E-4,2.3649692991174707E-4,null,2.3735117505120491E-4,2.3845670304991224E-4,2.4022847236779965E-4,2.4316145628111395E-4,2.4580146890229137E-4,2.4818715418272553E-4,null,2.5625403289992804E-4,2.5833781161056248E-4,2.6096329234872456E-4,2.6432622530060522E-4,2.6732097445715579E-4,2.7002913353553389E-4,null,0,0,0,0,0,0]
[null,8657,2.0756061847616343E-4,2.0867271937829134E-4,2.1057414069504616E-4,2.1890718237567317E-4,2.243548403252118E-4,2.2814064774227799E-4,null,null,0,0,0,0,0,0,null,2.0756061847616343E-4,2.0867271937829134E-4,2.1057414069504616E-4,2.1890718237567317E-4,2.243548403252118E-4,2.2814064774227799E-4,null,2.2463634549260619E-4,2.2528647334655081E-4,2.2669549560479064E-4,2.3040735552041055E-4,2.3378870452564352E-4,2.3648012840924378E-4,null,2.3743135187386893E-4,2.3851416605595984E-4,2.4026479413303392E-4,2.4317796341336828E-4,2.4580007936737732E-4,2.4816952216909287E-4,null,2.563405950757771E-4,2.5840006554195142E-4,2.6100274915143417E-4,2.6434416921337022E-4,2.6731946327079501E-4,2.7000994979744158E-4,null,0,0,0,0,0,0]
[null,8658,2.0763876074721355E-4,2.0873057787272416E-4,2.1061313753715214E-4,2.1892899902657082E-4,2.2436025886640837E-4,2.2813083751209413E-4,null,null,0,0,0,0,0,0,null,2.0763876074721355E-4,2.0873057787272416E-4,2.1061313753715214E-4,2.1892899902657082E-4,2.2436025886640837E-4,2.2813083751209413E-4,null,2.2472091642097432E-4,2.2534893832138196E-4,2.2673747800784858E-4,2.3043031829753411E-4,2.337943509102944E-4,2.3646995957472629E-4,null,2.3752073985695615E-4,2.3858029866107475E-4,2.4030928947424489E-4,2.4320219893034044E-4,2.4580601584663596E-4,2.481588506813015E-4,null,2.5643710199702556E-4,2.5847171189226565E-4,2.6105108501529807E-4,2.643705141893275E-4,2.6732591947883704E-4,2.6999833915380722E-4,null,0,0,0,0,0,0]
[null,8659,2.079595835339176E-4,2.0901762892251894E-4,2.1086926052176793E-4,2.1916246159297284E-4,2.245698573681895E-4,2.2831713792072271E-4,null,null,0,0,0,0,0,0,null,2.079595835339176E-4,2.0901762892251894E-4,2.1086926052176793E-4,2.1916246159297284E-4,2.245698573681895E-4,2.2831713792072271E-4,null,2.2506813285771965E-4,2.2565884331936811E-4,2.2701320952332152E-4,2.3067604569648891E-4,2.3401276278913285E-4,2.366630700308908E-4,null,2.3788773330936695E-4,2.3890839972747803E-4,2.4060152543431261E-4,2.4346154606922724E-4,2.4603564908431611E-4,2.4836150673512972E-4,null,2.5683332313310311E-4,2.5882716808367317E-4,2.6136854471326928E-4,2.6465243489877253E-4,2.6757565672059781E-4,2.7021883017317995E-4,null,0,0,0,0,0,0]
[null,8660,2.0809806853700212E-4,2.091324404316332E-4,2.1096217207042164E-4,2.1923678571950127E-4,2.24625886341631E-4,2.2835589492017498E-4,null,null,0,0,0,0,0,0,null,2.0809806853700212E-4,2.091324404316332E-4,2.1096217207042164E-4,2.1923678571950127E-4,2.24625886341631E-4,2.2835589492017498E-4,null,2.2521801083181142E-4,2.257827956983135E-4,2.271132342913198E-4,2.3075427440172799E-4,2.3407114771676715E-4,2.3670324375836083E-4,null,2.3804614814614098E-4,2.3903962996893745E-4,2.4070753737878112E-4,2.4354411069559315E-4,2.4609703365751647E-4,2.4840366628069935E-4,null,2.5700435426781633E-4,2.5896933952596079E-4,2.6148370685780652E-4,2.6474218594881325E-4,2.6764241541003049E-4,2.7026470001522681E-4,null,0,0,0,0,0,0]
[null,8661,2.0823863466699671E-4,2.0924919710176937E-4,2.1105690383975965E-4,2.1931285788480827E-4,2.2468357637002147E-4,2.2839622300265433E-4,null,null,0,0,0,0,0,0,null,2.0823863466699671E-4,2.0924919710176937E-4,2.1105690383975965E-4,2.1931285788480827E-4,2.2468357637002147E-4,2.2839622300265433E-4,null,2.2537014114426586E-4,2.259088481048429E-4,2.2721521863435792E-4,2.3083434297803908E-4,2.3413126354480945E-4,2.3674504599841578E-4,null,2.382069436116648E-4,2.3917308354107653E-4,2.408156261924537E-4,2.4362861717012283E-4,2.4616023805968816E-4,2.4844753483747758E-4,null,2.5717795562666198E-4,2.5911391966708099E-4,2.616011251321853E-4,2.6483404786544889E-4,2.6771115325140295E-4,2.7031242927186494E-4,null,0,0,0,0,0,0]
[null,8662,2.0828553195400553E-4,2.092774625856446E-4,2.1106777176789319E-4,2.1930714624221066E-4,2.2466233217952739E-4,2.2836070239595031E-4,null,null,0,0,0,0,0,0,null,2.0828553195400553E-4,2.092774625856446E-4,2.1106777176789319E-4,2.1930714624221066E-4,2.2466233217952739E-4,2.2836070239595031E-4,null,2.2542089660666776E-4,2.2593936398252284E-4,2.2722691860068E-4,2.3082833127731594E-4,2.3410912606042485E-4,2.3670822696718365E-4,null,2.3826059004197257E-4,2.3920539115816587E-4,2.4082802648295017E-4,2.4362227226357592E-4,2.461369632165781E-4,2.4840889581334867E-4,null,2.5723587450620446E-4,2.5914892090206609E-4,2.6161459572791499E-4,2.6482715069834397E-4,2.6768584073488995E-4,2.7027038977856183E-4,null,0,0,0,0,0,0]
[null,8663,2.0845553643238993E-4,2.0942198306651204E-4,2.1118876304564995E-4,2.1940876550926986E-4,2.2474462023541313E-4,2.28424610374364E-4,null,null,0,0,0,0,0,0,null,2.0845553643238993E-4,2.0942198306651204E-4,2.1118876304564995E-4,2.1940876550926986E-4,2.2474462023541313E-4,2.28424610374364E-4,null,2.2560488712000318E-4,2.2609539065221869E-4,2.2735717285499816E-4,2.3093528905886946E-4,2.3419487423485951E-4,2.3677447104552396E-4,null,2.3845506042572727E-4,2.3937057893199084E-4,2.4096607735826734E-4,2.437351583102503E-4,2.4622711687958084E-4,2.4847841438718754E-4,null,2.5744583268360124E-4,2.5932788105478545E-4,2.6176456217685135E-4,2.6494986234460116E-4,2.6778388719959337E-4,2.7034602640979745E-4,null,0,0,0,0,0,0]
[null,8664,2.0851999226677607E-4,2.094667918759782E-4,2.1121525966858584E-4,2.1941823723964384E-4,2.2473797473945262E-4,2.2840306436561268E-4,null,null,0,0,0,0,0,0,null,2.0851999226677607E-4,2.094667918759782E-4,2.1121525966858584E-4,2.1941823723964384E-4,2.2473797473945262E-4,2.2840306436561268E-4,null,2.2567464564736007E-4,2.2614376697419105E-4,2.2738569803405613E-4,2.3094525838159328E-4,2.3418794930340144E-4,2.3675213744137822E-4,null,2.3852879231189535E-4,2.3942179566915526E-4,2.4099630996723774E-4,2.4374568019481041E-4,2.4621983616554695E-4,2.4845497681589375E-4,null,2.575254366425023E-4,2.5938336794036114E-4,2.6179740425046337E-4,2.6496130005381445E-4,2.6777596907128035E-4,2.7032052618965316E-4,null,0,0,0,0,0,0]
[null,8665,2.0863898351651064E-4,2.0956308931504824E-4,2.1129051667914193E-4,2.1947521827566155E-4,2.2477714296163158E-4,2.2842550259601283E-4,null,null,0,0,0,0,0,0,null,2.0863898351651064E-4,2.0956308931504824E-4,2.1129051667914193E-4,2.1947521827566155E-4,2.2477714296163158E-4,2.2842550259601283E-4,null,2.2580342614378669E-4,2.2624773126096999E-4,2.2746671664939719E-4,2.3100523288622661E-4,2.3422876450448433E-4,2.3677539588155019E-4,null,2.386649079849602E-4,2.3953186421784504E-4,2.4108217810892243E-4,2.4380897885930189E-4,2.4626274833141021E-4,2.484793849385665E-4,null,2.5767239268835392E-4,2.5950261335318437E-4,2.6189068392185711E-4,2.6503010823298684E-4,2.678226381251549E-4,2.7034708237560183E-4,null,0,0,0,0,0,0]
[null,8666,2.0875461549829427E-4,2.0965619356303719E-4,2.1136272571014545E-4,2.1952920158724778E-4,2.248133934653405E-4,2.284451136883005E-4,null,null,0,0,0,0,0,0,null,2.0875461549829427E-4,2.0965619356303719E-4,2.1136272571014545E-4,2.1952920158724778E-4,2.248133934653405E-4,2.284451136883005E-4,null,2.2592857100990166E-4,2.2634824812654548E-4,2.275444539347849E-4,2.3106205218255957E-4,2.3426653930037561E-4,2.367957238400632E-4,null,2.3879718094674024E-4,2.3963828293003471E-4,2.4116456851028576E-4,2.4386894743423572E-4,2.4630246388502095E-4,2.4850071772362871E-4,null,2.5781519998598973E-4,2.5961790462774225E-4,2.6198018567902097E-4,2.6509529647166305E-4,2.6786583070874577E-4,2.7037029257552221E-4,null,0,0,0,0,0,0]
[null,8667,2.0901053464530053E-4,2.0988177949265768E-4,2.1156043220741115E-4,2.1970550389091185E-4,2.249676375185611E-4,2.2857804500852396E-4,null,null,0,0,0,0,0,0,null,2.0901053464530053E-4,2.0988177949265768E-4,2.1156043220741115E-4,2.1970550389091185E-4,2.249676375185611E-4,2.2857804500852396E-4,null,2.2620554427365048E-4,2.2659179437769042E-4,2.2775729665248047E-4,2.3124761643457978E-4,2.3442726913945979E-4,2.3693351434774844E-4,null,2.3908993026253148E-4,2.3989612899653394E-4,2.413901513416226E-4,2.4406479681060082E-4,2.4647145154968914E-4,2.4864531932157995E-4,null,2.5813126411663502E-4,2.5989724837316788E-4,2.6222523922235318E-4,2.6530819257441634E-4,2.6804961295948695E-4,2.7052761999374098E-4,null,0,0,0,0,0,0]
[null,8668,2.0908224414654207E-4,2.0993335810687522E-4,2.1159325261338818E-4,2.1972103541774573E-4,2.2496673733688141E-4,2.2856192049309511E-4,null,null,0,0,0,0,0,0,null,2.0908224414654207E-4,2.0993335810687522E-4,2.1159325261338818E-4,2.1972103541774573E-4,2.2496673733688141E-4,2.2856192049309511E-4,null,2.2628315321707271E-4,2.2664747949135449E-4,2.2779262975736387E-4,2.3126396390196822E-4,2.3442633110617097E-4,2.3691680041484396E-4,null,2.3917195971468372E-4,2.3995508366101077E-4,2.4142759937802158E-4,2.4408205035625049E-4,2.4647046532301362E-4,2.4862777920617838E-4,null,2.5821982646702596E-4,2.5996111832863727E-4,2.6226591950797608E-4,2.6532694786838591E-4,2.6804854039032326E-4,2.7050853624148316E-4,null,0,0,0,0,0,0]
[null,8669,2.0915980747455011E-4,2.0999044542752254E-4,2.1163126975448944E-4,2.1974160694299469E-4,2.2497067468810284E-4,2.2855041862135579E-4,null,null,0,0,0,0,0,0,null,2.0915980747455011E-4,2.0999044542752254E-4,2.1163126975448944E-4,2.1974160694299469E-4,2.2497067468810284E-4,2.2855041862135579E-4,null,2.2636709757354979E-4,2.2670911189438136E-4,2.2783355745444471E-4,2.3128561614142514E-4,2.3443043401850391E-4,2.3690487810230221E-4,null,2.3926068543712563E-4,2.4002033480987741E-4,2.4147097688178378E-4,2.4410490269741197E-4,2.4647477903089405E-4,2.4861526756460181E-4,null,2.583156183846046E-4,2.600318097320983E-4,2.6231304105058125E-4,2.6535178927693351E-4,2.680532317560798E-4,2.7049492349933639E-4,null,0,0,0,0,0,0]
[null,8670,2.0923200415968744E-4,2.1004244368564616E-4,2.1166444278276336E-4,2.1975742985350048E-4,2.2497000510645655E-4,2.2853446707144371E-4,null,null,0,0,0,0,0,0,null,2.0923200415968744E-4,2.1004244368564616E-4,2.1166444278276336E-4,2.1975742985350048E-4,2.2497000510645655E-4,2.2853446707144371E-4,null,2.2644523378081782E-4,2.2676525006245496E-4,2.2786927017805098E-4,2.3130227030017278E-4,2.3442973628171591E-4,2.3688834345751681E-4,null,2.3934327218541544E-4,2.4007976912984827E-4,2.4150882725972048E-4,2.4412247993316238E-4,2.464740454464456E-4,2.4859791559966827E-4,null,2.584047824146912E-4,2.6009619933389794E-4,2.6235415840501324E-4,2.6537089643498469E-4,2.6805243394754561E-4,2.7047604445593233E-4,null,0,0,0,0,0,0]
[null,8671,2.0936576378535794E-4,2.1015256826739545E-4,2.1175266526516341E-4,2.198268933619337E-4,2.2502106517678118E-4,2.2856818278372556E-4,null,null,0,0,0,0,0,0,null,2.0936576378535794E-4,2.1015256826739545E-4,2.1175266526516341E-4,2.198268933619337E-4,2.2502106517678118E-4,2.2856818278372556E-4,null,2.2658999762718558E-4,2.2688414235812724E-4,2.2796424688936582E-4,2.3137538303731356E-4,2.3448294336954554E-4,2.3692329161799903E-4,null,2.3949628160012162E-4,2.4020564218530302E-4,2.4160948898628286E-4,2.4419964503267632E-4,2.4652998615768725E-4,2.4863459127447406E-4,null,2.585699776347345E-4,2.6023256693971902E-4,2.6246350853873515E-4,2.6545477798344805E-4,2.6811327217405304E-4,2.7051594781322838E-4,null,0,0,0,0,0,0]
[null,8672,2.0961084175450881E-4,2.1036781345102037E-4,2.1194046204900394E-4,2.1999340398771088E-4,2.2516573550373251E-4,2.2869179628735503E-4,null,null,0.15370217947706086,0.15370217947706086,0.15370217947706086,0.15370217947706086,0.15370217947706086,0.15370217947706086,null,2.0961084175450881E-4,2.1036781345102037E-4,2.1194046204900394E-4,2.1999340398771088E-4,2.2516573550373251E-4,2.2869179628735503E-4,null,2.2685523782426623E-4,2.2711652457113604E-4,2.281664212154497E-4,2.3155064121082352E-4,2.3463369691813056E-4,2.3705142370450226E-4,null,2.3977662954838462E-4,2.4045166871729443E-4,2.4182376484873852E-4,2.4438461710359581E-4,2.4668848497944301E-4,2.4876905702809121E-4,null,2.5887265274195532E-4,2.6049910570780517E-4,2.6269627917572971E-4,2.6565585002027477E-4,2.6828564730131031E-4,2.7066224737115277E-4,null,0.15370217947706086,0,5.4689874626307679E-2,9.979820808712217E-2,0.15370217947706086,0.15370217947706086]
[null,8673,2.0975745126444956E-4,2.1049003447360797E-4,2.1204010052860669E-4,2.200739445619455E-4,2.252274328746855E-4,2.2873568181857511E-4,null,null,0.25670022888455424,0.25670022888455424,0.25670022888455424,0.25670022888455424,0.25670022888455424,0.25670022888455424,null,2.0975745126444956E-4,2.1049003447360797E-4,2.1204010052860669E-4,2.200739445619455E-4,2.252274328746855E-4,2.2873568181857511E-4,null,2.27013908697235E-4,2.2724847638174933E-4,2.2827368792179977E-4,2.3163541294156392E-4,2.3469798859290266E-4,2.3709691343270692E-4,null,2.3994433811660125E-4,2.405913680769608E-4,2.4193745221182336E-4,2.4447408741060887E-4,2.4675607977104642E-4,2.4881679534838097E-4,null,2.5905371776911652E-4,2.606504523732501E-4,2.6281977922664644E-4,2.6575310782128871E-4,2.6835915990333159E-4,2.7071418695403214E-4,null,0.25670022888455424,0,9.1338349150318854E-2,0.16667442807508137,0.25670022888455424,0.25670022888455424]
[null,8674,2.0988922791608872E-4,2.1059822564685308E-4,2.1212642404420747E-4,2.2014147856736256E-4,2.2527655578967907E-4,2.2876746419042208E-4,null,null,0.38397357116280123,0.38397357116280123,0.38397357116280123,0.38397357116280123,0.38397357116280123,0.38397357116280123,null,2.0988922791608872E-4,2.1059822564685308E-4,2.1212642404420747E-4,2.2014147856736256E-4,2.2527655578967907E-4,2.2876746419042208E-4,null,2.2715652643302128E-4,2.273652813380476E-4,2.2836662028323255E-4,2.3170649481026728E-4,2.3474917707023716E-4,2.371298575811956E-4,null,2.4009507918094092E-4,2.4071503123493401E-4,2.4203594721997681E-4,2.4454910907833235E-4,2.4680989816153301E-4,2.4885136795134633E-4,null,2.592164639853606E-4,2.6078442583341726E-4,2.6292677562617518E-4,2.6583465937369497E-4,2.6841769000346822E-4,2.7075180215637232E-4,null,0.38397357116280123,0,0.13662438970062407,0.24931249826928875,0.38397357116280123,0.38397357116280123]
[null,8675,2.1007039071775372E-4,2.107530422039627E-4,2.1225690054112065E-4,2.2025203052114612E-4,2.253671592685696E-4,2.2883906867265065E-4,null,null,0.4020362832756425,0.4020362832756425,0.4020362832756425,0.4020362832756425,0.4020362832756425,0.4020362832756425,null,2.1007039071775372E-4,2.107530422039627E-4,2.1225690054112065E-4,2.2025203052114612E-4,2.253671592685696E-4,2.2883906867265065E-4,null,2.2735259324956872E-4,2.2753242381968482E-4,2.285070859360182E-4,2.3182285455252175E-4,2.3484359032169467E-4,2.3720407950227656E-4,null,2.4030231371909358E-4,2.4089198748547153E-4,2.421848207168201E-4,2.4467191820081385E-4,2.4690916208768666E-4,2.4892925871879915E-4,null,2.5944020286571923E-4,2.6097613564878409E-4,2.630884988286614E-4,2.6596815780010881E-4,2.6852564431955245E-4,2.7083654778519009E-4,null,0.4020362832756425,0,0.14305141281912065,0.26104054473023142,0.4020362832756425,0.4020362832756425]
[null,8676,2.101634153056603E-4,2.1082459165324774E-4,2.1230846315859416E-4,2.2028562474704224E-4,2.2538348538281438E-4,2.28839298255635E-4,null,null,0.33163455142009901,0.33163455142009901,0.33163455142009901,0.33163455142009901,0.33163455142009901,0.33163455142009901,null,2.101634153056603E-4,2.1082459165324774E-4,2.1230846315859416E-4,2.2028562474704224E-4,2.2538348538281438E-4,2.28839298255635E-4,null,2.2745327084256159E-4,2.2760966977280865E-4,2.2856259613819336E-4,2.3185821363332245E-4,2.3486060293035377E-4,2.3720431747746492E-4,null,2.4040872578235645E-4,2.4097376893385074E-4,2.4224365358979939E-4,2.447092371016704E-4,2.4692704875405546E-4,2.4892950845728328E-4,null,2.5955508967997001E-4,2.610647355502941E-4,2.6315240973847021E-4,2.6600872493746128E-4,2.6854509693350487E-4,2.7083681950217998E-4,null,0.33163455142009901,0,0.11800126778048615,0.2153289828687297,0.33163455142009901,0.33163455142009901]
[null,8677,2.1025817137036059E-4,2.1089775643846854E-4,2.1236153395896051E-4,2.2032066332555839E-4,2.2540118003776838E-4,2.2884081840889996E-4,null,null,0.22060862996245395,0.22060862996245395,0.22060862996245395,0.22060862996245395,0.22060862996245395,0.22060862996245395,null,2.1025817137036059E-4,2.1089775643846854E-4,2.1236153395896051E-4,2.2032066332555839E-4,2.2540118003776838E-4,2.2884081840889996E-4,null,2.2755582235856593E-4,2.2768865966897071E-4,2.2861972998830182E-4,2.3189509294504484E-4,2.348790416252922E-4,2.372058931985951E-4,null,2.4051711850495096E-4,2.4105739672086379E-4,2.4230420729730789E-4,2.4474816049409629E-4,2.4694643477481511E-4,2.4893116206751504E-4,null,2.5967211489501626E-4,2.6115533572722543E-4,2.6321819001305457E-4,2.6605103622130195E-4,2.6856618016780556E-4,2.708386186401715E-4,null,0.22060862996245395,0,7.849633853714319E-2,0.14324029778701819,0.22060862996245395,0.22060862996245395]
[null,8678,2.1034282813721088E-4,2.1096136235449603E-4,2.1240552594902889E-4,2.2034682521659615E-4,2.2541028505845747E-4,2.2883406334201482E-4,null,null,6.630887012210937E-2,6.630887012210937E-2,6.630887012210937E-2,6.630887012210937E-2,6.630887012210937E-2,6.630887012210937E-2,null,2.1034282813721088E-4,2.1096136235449603E-4,2.1240552594902889E-4,2.2034682521659615E-4,2.2541028505845747E-4,2.2883406334201482E-4,null,2.2764744372135663E-4,2.277573296539525E-4,2.2866708996307496E-4,2.3192262923720305E-4,2.3488852950167809E-4,2.3719889120618287E-4,null,2.4061395850642187E-4,2.4113009866322943E-4,2.4235440209521798E-4,2.4477722301873602E-4,2.4695641011033615E-4,2.4892381396125822E-4,null,2.5977666731999416E-4,2.6123409912724884E-4,2.6327271727034544E-4,2.6608262834759212E-4,2.6857702882718883E-4,2.7083062385586368E-4,null,6.630887012210937E-2,0,2.3593834556727953E-2,4.3054083169040892E-2,6.630887012210937E-2,6.630887012210937E-2]
[null,8679,2.104947745472645E-4,2.1108850370858608E-4,2.1250969249875129E-4,2.2043162433984492E-4,2.2547594096022312E-4,2.2888160704935163E-4,null,null,0,0,0,0,0,0,null,2.104947745472645E-4,2.1108850370858608E-4,2.1250969249875129E-4,2.2043162433984492E-4,2.2547594096022312E-4,2.2888160704935163E-4,null,2.2781189055388082E-4,2.2789459353475487E-4,2.2877923140426435E-4,2.3201188323757963E-4,2.3495694615895192E-4,2.3724817283191386E-4,null,2.4078777202565435E-4,2.4127542199122538E-4,2.4247325597984975E-4,2.4487142403063105E-4,2.4702834181388909E-4,2.489755316154715E-4,null,2.5996432350187845E-4,2.6139153865421642E-4,2.6340182978034992E-4,2.6618502861396049E-4,2.6865525803051294E-4,2.7088689297825918E-4,null,0,0,0,0,0,0]
[null,8680,2.1054016508768503E-4,2.1111498248406493E-4,2.1251846391232571E-4,2.2042339857948905E-4,2.2545181730441132E-4,2.2884288457524548E-4,null,null,0,0,0,0,0,0,null,2.1054016508768503E-4,2.1111498248406493E-4,2.1251846391232571E-4,2.2042339857948905E-4,2.2545181730441132E-4,2.2884288457524548E-4,null,2.2786101531172199E-4,2.2792318045289128E-4,2.2878867434887685E-4,2.3200322534125037E-4,2.3493180813102934E-4,2.3720803489183363E-4,null,2.4083969486850124E-4,2.4130568738993364E-4,2.4248326415022507E-4,2.4486228625986834E-4,2.4700191226815441E-4,2.4893340962628966E-4,null,2.6002038152592768E-4,2.6142432740273894E-4,2.6341270178509518E-4,2.6617509549178592E-4,2.6862651462246167E-4,2.7084106399779075E-4,null,0,0,0,0,0,0]
[null,8681,2.1081375202292041E-4,2.1135697406318268E-4,2.1273140118883548E-4,2.2061418469483188E-4,2.2561968439898563E-4,2.2898856444345173E-4,null,null,0,0,0,0,0,0,null,2.1081375202292041E-4,2.1135697406318268E-4,2.1273140118883548E-4,2.2061418469483188E-4,2.2561968439898563E-4,2.2898856444345173E-4,null,2.2815710986837245E-4,2.2818443851097106E-4,2.2901791389971527E-4,2.3220403430434191E-4,2.3510673384476087E-4,2.3735903995945743E-4,null,2.4115265460221595E-4,2.415822852119096E-4,2.4272622527895152E-4,2.4507422530395596E-4,2.4718582514968493E-4,2.4909187898999223E-4,null,2.6035826565008415E-4,2.6172398631402801E-4,2.636766335973416E-4,2.6640548170666668E-4,2.6882652876772096E-4,2.71013479629508E-4,null,0,0,0,0,0,0]
[null,8682,2.1092412564555118E-4,2.1144478985053353E-4,2.1279824219102675E-4,2.2066251834801154E-4,2.2565008203536993E-4,2.2900216728325936E-4,null,null,0,0,0,0,0,0,null,2.1092412564555118E-4,2.1144478985053353E-4,2.1279824219102675E-4,2.2066251834801154E-4,2.2565008203536993E-4,2.2900216728325936E-4,null,2.2827656377734894E-4,2.2827924586813479E-4,2.2908987218513651E-4,2.322549071404495E-4,2.3513840966695677E-4,2.3737314003910684E-4,null,2.4127891245702884E-4,2.4168265918196634E-4,2.4280249076709796E-4,2.4512791782887452E-4,2.4721912838230079E-4,2.4910667604737154E-4,null,2.6049457879230527E-4,2.6183272887163057E-4,2.6375948178216795E-4,2.6646384762804109E-4,2.6886274764238922E-4,2.7102957891795095E-4,null,0,0,0,0,0,0]
[null,8683,2.1105669263118943E-4,2.1155354749809443E-4,2.1288490250194025E-4,2.2073014774302922E-4,2.256990722295329E-4,2.2903360626195287E-4,null,null,0,0,0,0,0,0,null,2.1105669263118943E-4,2.1155354749809443E-4,2.1288490250194025E-4,2.2073014774302922E-4,2.256990722295329E-4,2.2903360626195287E-4,null,2.2842003686682696E-4,2.2839666239934914E-4,2.291831671266092E-4,2.3232608940999572E-4,2.3518945984270164E-4,2.3740572824200744E-4,null,2.4143055759494092E-4,2.4180696982346983E-4,2.4290137005822279E-4,2.4520304546227966E-4,2.4727280136566956E-4,2.4914087511008598E-4,null,2.6065830108334194E-4,2.6196740379867261E-4,2.6386689563325189E-4,2.6654551436938024E-4,2.6892111960525927E-4,2.7106678770622575E-4,null,0,0,0,0,0,0]
[null,8684,2.1131391453822111E-4,2.117800225382999E-4,2.1308307231377683E-4,2.2090646006151456E-4,2.25852899809672E-4,2.2916572817224435E-4,null,null,0,0,0,0,0,0,null,2.1131391453822111E-4,2.117800225382999E-4,2.1308307231377683E-4,2.2090646006151456E-4,2.25852899809672E-4,2.2916572817224435E-4,null,2.2869842006687934E-4,2.2864116854879178E-4,2.2939650862979622E-4,2.3251166420296056E-4,2.3534975569648804E-4,2.3754267975249275E-4,null,2.4172479715525098E-4,2.4206583214868435E-4,2.43127481530824E-4,2.4539890596383409E-4,2.47441332748154E-4,2.4928459623856352E-4,null,2.6097597414289974E-4,2.6224784853245026E-4,2.6411252344641755E-4,2.6675842256565908E-4,2.6910440562707819E-4,2.7122315716830096E-4,null,0,0,0,0,0,0]
[null,8685,2.1141765003488788E-4,2.1186150897984222E-4,2.1314385036210598E-4,2.2094880589024554E-4,2.2587744567679463E-4,2.2917363829164165E-4,null,null,0,0,0,0,0,0,null,2.1141765003488788E-4,2.1186150897984222E-4,2.1314385036210598E-4,2.2094880589024554E-4,2.2587744567679463E-4,2.2917363829164165E-4,null,2.288106897403856E-4,2.2872914264092668E-4,2.2946193978740366E-4,2.3255623464742627E-4,2.3537533368922373E-4,2.3755087901934551E-4,null,2.4184346156949161E-4,2.4215897163863416E-4,2.4319682919726307E-4,2.4544594677938932E-4,2.4746822486279769E-4,2.4929320080145287E-4,null,2.6110408909621441E-4,2.6234875344181288E-4,2.6418785671217189E-4,2.6680955781300028E-4,2.6913365210116908E-4,2.7123251898506829E-4,null,0,0,0,0,0,0]
[null,8686,2.1158322862547529E-4,2.1200138675110889E-4,2.1325992937788247E-4,2.210450380018864E-4,2.2595395871576805E-4,2.2923144428807696E-4,null,null,0,0,0,0,0,0,null,2.1158322862547529E-4,2.1200138675110889E-4,2.1325992937788247E-4,2.210450380018864E-4,2.2595395871576805E-4,2.2923144428807696E-4,null,2.2898989025421353E-4,2.2888015696556925E-4,2.2958690570166034E-4,2.3265752226219838E-4,2.3545506401389594E-4,2.3761079806312456E-4,null,2.4203286912133435E-4,2.4231885276762327E-4,2.4332927518866848E-4,2.4555284838339252E-4,2.4755205149664717E-4,2.4935608168943067E-4,null,2.6130858123328066E-4,2.6252196451305806E-4,2.6433173450332158E-4,2.6692576413079797E-4,2.6922481761594889E-4,2.7130093377370835E-4,null,0,0,0,0,0,0]
[null,8687,2.116626622153688E-4,2.1205988030942663E-4,2.1329887878524358E-4,2.210660522002752E-4,2.2595787338962434E-4,2.2921948856579718E-4,null,null,0,0,0,0,0,0,null,2.116626622153688E-4,2.1205988030942663E-4,2.1329887878524358E-4,2.210660522002752E-4,2.2595787338962434E-4,2.2921948856579718E-4,null,2.2907585873645279E-4,2.2894330756573469E-4,2.2962883703841466E-4,2.326796404303946E-4,2.3545914329530648E-4,2.3759840530993513E-4,null,2.4212373426122012E-4,2.4238571125455616E-4,2.4337371640690322E-4,2.4557619247796034E-4,2.4755634035951803E-4,2.4934307635296514E-4,null,2.6140668295340368E-4,2.6259439726492007E-4,2.6438001157269732E-4,2.6695114009496002E-4,2.692294819615571E-4,2.7128678388851912E-4,null,0,0,0,0,0,0]
[null,8688,2.1173871469251816E-4,2.1211516062925713E-4,2.1333476185253982E-4,2.2108405149054016E-4,2.2595885445589521E-4,2.2920469110560728E-4,null,null,0,0,0,0,0,0,null,2.1173871469251816E-4,2.1211516062925713E-4,2.1333476185253982E-4,2.2108405149054016E-4,2.2595885445589521E-4,2.2920469110560728E-4,null,2.2915816794644609E-4,2.2900298910118977E-4,2.2966746727904011E-4,2.326985853038619E-4,2.3546016561429094E-4,2.3758306694160634E-4,null,2.4221073170127162E-4,2.4244889699068383E-4,2.4341465893549833E-4,2.4559618739407969E-4,2.4755741520223991E-4,2.4932697979734912E-4,null,2.6150060894665126E-4,2.6266285105375236E-4,2.6442448797032807E-4,2.6697287536823827E-4,2.6923065090495311E-4,2.7126927073808953E-4,null,0,0,0,0,0,0]
[null,8689,2.1183946916596288E-4,2.121937523885659E-4,2.1339270946584452E-4,2.2112353556271353E-4,2.2598054035577418E-4,2.2920975901940169E-4,null,null,0,0,0,0,0,0,null,2.1183946916596288E-4,2.121937523885659E-4,2.1339270946584452E-4,2.2112353556271353E-4,2.2598054035577418E-4,2.2920975901940169E-4,null,2.2926721135204401E-4,2.2908783804714459E-4,2.297298513062234E-4,2.3274014365090158E-4,2.3548276338143442E-4,2.3758832010853091E-4,null,2.4232598608340319E-4,2.4253872784153125E-4,2.4348077707961232E-4,2.456400491630458E-4,2.4758117397608086E-4,2.4933249263233581E-4,null,2.6162504228987882E-4,2.6276017146926686E-4,2.6449631296426781E-4,2.670205548648293E-4,2.6925648971951928E-4,2.7127526873609102E-4,null,0,0,0,0,0,0]
[null,8690,2.1195017595534928E-4,2.1228172446010758E-4,2.1345952258130846E-4,2.2117163693525097E-4,2.2601051599296622E-4,2.2922276639924835E-4,null,null,0,0,0,0,0,0,null,2.1195017595534928E-4,2.1228172446010758E-4,2.1345952258130846E-4,2.2117163693525097E-4,2.2601051599296622E-4,2.2922276639924835E-4,null,2.2938702583694755E-4,2.2918281413127127E-4,2.2980177956993616E-4,2.3279077200362612E-4,2.3551399945985509E-4,2.3760180296170436E-4,null,2.4245262505209872E-4,2.4263928044535266E-4,2.4355701074904267E-4,2.4569348365379253E-4,2.4761401487218194E-4,2.4934664195326199E-4,null,2.6176176689822977E-4,2.6286910755406011E-4,2.6457912658401191E-4,2.6707864029274192E-4,2.692922057808878E-4,2.712906632833326E-4,null,0,0,0,0,0,0]
[null,8691,2.1208052575051755E-4,2.1238822978078475E-4,2.1354387319581374E-4,2.2123680981793947E-4,2.2605693840356203E-4,2.2925154892292987E-4,null,null,0,0,0,0,0,0,null,2.1208052575051755E-4,2.1238822978078475E-4,2.1354387319581374E-4,2.2123680981793947E-4,2.2605693840356203E-4,2.2925154892292987E-4,null,2.2952809933074074E-4,2.2929779901362433E-4,2.2989258798685158E-4,2.3285936870926608E-4,2.3556237387967337E-4,2.3763163760521708E-4,null,2.4260173391634524E-4,2.4276101666375976E-4,2.4365325467986065E-4,2.4576588241526743E-4,2.4766487462716798E-4,2.4937795134604036E-4,null,2.6192275092451928E-4,2.63000993417845E-4,2.6468367760915595E-4,2.6715734064118439E-4,2.6934751822195756E-4,2.7132472809313828E-4,null,0,0,0,0,0,0]
[null,8692,2.1215090545209891E-4,2.1243807336728503E-4,2.135745177080771E-4,2.2124960011558415E-4,2.2605279516667214E-4,2.2923173450507722E-4,null,null,0,0,0,0,0,0,null,2.1215090545209891E-4,2.1243807336728503E-4,2.135745177080771E-4,2.2124960011558415E-4,2.2605279516667214E-4,2.2923173450507722E-4,null,2.296042690737111E-4,2.2935161096304945E-4,2.2992557861367872E-4,2.3287283093843852E-4,2.3555805642441532E-4,2.3761109888875196E-4,null,2.4268224219298087E-4,2.4281798818118078E-4,2.4368822002463644E-4,2.4578009080486403E-4,2.47660335353779E-4,2.4935639738509906E-4,null,2.6200967095162792E-4,2.6306271488319463E-4,2.6472166091480188E-4,2.671727857287699E-4,2.6934258154281125E-4,2.7130127725251603E-4,null,0,0,0,0,0,0]
[null,8693,2.1231162949351097E-4,2.1257322805607912E-4,2.1368596858273458E-4,2.213411416872533E-4,2.2612461019383745E-4,2.292848620170741E-4,null,null,0,0,0,0,0,0,null,2.1231162949351097E-4,2.1257322805607912E-4,2.1368596858273458E-4,2.213411416872533E-4,2.2612461019383745E-4,2.292848620170741E-4,null,2.2977821566127032E-4,2.2949752617077468E-4,2.3004556206075662E-4,2.3296918159820021E-4,2.3563289119126108E-4,2.3766616843020989E-4,null,2.4286609656146011E-4,2.4297247079866101E-4,2.4381538531362745E-4,2.4588178181712128E-4,2.4773901491046438E-4,2.49414189056144E-4,null,2.6220816764488804E-4,2.6323007734699316E-4,2.6485980221071273E-4,2.6728332792500464E-4,2.6942814936247041E-4,2.7136415494217418E-4,null,0,0,0,0,0,0]
[null,8694,2.1246056738580076E-4,2.1269723106556767E-4,2.1378683200244856E-4,2.2142233634815097E-4,2.2618641755796652E-4,2.2932835263991686E-4,null,null,0,0,0,0,0,0,null,2.1246056738580076E-4,2.1269723106556767E-4,2.1378683200244856E-4,2.2142233634815097E-4,2.2618641755796652E-4,2.2932835263991686E-4,null,2.2993940646940617E-4,2.2963140184352801E-4,2.3015414748746185E-4,2.3305464177770087E-4,2.3569729748429641E-4,2.3771124881450891E-4,null,2.4303646859721154E-4,2.4311420698001099E-4,2.4393047033163177E-4,2.4597197873100438E-4,2.4780673020907972E-4,2.4946149779834549E-4,null,2.6239210826049802E-4,2.6338363065225851E-4,2.6498482055222074E-4,2.6738137557673824E-4,2.6950179302168999E-4,2.7141562714148035E-4,null,0,0,0,0,0,0]
[null,8695,2.1259507278173487E-4,2.128075829333877E-4,2.1387473987630285E-4,2.2149087552167859E-4,2.2623598987215449E-4,2.2936006677721552E-4,null,null,0,0,0,0,0,0,null,2.1259507278173487E-4,2.128075829333877E-4,2.1387473987630285E-4,2.2149087552167859E-4,2.2623598987215449E-4,2.2936006677721552E-4,null,2.3008497743953288E-4,2.2975053952095154E-4,2.3024878550410142E-4,2.3312678162049029E-4,2.3574895425754696E-4,2.3774412223419541E-4,null,2.4319033110844045E-4,2.4324033982480367E-4,2.4403077309029226E-4,2.4604811701231435E-4,2.4786104095514682E-4,2.4949599617632987E-4,null,2.6255822451842688E-4,2.63520279707115E-4,2.6509378073447429E-4,2.6746414093275855E-4,2.6956085858231084E-4,2.7145316158658965E-4,null,0,0,0,0,0,0]
[null,8696,2.1270125335182328E-4,2.1289116230509226E-4,2.1393726038146531E-4,2.2153463967680714E-4,2.2626163369688596E-4,2.2936877174465129E-4,null,null,0.14434384548601326,0.14434384548601326,0.14434384548601326,0.14434384548601326,0.14434384548601326,0.14434384548601326,null,2.1270125335182328E-4,2.1289116230509226E-4,2.1393726038146531E-4,2.2153463967680714E-4,2.2626163369688596E-4,2.2936877174465129E-4,null,2.3019989333929313E-4,2.298407731746459E-4,2.3031609251937158E-4,2.3317284490238137E-4,2.3577567637575201E-4,2.3775314540405742E-4,null,2.4331179247468572E-4,2.4333587154644408E-4,2.4410210889749237E-4,2.4609673340762479E-4,2.4788913597705557E-4,2.495054653683849E-4,null,2.6268935917548165E-4,2.636237762982878E-4,2.6517127374321643E-4,2.6751698889829006E-4,2.6959141327617653E-4,2.7146346412514896E-4,null,0.14434384548601326,0,5.1360018703491106E-2,9.3721879396371596E-2,0.14434384548601326,0.14434384548601326]
[null,8697,2.1277099072213189E-4,2.1294030135905612E-4,2.1396712865523663E-4,2.215465464607216E-4,2.2625651569010372E-4,2.2934790346645895E-4,null,null,0.25600117261052424,0.25600117261052424,0.25600117261052424,0.25600117261052424,0.25600117261052424,0.25600117261052424,null,2.1277099072213189E-4,2.1294030135905612E-4,2.1396712865523663E-4,2.215465464607216E-4,2.2625651569010372E-4,2.2934790346645895E-4,null,2.302753679072791E-4,2.2989382449924685E-4,2.3034824747962976E-4,2.3318537720289664E-4,2.3577034316264354E-4,2.3773151430431504E-4,null,2.4339156598003592E-4,2.4339203777896305E-4,2.4413618855525607E-4,2.461099603261374E-4,2.4788352875917052E-4,2.4948276502682486E-4,null,2.6277548591346873E-4,2.6368462533884644E-4,2.652082949156215E-4,2.6753136708756509E-4,2.6958531515578805E-4,2.7143876601543976E-4,null,0.25600117261052424,0,9.1089612924759075E-2,0.16622053364276029,0.25600117261052424,0.25600117261052424]
[null,8698,2.1312397697953385E-4,2.1325695105749349E-4,2.1425042874341328E-4,2.2180549418986803E-4,2.2648972959656873E-4,2.2955595336346328E-4,null,null,0.28617334340575717,0.28617334340575717,0.28617334340575717,0.28617334340575717,0.28617334340575717,0.28617334340575717,null,2.1312397697953385E-4,2.1325695105749349E-4,2.1425042874341328E-4,2.2180549418986803E-4,2.2648972959656873E-4,2.2955595336346328E-4,null,2.3065739385928308E-4,2.3023568468135281E-4,2.3065323675173176E-4,2.3345792861415303E-4,2.3601336344689856E-4,2.3794716928226834E-4,null,2.4379535165432786E-4,2.4375397027775678E-4,2.4445943355171654E-4,2.4639761823083001E-4,2.4813903470963532E-4,2.4970907999541045E-4,null,2.6321142943657198E-4,2.6407673362724096E-4,2.6555944013034201E-4,2.6784406273139022E-4,2.6986319022286102E-4,2.7168499807799163E-4,null,0.28617334340575717,0,0.10182538936988815,0.18581120301197532,0.28617334340575717,0.28617334340575717]
[null,8699,2.1320616902629008E-4,2.1331781467359389E-4,2.1429136219174236E-4,2.218281377425248E-4,2.2649492220991254E-4,2.2954494268333974E-4,null,null,0.31029078485979411,0.31029078485979411,0.31029078485979411,0.31029078485979411,0.31029078485979411,0.31029078485979411,null,2.1320616902629008E-4,2.1331781467359389E-4,2.1429136219174236E-4,2.218281377425248E-4,2.2649492220991254E-4,2.2954494268333974E-4,null,2.3074634773284265E-4,2.3030139403457938E-4,2.3069730402573393E-4,2.3348176173388266E-4,2.3601877440368913E-4,2.3793575611641974E-4,null,2.4388937222970426E-4,2.4382353775490753E-4,2.4450613855786534E-4,2.4642277233020564E-4,2.4814472366544381E-4,2.4969710266803781E-4,null,2.6331293789386346E-4,2.6415210122889162E-4,2.6561017638176813E-4,2.6787140624314772E-4,2.6986937723719081E-4,2.7167196667294912E-4,null,0.31029078485979411,0,0.11040678915170091,0.20147056092705404,0.31029078485979411,0.31029078485979411]
[null,8700,2.1325656795502035E-4,2.1334863008160967E-4,2.1430380481025771E-4,2.2182298090166921E-4,2.2647326744462348E-4,2.2950811907356499E-4,null,null,0.27749151548635154,0.27749151548635154,0.27749151548635154,0.27749151548635154,0.27749151548635154,0.27749151548635154,null,2.1325656795502035E-4,2.1334863008160967E-4,2.1430380481025771E-4,2.2182298090166921E-4,2.2647326744462348E-4,2.2950811907356499E-4,null,2.3080089291222121E-4,2.3033466285197579E-4,2.3071069923922806E-4,2.3347633398111781E-4,2.3599620908030944E-4,2.3789758645198597E-4,null,2.4394702423454639E-4,2.4385875995053738E-4,2.4452033556784101E-4,2.4641704373764282E-4,2.4812099900223169E-4,2.4965704624787432E-4,null,2.633751813554447E-4,2.6419026004272556E-4,2.6562559877707471E-4,2.6786517903398561E-4,2.6984357551958162E-4,2.7162838504413795E-4,null,0.27749151548635154,0,9.8736245923419758E-2,0.18017412699766455,0.27749151548635154,0.27749151548635154]
[null,8701,2.1336953755497868E-4,2.1343852442701807E-4,2.1437220031297815E-4,2.2187234638619592E-4,2.2650419401648702E-4,2.2952178177160782E-4,null,null,0.16580036305825846,0.16580036305825846,0.16580036305825846,0.16580036305825846,0.16580036305825846,0.16580036305825846,null,2.1336953755497868E-4,2.1343852442701807E-4,2.1437220031297815E-4,2.2187234638619592E-4,2.2650419401648702E-4,2.2952178177160782E-4,null,2.3092315636601468E-4,2.3043171425434018E-4,2.3078433103625295E-4,2.33528292855287E-4,2.3602843607911596E-4,2.3791174857793574E-4,null,2.4407625166234881E-4,2.4396150972488313E-4,2.4459837473887367E-4,2.4647188249560335E-4,2.4815488172928848E-4,2.496719084185501E-4,null,2.6351470057007896E-4,2.6430157648511723E-4,2.6571037373652941E-4,2.6792479095650646E-4,2.6988042462245537E-4,2.7164455517624355E-4,null,0.16580036305825846,0,5.8994616078334373E-2,0.10765351011745385,0.16580036305825846,0.16580036305825846]
[null,8702,2.1358798867543937E-4,2.1362802727042861E-4,2.1453494853930345E-4,2.2201366955499653E-4,2.2662382128581024E-4,2.2962062705800663E-4,null,null,2.2538927286872408E-2,2.2538927286872408E-2,2.2538927286872408E-2,2.2538927286872408E-2,2.2538927286872408E-2,2.2538927286872408E-2,null,2.1358798867543937E-4,2.1362802727042861E-4,2.1453494853930345E-4,2.2201366955499653E-4,2.2662382128581024E-4,2.2962062705800663E-4,null,2.3115957916013298E-4,2.306363046167426E-4,2.3095953911120385E-4,2.336770403620784E-4,2.3615309353816819E-4,2.3801420706681778E-4,null,2.4432614080427824E-4,2.4417811260807727E-4,2.4478407023293812E-4,2.4662887451386007E-4,2.4828594372131653E-4,2.4977943150896392E-4,null,2.6378449110464657E-4,2.6453623843471734E-4,2.6591209715019369E-4,2.6809544755736247E-4,2.7002296087164736E-4,2.7176154095270372E-4,null,2.2538927286872408E-2,0,8.0197373370003711E-3,1.4634435003385945E-2,2.2538927286872408E-2,2.2538927286872408E-2]
[null,8703,2.1374524016667108E-4,2.1375970737627049E-4,2.1464289099401012E-4,2.2210153845959551E-4,2.266918492592339E-4,2.2966988282252778E-4,null,null,0,0,0,0,0,0,null,2.1374524016667108E-4,2.1375970737627049E-4,2.1464289099401012E-4,2.2210153845959551E-4,2.266918492592339E-4,2.2966988282252778E-4,null,2.3132976751557771E-4,2.3077846860800798E-4,2.3107574553705347E-4,2.3376952541314622E-4,2.3622398200999776E-4,2.3806526333247725E-4,null,2.4450602287642387E-4,2.4432862375646606E-4,2.4490723241977032E-4,2.4672648566136037E-4,2.4836047423397451E-4,2.4983301152491571E-4,null,2.6397869914437407E-4,2.6469929831183733E-4,2.6604588982452495E-4,2.682015547774812E-4,2.7010401640544668E-4,2.7181983633599993E-4,null,0,0,0,0,0,0]
[null,8704,2.1387271545004997E-4,2.1386324436636369E-4,2.1472414772133295E-4,2.2216336686825685E-4,2.2673472801316982E-4,2.2969495703390014E-4,null,null,0,0,0,0,0,0,null,2.1387271545004997E-4,2.1386324436636369E-4,2.1472414772133295E-4,2.2216336686825685E-4,2.2673472801316982E-4,2.2969495703390014E-4,null,2.3146773001544451E-4,2.3089024883221989E-4,2.311632232017414E-4,2.3383460194458341E-4,2.3626866376645026E-4,2.3809125410958679E-4,null,2.4465184354840569E-4,2.4444696715526581E-4,2.4499994622972676E-4,2.4679516913869622E-4,2.4840745160743051E-4,2.4986028704603231E-4,null,2.6413613310385394E-4,2.6482750848279691E-4,2.6614660603378168E-4,2.6827621646351635E-4,2.7015510656900742E-4,2.7184951226889864E-4,null,0,0,0,0,0,0]
[null,8705,2.1396123832943071E-4,2.1392997130043612E-4,2.1477050724200692E-4,2.2219114958878925E-4,2.2674473380876218E-4,2.296884303017611E-4,null,null,0,0,0,0,0,0,null,2.1396123832943071E-4,2.1392997130043612E-4,2.1477050724200692E-4,2.2219114958878925E-4,2.2674473380876218E-4,2.296884303017611E-4,null,2.3156353555053378E-4,2.3096228831921749E-4,2.3121313196300001E-4,2.3386384421565719E-4,2.3627909029429295E-4,2.3808448879849642E-4,null,2.4475310604741651E-4,2.4452323643991969E-4,2.450528423766804E-4,2.4682603219820771E-4,2.4841841381955472E-4,2.4985318732043626E-4,null,2.6424546023799374E-4,2.6491013664899467E-4,2.6620406780142948E-4,2.6830976584320281E-4,2.701670285043821E-4,2.7184178772426075E-4,null,0,0,0,0,0,0]
[null,8706,2.1405701430123991E-4,2.1400352955158462E-4,2.148233176882722E-4,2.2222519621889128E-4,2.267607592021315E-4,2.2968766283809492E-4,null,null,0,0,0,0,0,0,null,2.1405701430123991E-4,2.1400352955158462E-4,2.148233176882722E-4,2.2222519621889128E-4,2.267607592021315E-4,2.2968766283809492E-4,null,2.3166719088000418E-4,2.3104170300761642E-4,2.3126998552654634E-4,2.3389967946747974E-4,2.3629578953710803E-4,2.380836932808711E-4,null,2.4486266545531692E-4,2.4460731396084092E-4,2.4511309902053096E-4,2.4686385366244406E-4,2.4843597102026574E-4,2.4985235247976581E-4,null,2.643637450541972E-4,2.6500122405598568E-4,2.6626952537192535E-4,2.6835087928704312E-4,2.7018612280851201E-4,2.7184087941253273E-4,null,0,0,0,0,0,0]
[null,8707,2.1420187470497278E-4,2.1412342907764953E-4,2.1492001287512676E-4,2.2230200035757298E-4,2.2681801490128384E-4,2.2972647807247359E-4,null,null,0,0,0,0,0,0,null,2.1420187470497278E-4,2.1412342907764953E-4,2.1492001287512676E-4,2.2230200035757298E-4,2.2681801490128384E-4,2.2972647807247359E-4,null,2.3182396875019959E-4,2.3117114849269737E-4,2.3137408360446909E-4,2.3398051847099994E-4,2.3635545277286496E-4,2.3812392737199403E-4,null,2.450283731976806E-4,2.4474435983609991E-4,2.4522342809078898E-4,2.4694917326604794E-4,2.4849869957729382E-4,2.4989457537280991E-4,null,2.6454264990796196E-4,2.6514969600519841E-4,2.6638937726596821E-4,2.684436251074937E-4,2.7025434314529819E-4,2.7188681817701718E-4,null,0,0,0,0,0,0]
[null,8708,2.1430569572413924E-4,2.1420454746567212E-4,2.1497994343970924E-4,2.2234293839960538E-4,2.2684064132800098E-4,2.2973200534294846E-4,null,null,0,0,0,0,0,0,null,2.1430569572413924E-4,2.1420454746567212E-4,2.1497994343970924E-4,2.2234293839960538E-4,2.2684064132800098E-4,2.2973200534294846E-4,null,2.3193633098202415E-4,2.3125872522824584E-4,2.3143860239578439E-4,2.3402360717143683E-4,2.3637903061492346E-4,2.3812965668697838E-4,null,2.4514713544224604E-4,2.4483707863867584E-4,2.452918087794821E-4,2.4699465021010944E-4,2.4852348877941143E-4,2.4990058789221945E-4,null,2.6467087048289518E-4,2.652501451527638E-4,2.664636600913075E-4,2.6849306036399301E-4,2.7028130260040511E-4,2.7189335983471036E-4,null,0,0,0,0,0,0]
[null,8709,2.1443751900023991E-4,2.1431209495350708E-4,2.1506489297650836E-4,2.2240824211400948E-4,2.2688675285066647E-4,2.2976006933010646E-4,null,null,0,0,0,0,0,0,null,2.1443751900023991E-4,2.1431209495350708E-4,2.1506489297650836E-4,2.2240824211400948E-4,2.2688675285066647E-4,2.2976006933010646E-4,null,2.3207899917800239E-4,2.3137483525127042E-4,2.3153005558791193E-4,2.3409234158196747E-4,2.3642708107432983E-4,2.3815874652849709E-4,null,2.452979298409273E-4,2.4496000606037617E-4,2.4538873607978293E-4,2.4706719430893609E-4,2.4857400792985409E-4,2.499311156668711E-4,null,2.6483367428107506E-4,2.6538332153532219E-4,2.6656895346954725E-4,2.6857191869994782E-4,2.7033624461757607E-4,2.7192657423923952E-4,null,0,0,0,0,0,0]
[null,8710,2.1450973157772428E-4,2.1436332065022967E-4,2.1509645902582176E-4,2.2242147836185408E-4,2.2688260335213133E-4,2.2973982956230889E-4,null,null,0,0,0,0,0,0,null,2.1450973157772428E-4,2.1436332065022967E-4,2.1509645902582176E-4,2.2242147836185408E-4,2.2688260335213133E-4,2.2973982956230889E-4,null,2.3215715258505899E-4,2.314301393494474E-4,2.3156403830378467E-4,2.3410627318909787E-4,2.3642275709413152E-4,2.3813776691379403E-4,null,2.4538053476868421E-4,2.4501855733804594E-4,2.4542475289701811E-4,2.4708189809233484E-4,2.4856946179629264E-4,2.4990909901375448E-4,null,2.6492285793845764E-4,2.6544675447198008E-4,2.6660807900330676E-4,2.6858790230040354E-4,2.7033130047766072E-4,2.719026199867158E-4,null,0,0,0,0,0,0]
[null,8711,2.1465517167196783E-4,2.1448369100878273E-4,2.1519351504835387E-4,2.2249853481440217E-4,2.2694000653309264E-4,2.2977869428658196E-4,null,null,0,0,0,0,0,0,null,2.1465517167196783E-4,2.1448369100878273E-4,2.1519351504835387E-4,2.2249853481440217E-4,2.2694000653309264E-4,2.2977869428658196E-4,null,2.3231455783610723E-4,2.3156009315296647E-4,2.3166852484261951E-4,2.3418737776166013E-4,2.3648257401313866E-4,2.3817805230387089E-4,null,2.4554690562673248E-4,2.4515614137765433E-4,2.4553549368026947E-4,2.4716749798446786E-4,2.4863235193236356E-4,2.4995137574149911E-4,null,2.6510247871902761E-4,2.6559580945450048E-4,2.6672837814649202E-4,2.6868095280569207E-4,2.7039969653946337E-4,2.7194861732368191E-4,null,0,0,0,0,0,0]
[null,8712,2.149041650092793E-4,2.1470184887220468E-4,2.153831987906044E-4,2.2266586761559583E-4,2.2708448851107107E-4,2.2990118391731521E-4,null,null,0,0,0,0,0,0,null,2.149041650092793E-4,2.1470184887220468E-4,2.153831987906044E-4,2.2266586761559583E-4,2.2708448851107107E-4,2.2990118391731521E-4,null,2.3258403551330967E-4,2.3179561994261862E-4,2.3187273059084538E-4,2.3436350130313761E-4,2.3663313129289209E-4,2.3830501943529291E-4,null,2.4583173241670586E-4,2.4540549712007083E-4,2.4575192255957908E-4,2.4735338338742691E-4,2.4879064440157342E-4,2.500846189554137E-4,null,2.6540998936688039E-4,2.6586595500287247E-4,2.6696348763350362E-4,2.6888301767096352E-4,2.705718472483561E-4,2.7209358675097289E-4,null,0,0,0,0,0,0]
[null,8713,2.1497738632462874E-4,2.147539700185815E-4,2.15415549519491E-4,2.2267979449631614E-4,2.2708093364231014E-4,2.2988144645262073E-4,null,null,0,0,0,0,0,0,null,2.1497738632462874E-4,2.147539700185815E-4,2.15415549519491E-4,2.2267979449631614E-4,2.2708093364231014E-4,2.2988144645262073E-4,null,2.326632806457101E-4,2.3185189078285588E-4,2.3190755806060933E-4,2.3437815982517689E-4,2.3662942694596927E-4,2.3828456048494094E-4,null,2.4591549125312209E-4,2.4546507190204996E-4,2.4578883469508788E-4,2.4736885437587743E-4,2.4878674973621959E-4,2.5006314870348564E-4,null,2.6550041883123012E-4,2.6593049677757122E-4,2.670035857630678E-4,2.6889983525398562E-4,2.7056761161159518E-4,2.7207022698626622E-4,null,0,0,0,0,0,0]
[null,8714,2.1512333868972013E-4,2.1487476699412573E-4,2.1551294611567838E-4,2.2275710873358254E-4,2.2713851392080407E-4,2.2992041249395229E-4,null,null,0,0,0,0,0,0,null,2.1512333868972013E-4,2.1487476699412573E-4,2.1551294611567838E-4,2.2275710873358254E-4,2.2713851392080407E-4,2.2992041249395229E-4,null,2.328212403114253E-4,2.3198230516904096E-4,2.3201241124709289E-4,2.3445953572504144E-4,2.3668942840925756E-4,2.3832495089563224E-4,null,2.4608244810460605E-4,2.456031435674303E-4,2.4589996407239402E-4,2.4745474063395844E-4,2.4884983389791311E-4,2.5010553564309404E-4,null,2.6568067227427208E-4,2.6608008004121441E-4,2.6712430704099391E-4,2.6899319705050946E-4,2.7063621868563768E-4,2.7211634423441054E-4,null,0,0,0,0,0,0]
[null,8715,2.152354655357077E-4,2.1496359656108423E-4,2.1558003398145577E-4,2.2280485084880176E-4,2.2716753786951942E-4,2.2993192446083403E-4,null,null,0,0,0,0,0,0,null,2.152354655357077E-4,2.1496359656108423E-4,2.1558003398145577E-4,2.2280485084880176E-4,2.2716753786951942E-4,2.2993192446083403E-4,null,2.3294259167903626E-4,2.3207820701921382E-4,2.3208463529574044E-4,2.3450978594705439E-4,2.3671967278179057E-4,2.3833688367233546E-4,null,2.4621071149493335E-4,2.4570467629364074E-4,2.4597651123154008E-4,2.4750777603563896E-4,2.4888163213719979E-4,2.501180582660836E-4,null,2.6581915067463264E-4,2.6619007796520046E-4,2.6720746120866522E-4,2.6905084865265033E-4,2.706708008073398E-4,2.7212996892440146E-4,null,0,0,0,0,0,0]
[null,8716,2.1534425677122314E-4,2.1504925663372632E-4,2.1564409778600707E-4,2.2284962021843808E-4,2.2719366980338007E-4,2.2994063552022817E-4,null,null,0,0,0,0,0,0,null,2.1534425677122314E-4,2.1504925663372632E-4,2.1564409778600707E-4,2.2284962021843808E-4,2.2719366980338007E-4,2.2994063552022817E-4,null,2.330603330200827E-4,2.3217068703159703E-4,2.3215360376392536E-4,2.3455690725186621E-4,2.3674690353355494E-4,2.3834591315684202E-4,null,2.4633515923608046E-4,2.4580258626889475E-4,2.4604960794114125E-4,2.4755750909607723E-4,2.4891026192476164E-4,2.5012753408492093E-4,null,2.6595350954413202E-4,2.6629615109469715E-4,2.6728686710842959E-4,2.6910491047782339E-4,2.7070193708469281E-4,2.7214027867294023E-4,null,0,0,0,0,0,0]
[null,8717,2.1541686682537909E-4,2.1510072441748162E-4,2.1567574495364085E-4,2.2286276257411545E-4,2.2718926282127384E-4,2.2991998809719963E-4,null,null,0,0,0,0,0,0,null,2.1541686682537909E-4,2.1510072441748162E-4,2.1567574495364085E-4,2.2286276257411545E-4,2.2718926282127384E-4,2.2991998809719963E-4,null,2.3313891660367079E-4,2.3222625249088533E-4,2.3218767380845951E-4,2.3457074003425404E-4,2.3674231124289614E-4,2.3832451098542966E-4,null,2.4641821884268815E-4,2.458614142534905E-4,2.460857173142643E-4,2.4757210857725184E-4,2.4890543369573872E-4,2.5010507398779346E-4,null,2.6604318409139186E-4,2.6635988380846682E-4,2.6732609318684547E-4,2.6912078069759118E-4,2.7069668615233239E-4,2.7211584195063515E-4,null,0,0,0,0,0,0]
[null,8718,2.1549537342983475E-4,2.1515774258928496E-4,2.1571262978991963E-4,2.2288098646773192E-4,2.2718973502798982E-4,2.2990400484711545E-4,null,null,0,0,0,0,0,0,null,2.1549537342983475E-4,2.1515774258928496E-4,2.1571262978991963E-4,2.2288098646773192E-4,2.2718973502798982E-4,2.2990400484711545E-4,null,2.3322388183865335E-4,2.3228781023969177E-4,2.3222738251254312E-4,2.3458992131049125E-4,2.3674280330536395E-4,2.3830794348170023E-4,null,2.4650802359160338E-4,2.4592658636481504E-4,2.4612780285983938E-4,2.4759235299905206E-4,2.4890595103892643E-4,2.5008768753967316E-4,null,2.6614014097006803E-4,2.6643048958470324E-4,2.6737181125858491E-4,2.6914278719352059E-4,2.7069724878804678E-4,2.7209692538931411E-4,null,0,0,0,0,0,0]
[null,8719,2.1567510231344892E-4,2.1531034685242132E-4,2.15840056824373E-4,2.229874538128909E-4,2.272753248331735E-4,2.2996976279998985E-4,null,null,0,0,0,0,0,0,null,2.1567510231344892E-4,2.1531034685242132E-4,2.15840056824373E-4,2.229874538128909E-4,2.272753248331735E-4,2.2996976279998985E-4,null,2.3341839677068119E-4,2.324525642926512E-4,2.3236456523893824E-4,2.3470198186136554E-4,2.3683199206387477E-4,2.3837610515869007E-4,null,2.4671361785182761E-4,2.461010139501122E-4,2.4627319692436633E-4,2.4771062464224266E-4,2.4899972205307832E-4,2.5015921850053062E-4,null,2.6636210893931094E-4,2.6661945990968819E-4,2.6752975470880518E-4,2.6927135319852313E-4,2.7079922929691387E-4,2.7217475150986787E-4,null,0,0,0,0,0,0]
[null,8720,2.1578097546791721E-4,2.1539317509272548E-4,2.1590135343633698E-4,2.2302942727377606E-4,2.2729866437916997E-4,2.2997570045752403E-4,null,null,3.2585042450755997E-3,3.2585042450755997E-3,3.2585042450755997E-3,3.2585042450755997E-3,3.2585042450755997E-3,3.2585042450755997E-3,null,2.1578097546791721E-4,2.1539317509272548E-4,2.1590135343633698E-4,2.2302942727377606E-4,2.2729866437916997E-4,2.2997570045752403E-4,null,2.3353297996416049E-4,2.3254198701262735E-4,2.3243055466091667E-4,2.3474616037583745E-4,2.3685631301106192E-4,2.3838225986207168E-4,null,2.4683472756125666E-4,2.4619568712407042E-4,2.4634313627117294E-4,2.4775725180460753E-4,2.4902529253887669E-4,2.5016567743561146E-4,null,2.6649286393328912E-4,2.6672202637255448E-4,2.6760573072458498E-4,2.6932203878830732E-4,2.7082703843577498E-4,2.7218177887052713E-4,null,3.2585042450755997E-3,0,1.1594317610770918E-3,2.1157337248516941E-3,3.2585042450755997E-3,3.2585042450755997E-3]
[null,8721,2.1591969356336274E-4,2.1550700670815124E-4,2.1599200328946186E-4,2.2309999222213769E-4,2.2734956667704988E-4,2.3000809220976209E-4,null,null,0.11540066072093001,0.11540066072093001,0.11540066072093001,0.11540066072093001,0.11540066072093001,0.11540066072093001,null,2.1591969356336274E-4,2.1550700670815124E-4,2.1599200328946186E-4,2.2309999222213769E-4,2.2734956667704988E-4,2.3000809220976209E-4,null,2.3368311020680163E-4,2.3266488148235496E-4,2.3252814458013855E-4,2.3482043241647123E-4,2.3690935569229614E-4,2.3841583566631551E-4,null,2.4699340903548234E-4,2.4632579734118443E-4,2.4644656762426952E-4,2.4783564046342043E-4,2.4908106039679646E-4,2.5020091291755954E-4,null,2.6666418294069689E-4,2.6686298440949579E-4,2.6771808953938379E-4,2.6940725039465021E-4,2.7088768867594264E-4,2.7222011528923291E-4,null,0.11540066072093001,0,4.106153659039459E-2,7.4929185722688918E-2,0.11540066072093001,0.11540066072093001]
[null,8722,2.1600200238093041E-4,2.1556754062592199E-4,2.1603213520173629E-4,2.2312128368818569E-4,2.2735290411503588E-4,2.2999477052217568E-4,null,null,0.1746964179003507,0.1746964179003507,0.1746964179003507,0.1746964179003507,0.1746964179003507,0.1746964179003507,null,2.1600200238093041E-4,2.1556754062592199E-4,2.1603213520173629E-4,2.2312128368818569E-4,2.2735290411503588E-4,2.2999477052217568E-4,null,2.3377219045774694E-4,2.3273023488788421E-4,2.3257134895325195E-4,2.348428424184366E-4,2.3691283346572884E-4,2.3840202701615938E-4,null,2.4708756318654292E-4,2.463949879711729E-4,2.4649235807892346E-4,2.4785929256699902E-4,2.490847168479818E-4,2.5018642169525641E-4,null,2.6676583561175841E-4,2.6693794374469819E-4,2.6776783230170854E-4,2.6943296117692202E-4,2.7089166524328493E-4,2.7220434875121336E-4,null,0.1746964179003507,0,6.2159985142313023E-2,0.11342968281263723,0.1746964179003507,0.1746964179003507]
[null,8723,2.1613777966088648E-4,2.1567855700428245E-4,2.1612007591295714E-4,2.2318915870848127E-4,2.2740116393188354E-4,2.3002457864740018E-4,null,null,0.18880156949408627,0.18880156949408627,0.18880156949408627,0.18880156949408627,0.18880156949408627,0.18880156949408627,null,2.1613777966088648E-4,2.1567855700428245E-4,2.1612007591295714E-4,2.2318915870848127E-4,2.2740116393188354E-4,2.3002457864740018E-4,null,2.3391913794804729E-4,2.3285008998173186E-4,2.3266602232125546E-4,2.3491428321705492E-4,2.3696312255262842E-4,2.3843292475117717E-4,null,2.4724288062281962E-4,2.4652188035548684E-4,2.4659269830497235E-4,2.4793469305876446E-4,2.4913758964000275E-4,2.5021884672896664E-4,null,2.669335226662548E-4,2.6707541566498575E-4,2.6787683318527008E-4,2.6951492452620851E-4,2.7094916695939925E-4,2.7223962738513974E-4,null,0.18880156949408627,3.3035852020305644E-2,9.0232926402929042E-2,0.13598194605692618,0.18880156949408627,0.18880156949408627]
[null,8724,2.1621908542821262E-4,2.1573810597101388E-4,2.1615923285242742E-4,2.2320945092686457E-4,2.2740349020090265E-4,2.3001024043528445E-4,null,null,0.1565096796743751,0.1565096796743751,0.1565096796743751,0.1565096796743751,0.1565096796743751,0.1565096796743751,null,2.1621908542821262E-4,2.1573810597101388E-4,2.1615923285242742E-4,2.2320945092686457E-4,2.2740349020090265E-4,2.3001024043528445E-4,null,2.340071326291853E-4,2.3291438001804484E-4,2.3270817707857886E-4,2.3493564147640758E-4,2.3696554663859673E-4,2.384180624183319E-4,null,2.473358873713691E-4,2.4658994518054767E-4,2.4663737631704758E-4,2.4795723512561693E-4,2.4914013826836617E-4,2.5020324973963251E-4,null,2.6703393655465275E-4,2.6714915533230886E-4,2.679253674868532E-4,2.6953942865417645E-4,2.7095193871589317E-4,2.7222265776586377E-4,null,0.1565096796743751,0.21137683087787532,0.2031982603013941,0.18732037956481606,0.1565096796743751,0.1565096796743751]
[null,8725,2.1645710501725661E-4,2.1594565326441459E-4,2.1633859024570323E-4,2.2336639776149528E-4,2.2753764355121965E-4,2.3012251273785603E-4,null,null,2.7601447722993312E-2,2.7601447722993312E-2,2.7601447722993312E-2,2.7601447722993312E-2,2.7601447722993312E-2,2.7601447722993312E-2,null,2.1645710501725661E-4,2.1594565326441459E-4,2.1633859024570323E-4,2.2336639776149528E-4,2.2753764355121965E-4,2.3012251273785603E-4,null,2.3426473376292171E-4,2.331384514631392E-4,2.3290126590242417E-4,2.3510083343005714E-4,2.3710534098371952E-4,2.3853443873615021E-4,null,2.4760816114475674E-4,2.4682717297798147E-4,2.4684202284690833E-4,2.4813158304419811E-4,2.4928711483507418E-4,2.5032537862792028E-4,null,2.6732789445255828E-4,2.6740616177942653E-4,2.6814767765547648E-4,2.6972895181262595E-4,2.7111178283403537E-4,2.7235553473926156E-4,null,2.7601447722993312E-2,0.20182860637871741,0.1506672646119156,9.9749610884634604E-2,2.7601447722993312E-2,2.7601447722993312E-2]
[null,8726,2.1652349163876438E-4,2.1599107356362794E-4,2.1636431929550792E-4,2.233735507429737E-4,2.2752724557500859E-4,2.3009590655206729E-4,null,null,0,0,0,0,0,0,null,2.1652349163876438E-4,2.1599107356362794E-4,2.1636431929550792E-4,2.233735507429737E-4,2.2752724557500859E-4,2.3009590655206729E-4,null,2.3433658192060497E-4,2.3318748795942204E-4,2.3292896474368579E-4,2.3510836218963753E-4,2.3709450578451207E-4,2.3850685998464725E-4,null,2.4768410168399127E-4,2.468790886515835E-4,2.4687137965603102E-4,2.4813952909443447E-4,2.492757229552545E-4,2.5029643663762054E-4,null,2.6740988296361257E-4,2.6746240587462324E-4,2.6817956833640204E-4,2.6973758948693977E-4,2.7109939361428056E-4,2.7232404567775401E-4,null,0,0.11903943068172863,8.3071727224346095E-2,4.8262586821697435E-2,0,0]
[null,8727,2.1681179215901058E-4,2.1624607407724986E-4,2.1658859473767348E-4,2.2357423883544405E-4,2.2770355562196646E-4,2.302486295659371E-4,null,null,0,0,0,0,0,0,null,2.1681179215901058E-4,2.1624607407724986E-4,2.1658859473767348E-4,2.2357423883544405E-4,2.2770355562196646E-4,2.302486295659371E-4,null,2.3464860052869733E-4,2.3346279067549625E-4,2.3317041049930368E-4,2.3531959332499233E-4,2.3727822946710965E-4,2.3866516565392799E-4,null,2.4801389248327939E-4,2.4717055576348759E-4,2.4712727761559597E-4,2.4836246797235809E-4,2.4946888581937052E-4,2.5046256747730811E-4,null,2.6776593859431527E-4,2.6777817378922865E-4,2.6845755359508172E-4,2.6997993296100652E-4,2.7130946756255694E-4,2.7250479704194971E-4,null,0,9.4363168184763736E-3,6.5851384894711042E-3,3.8258000489468261E-3,0,0]
[null,8728,2.1686660308333839E-4,2.1628052372718012E-4,2.1660388809095494E-4,2.2357116975607857E-4,2.2768324815885974E-4,2.3021245939227797E-4,null,null,0,0,0,0,0,0,null,2.1686660308333839E-4,2.1628052372718012E-4,2.1660388809095494E-4,2.2357116975607857E-4,2.2768324815885974E-4,2.3021245939227797E-4,null,2.3470792067249179E-4,2.334999830797738E-4,2.3318687469709243E-4,2.3531636301316424E-4,2.3725706809842671E-4,2.3862767331139217E-4,null,2.4807659142856179E-4,2.4720993191935752E-4,2.47144727309873E-4,2.4835905861656833E-4,2.4944663724191105E-4,2.5042322185958241E-4,null,2.6783363093914444E-4,2.6782083289592166E-4,2.6847650942335687E-4,2.6997622685494683E-4,2.7128527115952763E-4,2.7246198877051489E-4,null,0,0,0,0,0,0]
[null,8729,2.1697891951252753E-4,2.1636926901533716E-4,2.1667060322960692E-4,2.2361820667719394E-4,2.2771126189230739E-4,2.3022268412918105E-4,null,null,0,0,0,0,0,0,null,2.1697891951252753E-4,2.1636926901533716E-4,2.1667060322960692E-4,2.2361820667719394E-4,2.2771126189230739E-4,2.3022268412918105E-4,null,2.3482947722005393E-4,2.3359579394117719E-4,2.3325869748298217E-4,2.3536587099407376E-4,2.3728625977729648E-4,2.3863827180455732E-4,null,2.4820507168563463E-4,2.4731136831439391E-4,2.472208491879007E-4,2.4841131063752962E-4,2.4947732870323559E-4,2.5043434424437732E-4,null,2.6797234347771031E-4,2.6793072645721057E-4,2.6855920160265636E-4,2.7003302689092398E-4,2.7131864960671683E-4,2.7247408999283196E-4,null,0,0,0,0,0,0]
[null,8730,2.1716461726389245E-4,2.1652730476676217E-4,2.1680294706006401E-4,2.237291996960211E-4,2.278009600565252E-4,2.302921405289092E-4,null,null,0,0,0,0,0,0,null,2.1716461726389245E-4,2.1652730476676217E-4,2.1680294706006401E-4,2.237291996960211E-4,2.278009600565252E-4,2.302921405289092E-4,null,2.3503045207038471E-4,2.337664119175341E-4,2.3340117343058274E-4,2.3548269497249082E-4,2.3737972964663566E-4,2.387102671218719E-4,null,2.4841749381306039E-4,2.4749200412328389E-4,2.4737185330965365E-4,2.4853460972702762E-4,2.4957560077907708E-4,2.5050989834533518E-4,null,2.6820168309154744E-4,2.6812642261072727E-4,2.6872323933050139E-4,2.7016705793107506E-4,2.7142552523766076E-4,2.7255629331428868E-4,null,0,0,0,0,0,0]
[null,8731,2.1727970310529997E-4,2.1661862860974213E-4,2.1687206390616376E-4,2.2377852972510463E-4,2.2783113970714378E-4,2.3030440110337008E-4,null,null,0,0,0,0,0,0,null,2.1727970310529997E-4,2.1661862860974213E-4,2.1687206390616376E-4,2.2377852972510463E-4,2.2783113970714378E-4,2.3030440110337008E-4,null,2.351550058659049E-4,2.3386500662880591E-4,2.3347558179634647E-4,2.3553461652858383E-4,2.3741117831701394E-4,2.3872297587084572E-4,null,2.4854914203760095E-4,2.4759638782190192E-4,2.4745071553245303E-4,2.4858940909851219E-4,2.4960866518948418E-4,2.5052323529749866E-4,null,2.6834381589731655E-4,2.6823950920432641E-4,2.6880890838172091E-4,2.7022662703892175E-4,2.714614843816372E-4,2.7257080399937454E-4,null,0,0,0,0,0,0]
[null,8732,2.173754083462989E-4,2.1669162882631567E-4,2.1692379936906397E-4,2.2381089086639279E-4,2.2784492376952864E-4,2.3030088975743165E-4,null,null,0,0,0,0,0,0,null,2.173754083462989E-4,2.1669162882631567E-4,2.1692379936906397E-4,2.2381089086639279E-4,2.2784492376952864E-4,2.3030088975743165E-4,null,2.352585846456384E-4,2.3394381885397071E-4,2.3353127807682896E-4,2.3556867774532833E-4,2.3742554198344246E-4,2.3871933617074568E-4,null,2.4865862053558685E-4,2.4767982750596707E-4,2.4750974562181763E-4,2.4862535819961882E-4,2.4962376681877501E-4,2.5051941568423664E-4,null,2.6846201335986824E-4,2.6832990559539938E-4,2.688730335302363E-4,2.7026570514917733E-4,2.7147790813319549E-4,2.7256664823690986E-4,null,0,0,0,0,0,0]
[null,8733,2.1745259937827927E-4,2.1674712375624827E-4,2.1695892881724215E-4,2.2382703904815608E-4,2.2784304163147058E-4,2.3028230717349847E-4,null,null,0,0,0,0,0,0,null,2.1745259937827927E-4,2.1674712375624827E-4,2.1695892881724215E-4,2.2382703904815608E-4,2.2784304163147058E-4,2.3028230717349847E-4,null,2.3534212607780497E-4,2.3400373208599441E-4,2.3356909700197705E-4,2.3558567426328706E-4,2.3742358070363368E-4,2.3870007431680521E-4,null,2.4874692038365145E-4,2.4774325854272475E-4,2.4754982827207409E-4,2.4864329677025599E-4,2.4962170477418807E-4,2.5049920170211205E-4,null,2.6855734548605692E-4,2.6839862513657633E-4,2.6891657583092153E-4,2.702852050926977E-4,2.7147566556007003E-4,2.7254465530139154E-4,null,0,0,0,0,0,0]
[null,8734,2.1753806756870313E-4,2.1681041802187176E-4,2.1700142719442497E-4,2.2385034705482798E-4,2.2784804444676295E-4,2.3027031601745426E-4,null,null,0,0,0,0,0,0,null,2.1753806756870313E-4,2.1681041802187176E-4,2.1700142719442497E-4,2.2385034705482798E-4,2.2784804444676295E-4,2.3027031601745426E-4,null,2.3543462561887221E-4,2.3407206560811393E-4,2.3361484901428999E-4,2.3561020674377236E-4,2.3742879388158201E-4,2.3868764483460128E-4,null,2.4884468858333951E-4,2.4781560426681505E-4,2.4759831885981255E-4,2.4866918899330769E-4,2.4962718578986015E-4,2.5048615782108868E-4,null,2.6866290003178019E-4,2.6847700261895294E-4,2.6896925178269119E-4,2.7031335097440351E-4,2.7148162642945384E-4,2.7253046347948889E-4,null,0,0,0,0,0,0]
[null,8735,2.1763267482876667E-4,2.1688232573144404E-4,2.1705206586001291E-4,2.2388156690639405E-4,2.2786065783239698E-4,2.3026561334956117E-4,null,null,0,0,0,0,0,0,null,2.1763267482876667E-4,2.1688232573144404E-4,2.1705206586001291E-4,2.2388156690639405E-4,2.2786065783239698E-4,2.3026561334956117E-4,null,2.3553701608828673E-4,2.3414969834489058E-4,2.3366936452770646E-4,2.3564306671374237E-4,2.3744193764564249E-4,2.3868277026482061E-4,null,2.4895291108633104E-4,2.4789779520884486E-4,2.4765609750500848E-4,2.4870387026707641E-4,2.4964100484179341E-4,2.504810422975925E-4,null,2.6877974147078356E-4,2.685660461552705E-4,2.6903201747124244E-4,2.7035105090565128E-4,2.7149665531616221E-4,2.7252489775880611E-4,null,0,0,0,0,0,0]
[null,8736,2.1773401077071307E-4,2.1696057028888779E-4,2.1710868787971349E-4,2.2391859588109095E-4,2.2787885302142787E-4,2.302662503695454E-4,null,null,0,0,0,0,0,0,null,2.1773401077071307E-4,2.1696057028888779E-4,2.1710868787971349E-4,2.2391859588109095E-4,2.2787885302142787E-4,2.302662503695454E-4,null,2.3564668879900137E-4,2.3423417244604566E-4,2.3373032147510652E-4,2.3568204098605699E-4,2.3746089792154278E-4,2.3868343057050994E-4,null,2.4906883061801477E-4,2.4798722920588438E-4,2.4772070314871118E-4,2.4874500473583323E-4,2.4966093924080798E-4,2.504817352426975E-4,null,2.689048929366628E-4,2.6866293662965548E-4,2.6910219941644984E-4,2.7039576571786915E-4,2.7151833493831249E-4,2.7252565168729568E-4,null,0,0,0,0,0,0]
[null,8737,2.17789954112246E-4,2.169959228847593E-4,2.1712465135498714E-4,2.2391596365133433E-4,2.2785875821901524E-4,2.3023008387414141E-4,null,null,0,0,0,0,0,0,null,2.17789954112246E-4,2.169959228847593E-4,2.1712465135498714E-4,2.2391596365133433E-4,2.2785875821901524E-4,2.3023008387414141E-4,null,2.3570723452240913E-4,2.3427233968549731E-4,2.337475070987866E-4,2.3567927047350113E-4,2.3743995815569269E-4,2.3864594204068464E-4,null,2.4913282495039836E-4,2.4802763743436452E-4,2.4773891745122535E-4,2.4874208066424952E-4,2.4963892365148201E-4,2.5044239362614754E-4,null,2.6897398383436954E-4,2.6870671385706446E-4,2.6912198584852878E-4,2.7039258713514454E-4,2.7149439192113628E-4,2.7248284776916438E-4,null,0,0,0,0,0,0]
[null,8738,2.1786521581793384E-4,2.1704950340960613E-4,2.1715786447402309E-4,2.2393012392237793E-4,2.2785484254804036E-4,2.3020943692321825E-4,null,null,0,0,0,0,0,0,null,2.1786521581793384E-4,2.1704950340960613E-4,2.1715786447402309E-4,2.2393012392237793E-4,2.2785484254804036E-4,2.3020943692321825E-4,null,2.3578868790525884E-4,2.3433018609454761E-4,2.3378326298246531E-4,2.3569417464690102E-4,2.3743587783523585E-4,2.3862454035863503E-4,null,2.4921891781645836E-4,2.4808888029466153E-4,2.4777681357266432E-4,2.4875781091958604E-4,2.4963463369618173E-4,2.5041993404257239E-4,null,2.690669332125516E-4,2.6877306278457852E-4,2.691631528947181E-4,2.7040968655163802E-4,2.7148972638745835E-4,2.7245841160560734E-4,null,0,0,0,0,0,0]
[null,8739,2.1794135222497703E-4,2.1710389175094911E-4,2.171918225490823E-4,2.2394498660120005E-4,2.2785158159314877E-4,2.3018939679985312E-4,null,null,0,0,0,0,0,0,null,2.1794135222497703E-4,2.1710389175094911E-4,2.171918225490823E-4,2.2394498660120005E-4,2.2785158159314877E-4,2.3018939679985312E-4,null,2.3587108794994303E-4,2.3438890463547062E-4,2.3381982085528825E-4,2.357098181287009E-4,2.3743247976092412E-4,2.3860376768619103E-4,null,2.4930601126503158E-4,2.4815104649404419E-4,2.4781555968786308E-4,2.4877432146038972E-4,2.4963106103882335E-4,2.5039813456102913E-4,null,2.6916096286052461E-4,2.6884041203372626E-4,2.6920524330010734E-4,2.7042763416963245E-4,2.7148584094995179E-4,2.7243469363707654E-4,null,0,0,0,0,0,0]
[null,8740,2.1801804278406551E-4,2.1715878517674107E-4,2.1722623878726505E-4,2.2396027213403318E-4,2.2784870566253362E-4,2.3016970447112039E-4,null,null,0,0,0,0,0,0,null,2.1801804278406551E-4,2.1715878517674107E-4,2.1722623878726505E-4,2.2396027213403318E-4,2.2784870566253362E-4,2.3016970447112039E-4,null,2.3595408773600024E-4,2.3444816847380766E-4,2.3385687196776549E-4,2.3572590667892378E-4,2.3742948290071889E-4,2.3858335552170618E-4,null,2.4939373861549926E-4,2.4821379000797229E-4,2.4785482856653227E-4,2.4879130173807506E-4,2.4962791020877027E-4,2.5037671340762943E-4,null,2.6925567689490052E-4,2.6890838673048937E-4,2.6924790159020654E-4,2.7044609241039876E-4,2.7148241427002223E-4,2.7241138729186743E-4,null,0,0,0,0,0,0]
[null,8741,2.1812961704728291E-4,2.1724660816637163E-4,2.1729183385472804E-4,2.240059295912783E-4,2.2787511100849964E-4,2.3017811770338612E-4,null,null,0,0,0,0,0,0,null,2.1812961704728291E-4,2.1724660816637163E-4,2.1729183385472804E-4,2.240059295912783E-4,2.2787511100849964E-4,2.3017811770338612E-4,null,2.3607484106061546E-4,2.3454298360667009E-4,2.3392748893088676E-4,2.3577396272655762E-4,2.3745699856125466E-4,2.3859207629227565E-4,null,2.4952136989904683E-4,2.483141722102778E-4,2.4792967244493115E-4,2.4884202135059305E-4,2.4965683954287674E-4,2.5038586525256339E-4,null,2.6939347284693743E-4,2.6901713820669688E-4,2.6932920546200246E-4,2.7050122665712778E-4,2.7151387631871651E-4,2.7242134455482858E-4,null,0,0,0,0,0,0]
[null,8742,2.1823406381138877E-4,2.1732768093583838E-4,2.1735101309551579E-4,2.2404530864256913E-4,2.2789543576874185E-4,2.3018066793284908E-4,null,null,0,0,0,0,0,0,null,2.1823406381138877E-4,2.1732768093583838E-4,2.1735101309551579E-4,2.2404530864256913E-4,2.2789543576874185E-4,2.3018066793284908E-4,null,2.3618788051655619E-4,2.3463051109168115E-4,2.3399119887777581E-4,2.3581541053549815E-4,2.3747817795439783E-4,2.3859471974313303E-4,null,2.4964084794157034E-4,2.4840683887057154E-4,2.4799719587424631E-4,2.4888576645475146E-4,2.4967910707084009E-4,2.5038863937122007E-4,null,2.6952246622661223E-4,2.6911753086466525E-4,2.6940255703540702E-4,2.7054877933440822E-4,2.7153809333133451E-4,2.724243628128027E-4,null,0,0,0,0,0,0]
[null,8743,2.1835391897167064E-4,2.174232887908588E-4,2.1742394334447326E-4,2.2409806961467518E-4,2.2792864915036109E-4,2.3019557700860673E-4,null,null,0,0,0,0,0,0,null,2.1835391897167064E-4,2.174232887908588E-4,2.1742394334447326E-4,2.2409806961467518E-4,2.2792864915036109E-4,2.3019557700860673E-4,null,2.363175959962643E-4,2.3473373089226627E-4,2.3406971259687457E-4,2.3587094327739232E-4,2.3751278792069239E-4,2.3861017380703847E-4,null,2.4977795185339961E-4,2.4851611922056908E-4,2.4808040918426625E-4,2.4894437716640203E-4,2.4971549519523369E-4,2.5040485734133358E-4,null,2.6967048921543895E-4,2.6923592236345438E-4,2.6949295272887331E-4,2.7061249152140413E-4,2.7157766717487178E-4,2.7244200806294416E-4,null,0,0,0,0,0,0]
[null,8744,2.1855236162171012E-4,2.1759310476158279E-4,2.1756716195935741E-4,2.242193298147542E-4,2.2802793085916856E-4,2.3027392937704296E-4,null,null,0.14320506026541591,0.14320506026541591,0.14320506026541591,0.14320506026541591,0.14320506026541591,0.14320506026541591,null,2.1855236162171012E-4,2.1759310476158279E-4,2.1756716195935741E-4,2.242193298147542E-4,2.2802793085916856E-4,2.3027392937704296E-4,null,2.3653236425057964E-4,2.3491706698562965E-4,2.3422389589200203E-4,2.3599857381800259E-4,2.3761624431170025E-4,2.3869139027737083E-4,null,2.5000495303991669E-4,2.4871021989056032E-4,2.4824382141953682E-4,2.4907908178494538E-4,2.4982426687080453E-4,2.5049008840396126E-4,null,2.6991556897754891E-4,2.6944620599849724E-4,2.6967046955069695E-4,2.707589208276547E-4,2.7169596162785771E-4,2.7253473997756501E-4,null,0.14320506026541591,0,5.0954819368304996E-2,9.2982470724364608E-2,0.14320506026541591,0.14320506026541591]
[null,8745,2.1877830208572583E-4,2.1778887439683292E-4,2.1773495019951857E-4,2.2436451888591317E-4,2.2815027743311716E-4,2.3037441595551909E-4,null,null,0.25454668455649404,0.25454668455649404,0.25454668455649404,0.25454668455649404,0.25454668455649404,0.25454668455649404,null,2.1877830208572583E-4,2.1778887439683292E-4,2.1773495019951857E-4,2.2436451888591317E-4,2.2815027743311716E-4,2.3037441595551909E-4,null,2.367768925262613E-4,2.3512842307877514E-4,2.3440452983942999E-4,2.3615139032028982E-4,2.3774373541902443E-4,2.3879555005431807E-4,null,2.5026340934154127E-4,2.4893398575430084E-4,2.4843526756219801E-4,2.4924036832772191E-4,2.4995830809560409E-4,2.505993968784116E-4,null,2.7019460896799937E-4,2.6968862813556659E-4,2.6987843996820784E-4,2.7093424574837159E-4,2.7184173793664407E-4,2.7265366826271787E-4,null,0.25454668455649404,0,9.0572081100610519E-2,0.16527614038841479,0.25454668455649404,0.25454668455649404]
[null,8746,2.1885848817822449E-4,2.1784696008291413E-4,2.1777226932650817E-4,2.2438249233646665E-4,2.2814985786380294E-4,2.3035695154390598E-4,null,null,0.32307674961382793,0.32307674961382793,0.32307674961382793,0.32307674961382793,0.32307674961382793,0.32307674961382793,null,2.1885848817822449E-4,2.1784696008291413E-4,2.1777226932650817E-4,2.2438249233646665E-4,2.2814985786380294E-4,2.3035695154390598E-4,null,2.3686367541846153E-4,2.3519113333341762E-4,2.3444470608310607E-4,2.3617030799657004E-4,2.3774329820730084E-4,2.3877744724650309E-4,null,2.5035513527916478E-4,2.4900037804082839E-4,2.4847784863285457E-4,2.4926033453921698E-4,2.4995784842123028E-4,2.5058039923494965E-4,null,2.7029364004055453E-4,2.6976055581799272E-4,2.6992469633524353E-4,2.7095594981857565E-4,2.7184123801855131E-4,2.726329987110638E-4,null,0.32307674961382793,3.5514443008569034E-2,0.13974002706478522,0.2241711855591135,0.32307674961382793,0.32307674961382793]
[null,8747,2.1895075261741339E-4,2.1791643571929695E-4,2.1782035972268119E-4,2.2441094295620688E-4,2.2815952441832942E-4,2.3034915403288673E-4,null,null,0.42962645589744186,0.42962645589744186,0.42962645589744186,0.42962645589744186,0.42962645589744186,0.42962645589744186,null,2.1895075261741339E-4,2.1791643571929695E-4,2.1782035972268119E-4,2.2441094295620688E-4,2.2815952441832942E-4,2.3034915403288673E-4,null,2.3696353032634569E-4,2.3526614036428791E-4,2.3449647823403728E-4,2.3620025325458364E-4,2.3775337122937916E-4,2.3876936470432859E-4,null,2.5046067779820009E-4,2.4907978910865952E-4,2.4853271970628338E-4,2.4929193954957433E-4,2.4996843896550548E-4,2.5057191716652865E-4,null,2.7040758805930515E-4,2.6984658771065398E-4,2.6998430349102964E-4,2.7099030572849702E-4,2.7185275574718131E-4,2.7262377016902322E-4,null,0.42962645589744186,0.1111179433237354,0.23041218322357723,0.32400568260949353,0.42962645589744186,0.42962645589744186]
[null,8748,2.1905828844056988E-4,2.1800031717603309E-4,2.1788207881132601E-4,2.2445265643255836E-4,2.2818196488861209E-4,2.3035360534806571E-4,null,null,0.38195532804906934,0.38195532804906934,0.38195532804906934,0.38195532804906934,0.38195532804906934,0.38195532804906934,null,2.1905828844056988E-4,2.1800031717603309E-4,2.1788207881132601E-4,2.2445265643255836E-4,2.2818196488861209E-4,2.3035360534806571E-4,null,2.3707991297398261E-4,2.3535670015391232E-4,2.3456292247710732E-4,2.3624415812637176E-4,2.3777675529574796E-4,2.3877397873341778E-4,null,2.5058368945645376E-4,2.4917566611529739E-4,2.4860314109838018E-4,2.4933827790227686E-4,2.4999302443630937E-4,2.5057675927060756E-4,null,2.705403964749973E-4,2.6995045837464372E-4,2.7006080315883428E-4,2.7104067737063073E-4,2.7187949363464037E-4,2.7262903840771682E-4,null,0.38195532804906934,4.7652339520222645E-2,0.16916047350820532,0.26732192143798089,0.38195532804906934,0.38195532804906934]
[null,8749,2.1936585279692746E-4,2.1827310862589086E-4,2.1812276093590452E-4,2.2466881433249526E-4,2.2837269457664315E-4,2.3051969348634622E-4,null,null,0.26865183615022958,0.26865183615022958,0.26865183615022958,0.26865183615022958,0.26865183615022958,0.26865183615022958,null,2.1936585279692746E-4,2.1827310862589086E-4,2.1812276093590452E-4,2.2466881433249526E-4,2.2837269457664315E-4,2.3051969348634622E-4,null,2.3741278022752614E-4,2.3565121025509206E-4,2.3482203099505947E-4,2.3647167176735337E-4,2.3797550494881865E-4,2.3894613807747382E-4,null,2.5093551641406416E-4,2.4948746837370414E-4,2.4887775905917288E-4,2.4957840176350384E-4,2.5020198526099131E-4,2.5075742858281881E-4,null,2.7092024324319264E-4,2.7028825685991077E-4,2.703591241966372E-4,2.7130170160865539E-4,2.7210674862838312E-4,2.7282560771845941E-4,null,0.26865183615022958,6.7594730975465853E-2,0.14276195361082222,0.20183973489060733,0.26865183615022958,0.26865183615022958]
[null,8750,2.1944165509218727E-4,2.1832698150572725E-4,2.1815600817638592E-4,2.2468272418509275E-4,2.2836826358058537E-4,2.3049828858846643E-4,null,null,7.8700206334351888E-2,7.8700206334351888E-2,7.8700206334351888E-2,7.8700206334351888E-2,7.8700206334351888E-2,7.8700206334351888E-2,null,2.1944165509218727E-4,2.1832698150572725E-4,2.1815600817638592E-4,2.2468272418509275E-4,2.2836826358058537E-4,2.3049828858846643E-4,null,2.3749481867350945E-4,2.3570937229536027E-4,2.3485782361248888E-4,2.3648631236670642E-4,2.3797088763444912E-4,2.3892395074238341E-4,null,2.5102222766772495E-4,2.4954904539750239E-4,2.4891569411313247E-4,2.4959385383588139E-4,2.501971307226132E-4,2.5073414451077169E-4,null,2.710138602579119E-4,2.7035496781150102E-4,2.704003335357265E-4,2.713184986291499E-4,2.7210146908332759E-4,2.7280027450642932E-4,null,7.8700206334351888E-2,2.4871164365855795E-2,4.5359239446439888E-2,6.1183334127518516E-2,7.8700206334351888E-2,7.8700206334351888E-2]
[null,8751,2.1963215910918867E-4,2.1848917279350085E-4,2.1829186186446685E-4,2.2479663984415911E-4,2.2846030012662266E-4,2.3056952869528926E-4,null,null,0,0,0,0,0,0,null,2.1963215910918867E-4,2.1848917279350085E-4,2.1829186186446685E-4,2.2479663984415911E-4,2.2846030012662266E-4,2.3056952869528926E-4,null,2.3770099519434962E-4,2.3588447665657682E-4,2.3500407812905767E-4,2.3660621252472318E-4,2.3806679421188638E-4,2.3899779496863626E-4,null,2.5124014774633195E-4,2.4973443100928777E-4,2.4907070297742719E-4,2.4972039960597455E-4,2.5029796469743572E-4,2.5081163891365195E-4,null,2.712491356846329E-4,2.7055580977836612E-4,2.7056872166712027E-4,2.714560589409199E-4,2.7221113090320333E-4,2.7288458888818088E-4,null,0,0,0,0,0,0]
[null,8752,2.1976356171182266E-4,2.1859552449980449E-4,2.1837479023094946E-4,2.2485893617131525E-4,2.2850250945694283E-4,2.3059288312936483E-4,null,null,0,0,0,0,0,0,null,2.1976356171182266E-4,2.1859552449980449E-4,2.1837479023094946E-4,2.2485893617131525E-4,2.2850250945694283E-4,2.3059288312936483E-4,null,2.3784320810863282E-4,2.3599929569434523E-4,2.3509335541200145E-4,2.3667178155650599E-4,2.3811077839622644E-4,2.3902200310350292E-4,null,2.5139046093104007E-4,2.4985599164554736E-4,2.4916532412528025E-4,2.4978960288108668E-4,2.5034420865957936E-4,2.5083704367515508E-4,null,2.7141141994453248E-4,2.7068750542100326E-4,2.7067150984216946E-4,2.7153128566792089E-4,2.7226142344652376E-4,2.7291222942323984E-4,null,0,0,0,0,0,0]
[null,8753,2.1989483964970401E-4,2.1870174051805393E-4,2.184575700677274E-4,2.2492106436489752E-4,2.2854453405011854E-4,2.306160384777824E-4,null,null,0,0,0,0,0,0,null,2.1989483964970401E-4,2.1870174051805393E-4,2.184575700677274E-4,2.2492106436489752E-4,2.2854453405011854E-4,2.306160384777824E-4,null,2.3798528610216536E-4,2.3611396824107595E-4,2.3518247279394832E-4,2.3673717362190648E-4,2.3815457007543656E-4,2.3904600487531052E-4,null,2.5154063151007966E-4,2.4997739718954961E-4,2.4925977580095212E-4,2.4985861938123949E-4,2.503902502262467E-4,2.5086223187291515E-4,null,2.7157355024152178E-4,2.7081903304070857E-4,2.7077411391739938E-4,2.7160630936307338E-4,2.7231149587498405E-4,2.7293963433562893E-4,null,0,0,0,0,0,0]
[null,8754,2.2009363255720438E-4,2.1887170688400924E-4,2.1860073035313062E-4,2.2504203309291096E-4,2.2864330817338405E-4,2.3069368581819552E-4,null,null,0,0,0,0,0,0,null,2.2009363255720438E-4,2.1887170688400924E-4,2.1860073035313062E-4,2.2504203309291096E-4,2.2864330817338405E-4,2.3069368581819552E-4,null,2.3820043342914185E-4,2.3629746670358545E-4,2.3533659329394555E-4,2.3686449737812026E-4,2.3825749753751151E-4,2.3912649054594066E-4,null,2.5176803336076438E-4,2.5017166976218949E-4,2.4942312148236819E-4,2.4999300021148806E-4,2.5049846579807441E-4,2.5094669601185188E-4,null,2.7181906257704871E-4,2.7102950291062558E-4,2.709515584409112E-4,2.7175238669850145E-4,2.7242918553827862E-4,2.7303153183260868E-4,null,0,0,0,0,0,0]
[null,8755,2.2030836884320989E-4,2.1905671397510188E-4,2.1875812109386076E-4,2.2517685157833026E-4,2.2875542272477131E-4,2.3078412641077385E-4,null,null,0,0,0,0,0,0,null,2.2030836884320989E-4,2.1905671397510188E-4,2.1875812109386076E-4,2.2517685157833026E-4,2.2875542272477131E-4,2.3078412641077385E-4,null,2.3843283577447633E-4,2.3649720337841554E-4,2.3550603371932569E-4,2.3700639848142632E-4,2.3837432637743896E-4,2.3922023711481379E-4,null,2.5201367305415602E-4,2.5038313397360095E-4,2.4960270409301141E-4,2.5014276635601989E-4,2.5062129695959192E-4,2.5104507654538226E-4,null,2.7208426523323242E-4,2.712585977564037E-4,2.7114664135036035E-4,2.7191518848570644E-4,2.725627703615802E-4,2.7313857045156318E-4,null,0,0,0,0,0,0]
[null,8756,2.2038916159825033E-4,2.191151928096853E-4,2.1879561251943386E-4,2.2519475911346175E-4,2.2875471389322479E-4,2.3076616736109027E-4,null,null,0,0,0,0,0,0,null,2.2038916159825033E-4,2.191151928096853E-4,2.1879561251943386E-4,2.2519475911346175E-4,2.2875471389322479E-4,2.3076616736109027E-4,null,2.3852027523851247E-4,2.365603380825971E-4,2.3554639545260011E-4,2.3702524677945272E-4,2.3837358774033736E-4,2.3920162158786885E-4,null,2.5210609296112923E-4,2.5044997563121744E-4,2.4964548175610598E-4,2.5016265934388706E-4,2.5062052037349224E-4,2.5102554083869131E-4,null,2.7218404554347103E-4,2.7133101227582048E-4,2.7119311127830068E-4,2.7193681295889928E-4,2.7256192578667247E-4,2.7311731548384279E-4,null,0,0,0,0,0,0]
[null,8757,2.2050683606318958E-4,2.1920848879665347E-4,2.1886607167761476E-4,2.2524478311928981E-4,2.2878497011121309E-4,2.3077793183820121E-4,null,null,0,0,0,0,0,0,null,2.2050683606318958E-4,2.1920848879665347E-4,2.1886607167761476E-4,2.2524478311928981E-4,2.2878497011121309E-4,2.3077793183820121E-4,null,2.3864763062006711E-4,2.3666106195270367E-4,2.3562224889657471E-4,2.3707789876999179E-4,2.3840511619765557E-4,2.3921381610509054E-4,null,2.5224070234655443E-4,2.5055661350220686E-4,2.4972587555507501E-4,2.5021822963503524E-4,2.5065366867005719E-4,2.5103833814023351E-4,null,2.7232937533960101E-4,2.714465409813417E-4,2.712804441004953E-4,2.7199722008724395E-4,2.7259797616089888E-4,2.731312390257699E-4,null,0,0,0,0,0,0]
[null,8758,2.2058705895060807E-4,2.192663937661317E-4,2.1890297973547988E-4,2.2526207559696705E-4,2.2878362313099316E-4,2.3075931683134881E-4,null,null,0,0,0,0,0,0,null,2.2058705895060807E-4,2.192663937661317E-4,2.1890297973547988E-4,2.2526207559696705E-4,2.2878362313099316E-4,2.3075931683134881E-4,null,2.3873445333425471E-4,2.3672357710275232E-4,2.3566198260006714E-4,2.3709609969884562E-4,2.3840371257845936E-4,2.3919452064303959E-4,null,2.5233247037437608E-4,2.5062279922857659E-4,2.4976798759644697E-4,2.5023743937250615E-4,2.5065219293704207E-4,2.5101808888872373E-4,null,2.7242845185445502E-4,2.7151824488184657E-4,2.7132619095496111E-4,2.7201810183993759E-4,2.7259637122993812E-4,2.7310920771694602E-4,null,0,0,0,0,0,0]
[null,8759,2.2077629867268029E-4,2.1942724796836596E-4,2.1903740745933843E-4,2.2537441515778407E-4,2.2887395957228384E-4,2.3082875147303073E-4,null,null,0,0,0,0,0,0,null,2.2077629867268029E-4,2.1942724796836596E-4,2.1903740745933843E-4,2.2537441515778407E-4,2.2887395957228384E-4,2.3082875147303073E-4,null,2.3893926154835827E-4,2.3689723792459956E-4,2.3580670198195588E-4,2.372143409591244E-4,2.3849784756369168E-4,2.3926649340696169E-4,null,2.5254894420919944E-4,2.5080665654359511E-4,2.4992136943759825E-4,2.5036223429843668E-4,2.5075116430047168E-4,2.510936193214577E-4,null,2.7266216585725622E-4,2.7171743113160588E-4,2.7149281163009931E-4,2.7215375891409885E-4,2.7270400736992343E-4,2.7319138528723115E-4,null,0,0,0,0,0,0]
[null,8760,2.2093887090144553E-4,2.1956289683820168E-4,2.1914793459338843E-4,2.2546343137559192E-4,2.2894177032834452E-4,2.3087652655522041E-4,null,null,0,0,0,0,0,0,null,2.2093887090144553E-4,2.1956289683820168E-4,2.1914793459338843E-4,2.2546343137559192E-4,2.2894177032834452E-4,2.3087652655522041E-4,null,2.3911520837110591E-4,2.3704368665824227E-4,2.3592569096772848E-4,2.3730803359689421E-4,2.3856850968441678E-4,2.3931601486524973E-4,null,2.5273491274377147E-4,2.50961704012961E-4,2.5004748073987395E-4,2.5046111996460054E-4,2.5082545683277239E-4,2.5114558866333491E-4,null,2.7286294509066975E-4,2.7188540554129713E-4,2.7162980796662791E-4,2.7226125158696398E-4,2.7278480408858503E-4,2.7324792824733605E-4,null,0,0,0,0,0,0]
[null,"Source:","MENR",null,null,null,null,null,null,null,"Source:","Gaziantep - feasibility study",null,null,null,null,null,null,null,null,null,null,null,null,null,null,null,null,null,null,null,null,null,null,null,null,null,null,null,null,null,null,null,null,null,"Source:","Gaziantep - feasibility study"]

{"sheet":"Options","index":14,"n_rows":54,"n_cols":7,"rows_kept":54,"cut":false,"hidden":false,"merged":[]}
["Options to choose from building scenarios"]
["An option is a collection of specific assumptions (e.g. a mix of technologies, or a collection of fuel price time series) that can be used in one scenario."]
[]
[]
[null,"Table O1","Damage costs, EUR/ton"]
[null,null,"Price"]
[null,"GHG",319]
[null,"SO₂",41676]
[null,"NOx",44503]
[null,"PM2.5",151834]
[null,"Source:","Table 1 and Table 5 in Methodological Convention 3.2 for the Assessment of Environmental Costs. Value Factors, Version 10/2024. German Environmental Agency. Adjusted to 2025-prices."]
[]
[]
[null,"Table O2","CO₂ equivalent factors, ton CO₂ eq. per ton"]
[]
[null,"CO₂",1]
[null,"CH4",25]
[null,"N2O",298]
[null,"Substituted CO₂",1]
[null,"Source:","https://ens.dk/service/fremskrivninger-analyser-modeller/bag-om-drivhusgasserne"]
[]
[]
[null,"Table O3","Composition of condensing plants substituted and resulting unit emission"]
[null,null,"NatGas","HardCoal","Lignite","Lig/coal","Mixed"]
[null,"Unit emis (ton/GWh)",{"$f":"SUMPRODUCT(C27:C32,C34:C39)*3.6","v":486},{"$f":"SUMPRODUCT(D27:D32,D34:D39)*3.6","v":924.32432432432438},1291.0344827586209,1107.6794035414725,{"$f":"SUMPRODUCT(G27:G32,G34:G39)*3.6","v":900.45293569431499}]
[null,"Shares"]
[null,"NG old",1,null,null,null,{"$f":"1/3","v":0.33333333333333331}]
[null,"NG new"]
[null,"Hard coal old",null,1,null,0.5,{"$f":"1/3","v":0.33333333333333331}]
[null,"Hard coal new"]
[null,"Lignite old",null,null,1,0.5,{"$f":"1/3","v":0.33333333333333331}]
[null,"Lignite new"]
[null,"Shares"]
[null,"NG old",{"$f":"IFERROR(C48/C41,0)","v":135},{"$f":"IFERROR(D48/D41,0)","v":135},135,135,135]
[null,"NG new",{"$f":"IFERROR(C49/C42,0)","v":0},0,0,0,0]
[null,"Hard coal old",{"$f":"IFERROR(C50/C43,0)","v":256.75675675675677},256.75675675675677,256.75675675675677,256.75675675675677,256.75675675675677]
[null,"Hard coal new",{"$f":"IFERROR(C51/C44,0)","v":0},0,0,0,0]
[null,"Lignite old",{"$f":"IFERROR(C52/C45,0)","v":358.62068965517244},358.62068965517244,358.62068965517244,358.62068965517244,358.62068965517244]
[null,"Lignite new",{"$f":"IFERROR(C53/C46,0)","v":0},0,0,0,0]
[null,"Efficiencies"]
[null,"NG old",0.4,0.4,0.4,0.4,0.4]
[null,"NG new"]
[null,"Hard coal old",0.37,0.37,0.37,0.37,0.37]
[null,"Hard coal new"]
[null,"Lignite old",0.28999999999999998,0.28999999999999998,0.28999999999999998,0.28999999999999998,0.28999999999999998]
[null,"Lignite new"]
[null,"Fuel emission"]
[null,"NG old",54,54,54,54,54]
[null,"NG new",54,54,54,54,54]
[null,"Hard coal old",95,95,95,95,95]
[null,"Hard coal new",95,95,95,95,95]
[null,"Lignite old",104,104,104,104,104]
[null,"Lignite new",104,104,104,104,104]
[null,"Source:","COWI assumptions"]

{"sheet":"Support","index":15,"n_rows":69,"n_cols":22,"rows_kept":69,"cut":false,"hidden":false,"merged":[]}
["Support"]
["Supporting lists and values."]
[]
[]
[null,null,null,null,null,null,null,null,"Table SUP.A11",null,null,"Table SUP.A14","Network cost structure",null,null,"Table SUP.A18"]
[null,"Table SUP.A1",null,null,"Table SUP.A6","Units",null,null,"Years modelled",{"$f":"COUNT(Evaluation!D149:X149)","v":21},null,null,"Structure factor","Service pipe cost share",null,"Country","Currency","Exchance Rate","Equipment cost index","Labour cost index","Network cost factor","Substation cost factor"]
[null,"Money unit","EUR",null,"Million",1000000,null,null,"Source:",{"$f":"Evaluation!B148","v":"Table E10"},null,"1 Open-Low",1,0.4,null,null,null,"to EUR"]
[null,"Energy unit","GWh",null,"Thousand",1000,null,null,null,null,null,"2 Block-Low",0.6,0.23,null,"1 Argentina","USD",0.94,164.11,26.506,{"$f":"$S8/$S$22*U$64+MAX($T8/$T$22*U$65,U$66)","v":0.81428706148623164},1.1285741229724633]
[null,"Effect unit","MW",null,"Hundred",100,null,null,null,null,null,"3 Dense-Low",1.1000000000000001,0.4,null,"2 Armenia","EUR",1,91.34,19.745000000000001,0.60841192003017719,0.7168238400603546]
[null,null,null,null,"Ten",10,null,null,"Table SUP.A12","Project startyear",null,"4 Dense-Hign",1,0.1,null,"3 Australia","AUD",{"$f":"1/1.68","v":0.59523809523809523},110,64.674999999999997,0.91517487690755495,0.96753324323585232]
[null,null,null,null,null,null,null,null,"Years",2020,null,"5 Open-High",0.75,0.28000000000000003,null,"4 Austria","EUR",1,96.18,69.069000000000003,0.91711006900190017,0.9127841338414695]
[null,"Table SUP.A2","Climate zones",null,null,null,null,null,null,{"$f":"J11+1","v":2021},null,null,null,null,null,"5 Azerbaijan","EUR",1,90.62,18.693999999999999,0.60637495284798182,0.71274990569596386]
[null,"Climate zones","Climate zone 1",null,null,null,null,null,null,2022,null,null,null,null,null,"6 Belgium","EUR",1,92.95,65.813000000000002,0.87756564699744999,0.87713294825461874]
[null,null,"Climate zone 2",null,"Table SUP.A7","Conversion",null,null,null,2023,null,"Table SUP.A15","Location cost factor",null,null,"7 Bosnia & Herz.","EUR",1,92.55,19.634,0.6118351565447,0.72367031308940022]
[null,null,"Climate zone 3",null,"Gram per ton",1000000,null,null,null,2024,null,"Capital",1.2,null,null,"8 Brazil","USD",0.94,120.79,20.079000000000001,0.69172953602414178,0.88345907204828356]
[null,null,"Climate zone 4",null,"GJ per GWh",3600,null,null,null,2025,null,"Capital suburbs",1,null,null,"9 Bulgaria","EUR",1,84.29,33.78,0.5884666163711807,0.67693323274236139]
[null,null,"Climate zone 5",null,"kg per ton",1000,null,null,null,2026,null,"Big province",0.9,null,null,"10 Canada","CAD",0.69,94.35,59.813000000000002,0.82549503894694543,0.85303655725566685]
[null,null,"Climate zone 6",null,"Joule/calorie",4.1867999999999999,null,null,null,2027,null,"Smal province",0.8,null,null,"11 Chile","USD",0.94,95.47,29.934999999999999,0.62009619011693695,0.7401923802338739]
[null,null,null,null,"g/GJ fuel",{"$f":"Support_GJperGWh/Support_GramperTon","v":3.5999999999999999E-3},null,null,null,2028,null,null,null,null,null,"12 China","CNY",{"$f":"1/7.76","v":0.12886597938144331},125.41,23.309000000000001,0.70480007544322887,0.90960015088645796]
[null,null,null,null,"kg/GJ fuel",{"$f":"Support_GJperGWh/F17","v":3.6},null,null,null,2029,null,null,null,null,null,"13 Croatia","EUR",1,86.83,42.872999999999998,0.6460247923673168,0.7200892869678841]
[null,"Table SUP.A3","Electricity substitutes",null,null,null,null,null,null,2030,null,"Table SUP.A16","Work access factor",null,null,"14 Czechia","EUR",1,89.57,49.024999999999999,{"$f":"$S21/$S$22*U$64+MAX($T21/$T$22*U$65,U$66)","v":0.71122742328058797},{"$f":"$S21/$S$22*V$64+MAX($T21/$T$22*V$65,V$66)","v":0.76842192145645072}]
[null,"Substitutes","NatGas",null,null,null,null,null,null,2031,null,"Narrow streets",1.3,null,null,"15 Denmark","DKK",{"$f":"1/7.46","v":0.13404825737265416},106.04,74.957999999999998,{"$f":"$S22/$S$22*U$64+MAX($T22/$T$22*U$65,U$66)","v":1},1]
[null,null,"HardCoal",null,"Table SUP.A8","Fuel list",null,null,null,2032,null,"Normal streets",1,null,null,"16 Estonia","EUR",1,88.72,45.235999999999997,0.6734388554207984,0.74339309278882071]
[null,null,"Lignite",null,"Types of fuel",{"$f":"Fuels!B105","v":"Baseline"},null,null,null,null,null,"Wide streets",0.9,null,null,"17 Finland","EUR",1,100.44,59.869,0.84324734588701489,0.88779408610151989]
[null,null,"Lig/coal",null,null,{"$f":"Fuels!B30","v":"HighElec"},null,null,"Table SUP.A13",null,null,"With open spaces",0.8,null,null,"18 France","EUR",1,95.16,58.765000000000001,0.81799981307777037,0.8520272683018093]
[null,null,"Mixed",null,null,{"$f":"Fuels!B45","v":"Highgas"},null,null,"Years",18,null,null,null,null,null,"19 Georgia","EUR",1,81.55,22.356999999999999,0.58071482459449264,0.66142964918898528]
[null,null,null,null,null,{"$f":"Fuels!B60","v":"LowElec"},null,null,null,{"$f":"J26+1","v":19},null,null,null,null,null,"20 Germany","EUR",1,87.62,66.037999999999997,0.86458760826596026,0.84817518985031215]
[null,null,null,null,null,{"$f":"Fuels!B75","v":"Lowgas"},null,null,null,20,null,"Table SUP.A17","Trafic measure factor",null,null,"21 Great Britain","GBP",1.1499999999999999,83.89,56.835999999999999,0.76810153054502162,0.77796511450662331]
[null,"Table SUP.A4","Maximum build time",null,null,{"$f":"Fuels!B90","v":"WM"},null,null,null,21,null,"Challenging",1.2,null,null,"22 Greece","EUR",1,98.29,39.863999999999997,0.65034678416518299,0.76887575035229838]
[null,"Buildtime",1,null,{"$f":"\"Source: \" &Fuels!C27","v":"Source: Table F2"},null,null,null,null,22,null,"Normal",1,null,null,"23 Hong Kong","HKD",{"$f":"1/8.29","v":0.12062726176115804},108.41,72.861000000000004,0.98712205051350821,1.0022197674001854]
[null,null,2,null,null,null,null,null,null,23,null,"Easy",0.9,null,null,"24 Hungary","EUR",1,83.07,43.600999999999999,0.64218577089451989,0.70269913857657418]
[null,null,3,null,null,null,null,null,null,24,null,null,null,null,null,"25 Iceland","EUR",1,114.04,69.832999999999998,0.97477283368212164,1.0179172888055836]
[null,null,4,null,null,null,null,null,null,25,null,null,null,null,null,"26 India","USD",0.94,86.82,9.1829999999999998,0.59562429271972839,0.69124858543945678]
[null,null,5,null,"Table SUP.A9",null,null,null,null,26,null,null,null,null,null,"27 Indonesia","USD",0.94,104.36,15.834,0.64524707657487734,0.79049415314975469]
[null,null,6,null,{"$f":"Storylines!B116","v":"NPV total"},"Mill. EUR",null,null,null,27,null,null,null,null,null,"28 Ireland","EUR",1,92.83,137.63800000000001,1.5479684348118639,1.259735263390904]
[null,null,7,null,{"$f":"Storylines!B117","v":"Annuitised total"},"Mill. EUR/year",null,null,null,28,null,null,null,null,null,"29 Israel","EUR",1,125.41,54.771000000000001,0.86628250560411901,1.0018758252641093]
[null,null,8,null,{"$f":"Storylines!B118","v":"Annuitised per household"},"EUR/household/year",null,null,null,29,null,null,null,null,null,"30 Italy","EUR",1,86.97,54.259,0.75274974682414619,0.78164079944620612]
[null,null,null,null,{"$f":"Storylines!B119","v":"Per Energy"},"EUR/MWh",null,null,null,30,null,null,null,null,null,"31 Japan","100JPY",{"$f":"1/158.91*100","v":0.62928701780882268},97.55,52.12,{"$f":"$S38/$S$22*U$64+MAX($T38/$T$22*U$65,U$66)","v":0.76270666181385471},0.83009060957450642]
[null,null,null,null,{"$f":"\"Source: \" &Storylines!B112","v":"Source: Table SL4"},null,null,null,null,31,null,null,null,null,null,"32 Kazakhstan","EUR",1,92.64,32.712000000000003,0.6120897774424745,0.72417955488494901]
[null,"Table SUP.A5","Phase-In Period",null,null,null,null,null,null,32,null,null,null,null,null,"33 Latvia","EUR",1,90.49,40.892000000000003,0.63787968238197301,0.73022720008505904]
[null,"Periods",1,null,null,null,null,null,null,33,null,null,null,3,null,"34 Lithuania","EUR",1,84.18,49.244999999999997,0.69803294446927244,0.73909798691341089]
[null,null,2,null,"Table SUP.A10",null,null,null,null,34,null,null,null,null,null,"35 Malaysia","USD",0.94,97.35,37.082999999999998,0.6254149377593361,0.7508298755186722]
[null,null,3,null,"Tax options",null,null,null,null,35,null,null,null,null,null,"36 Mexico","USD",0.94,93.97,24.975999999999999,0.61585250848736317,0.73170501697472634]
[null,null,4,null,null,"None",0,null,null,36,null,null,null,null,null,"37 Netherlands","EUR",1,96.12,73.316999999999993,0.95661053705729671,0.93511333378000616]
[null,null,5,null,null,"Subsidy DH",-0.1,null,null,37,null,null,null,null,null,"38 Norway","NOK",{"$f":"1/11.72","v":8.5324232081911255E-2},110.82,82.236000000000004,1.0814892597870651,1.0658841467253348]
[null,null,6,null,null,"Tax DH",0.1,null,null,38,null,null,null,null,null,"39 Philippines","USD",0.94,108.13,11.326000000000001,0.65591286307053931,0.81182572614107884]
[null,null,7,null,null,"Subsidy non-DH",-0.1,null,null,39,null,null,null,null,null,"40 Poland","PLN",{"$f":"1/4.46","v":0.22421524663677131},81.64,45.537999999999997,0.65622892413363954,0.70494430735103264]
[null,null,8,null,null,"Tax non-DH",0.1,null,null,{"$f":"J47+1","v":40},null,null,null,null,null,"41 Portugal","EUR",1,103.13,45.226999999999997,0.71412244320921303,0.82488033560330298]
[null,null,9,null,null,null,null,null,null,null,null,null,null,null,null,"42 Romania","EUR",1,88,41.029000000000003,0.63211455399809502,0.71686925314413963]
[null,null,10,null,null,null,null,null,null,null,null,null,null,null,null,"43 Russia","RUB",{"$f":"1/101.22","v":9.879470460383323E-3},79.67,35.31,0.57539607695209349,0.65079215390418699]
[null,null,null,null,null,null,null,null,null,null,null,null,null,null,null,"44 Serbia","EUR",1,91.81,26.074000000000002,0.60974160694077706,0.71948321388155412]
[null,null,null,null,null,null,null,null,null,null,null,null,null,null,null,"45 Singapore","EUR",1,128.13999999999999,133.108,1.6055610103055924,1.4353542573304146]
[null,null,null,null,null,null,null,null,null,null,null,null,null,null,null,"46 Slovakia","EUR",1,89.42,42.228000000000002,0.64732884289211767,0.73130220671595714]
[null,null,null,null,null,null,null,null,null,null,null,null,null,null,null,"47 Slovenia","EUR",1,88.44,51.406999999999996,0.7302749733488374,0.77473922602743284]
[null,null,null,null,null,null,null,null,null,null,null,null,null,null,null,"48 South Africa","ZAR",{"$f":"1/20.15","v":4.9627791563275438E-2},130.32,16.210999999999999,0.71869105997736693,0.93738211995473386]
[null,null,null,null,null,null,null,null,null,null,null,null,null,null,null,"49 South Korea","1000KRW",{"$f":"1/1431.96*1000","v":0.69834352914885889},117.2,56.709000000000003,0.86115355644049396,0.96576344842889461]
[null,null,null,null,null,null,null,null,null,null,null,null,null,null,null,"50 Spain","EUR",1,87.41,50.472000000000001,0.71862942229164739,0.76392177582479004]
[null,null,null,null,null,null,null,null,null,null,null,null,null,null,null,"51 Sweden","SEK",{"$f":"1/11.62","v":8.6058519793459562E-2},97.51,66.209000000000003,0.89416451007106912,0.90504771594512134]
[null,null,null,null,null,null,null,null,null,null,null,null,null,null,null,"52 Switzerland","CHF",{"$f":"1/0.95","v":1.0526315789473684},100.03,89.537000000000006,1.1191438912065119,1.0437921982192084]
[null,null,null,null,null,null,null,null,null,null,null,null,null,null,null,"53 Turkey","EUR",1,85.88,41.887999999999998,0.63413864285060861,0.7094576800553889]
[null,null,null,null,null,null,null,null,null,null,null,null,null,null,null,"54 Ukraine","EUR",1,80.989999999999995,14.304,0.57913051678611838,0.65826103357223675]
[null,null,null,null,null,null,null,null,null,null,null,null,null,null,null,"55 USA","USD",0.94,90.83,80.412000000000006,1.0079015904885613,0.94304243495935247]
[]
[null,null,null,null,null,null,null,null,null,null,null,null,null,null,null,null,null,null,null,"Equipment share in DK",0.3,0.6]
[null,null,null,null,null,null,null,null,null,null,null,null,null,null,null,null,null,null,null,"Labour share DK",{"$f":"1-U64","v":0.7},{"$f":"1-V64","v":0.4}]
[null,null,null,null,null,null,null,null,null,null,null,null,null,null,null,null,null,null,null,"Minimum labour share",0.35,0.2]
[null,null,null,null,null,null,null,null,null,null,null,null,null,null,null,"Sources:"]
[null,null,null,null,null,null,null,null,null,null,null,null,null,null,null,"Equipment cost index: Machinery and equipment prices, TheGlobalEconomy.com 2017 "]
[null,null,null,null,null,null,null,null,null,null,null,null,null,null,null,"Labour cost index: GDP per capita (US$ PPP) by country IMF 2023"]